THOMAS AND BETTS | C10-10 | Y | THOMAS AND BETTS , C10-10 |  |  | 0.41 | 1992-01-14 | John | 50 | 0 | N | N
THOMAS AND BETTS | C10-10 | Y | THOMAS AND BETTS , C10-10 |  |  | 0.42 | 1992-01-14 | John | 50 | 0 | N | N
THOMAS AND BETTS | C10-10 | Y | THOMAS AND BETTS , C10-10 |  |  | 0.47 | 1992-01-14 | John | 50 | 0 | N | N
THOMAS AND BETTS | C10-10 | Y | THOMAS AND BETTS , C10-10 |  |  | 0.48 | 1992-01-14 | John | 50 | 0 | N | N
THOMAS AND BETTS | C10-10 | Y | THOMAS AND BETTS , C10-10 |  |  | 0.49 | 1992-01-14 | John | 50 | 0 | N | N
THOMAS AND BETTS | C10-10 | Y | THOMAS AND BETTS , C10-10 |  |  | 0.51 | 1992-01-14 | John | 50 | 0 | N | N
THOMAS AND BETTS | C10-10 | Y | THOMAS AND BETTS , C10-10 |  |  | 0.52 | 1992-01-14 | John | 50 | 0 | N | N
THOMAS AND BETTS | D8-10 | Y | THOMAS AND BETTS , D8-10 | JEA SUBSTATION | CSC Stores | 0.57 | 1992-01-14 | John | 25 | 0 | N | N
THOMAS AND BETTS | D8-10 | Y | THOMAS AND BETTS , D8-10 |  |  | 0.58 | 1992-01-14 | John | 25 | 0 | N | N
THOMAS AND BETTS | D8-10 | Y | THOMAS AND BETTS , D8-10 |  |  | 0.62 | 1992-01-14 | John | 25 | 0 | N | N
THOMAS AND BETTS | D8-10 | Y | THOMAS AND BETTS , D8-10 |  |  | 1.05 | 1992-01-14 | John | 25 | 0 | N | N
THOMAS AND BETTS | D8-10 | Y | THOMAS AND BETTS , D8-10 |  |  | 1.07 | 1992-01-14 | John | 25 | 0 | N | N
THOMAS AND BETTS | D8-10 | Y | THOMAS AND BETTS , D8-10 |  |  | 1.1 | 1992-01-14 | John | 25 | 0 | N | N
THOMAS AND BETTS | D8-10 | Y | THOMAS AND BETTS , D8-10 |  |  | 1.12 | 1992-01-14 | John | 25 | 0 | N | N
THOMAS AND BETTS | D8-10 | Y | THOMAS AND BETTS , D8-10 |  |  | 1.15 | 1992-01-14 | John | 25 | 0 | N | N
THOMAS AND BETTS | D8-10 | Y | THOMAS AND BETTS , D8-10 |  |  | 1.32 | 1992-01-14 | John | 25 | 0 | N | N
THOMAS AND BETTS | D8-10 | Y | THOMAS AND BETTS , D8-10 |  |  | 1.35 | 1992-01-14 | John | 25 | 0 | N | N
THOMAS AND BETTS | D8-10 | Y | THOMAS AND BETTS , D8-10 |  |  | 1.75 | 1992-01-14 | John | 25 | 0 | N | N
THOMAS AND BETTS | D8-14-SK | Y | THOMAS AND BETTS , D8-14-SK | JEA SUBSTATION | CSC Stores | 0.85 | 1992-01-14 | John | 1 | 0 | N | N
THOMAS AND BETTS | D8-14-SK | Y | THOMAS AND BETTS , D8-14-SK |  |  | 0.99 | 1992-01-14 | John | 1 | 0 | N | N
THOMAS AND BETTS | D8-14-SK | Y | THOMAS AND BETTS , D8-14-SK |  |  | 1.1 | 1992-01-14 | John | 1 | 0 | N | N
THOMAS AND BETTS | D8-14-SK | Y | THOMAS AND BETTS , D8-14-SK |  |  | 1.14 | 1992-01-14 | John | 1 | 0 | N | N
THOMAS AND BETTS | D8-14-SK | Y | THOMAS AND BETTS , D8-14-SK |  |  | 1.45 | 1992-01-14 | John | 1 | 0 | N | N
THOMAS AND BETTS | D8-14-SK | Y | THOMAS AND BETTS , D8-14-SK |  |  | 1.85 | 1992-01-14 | John | 1 | 0 | N | N
THOMAS AND BETTS | D8-516 | Y | THOMAS AND BETTS , D8-516 | JEA SUBSTATION | CSC Stores | 0.48 | 1992-01-14 | John | 1 | 0 | N | N
THOMAS AND BETTS | D8-516 | Y | THOMAS AND BETTS , D8-516 |  |  | 0.91 | 1992-01-14 | John | 1 | 0 | N | N
THOMAS AND BETTS | D8-516 | Y | THOMAS AND BETTS , D8-516 |  |  | 1.06 | 1992-01-14 | John | 1 | 0 | N | N
THOMAS AND BETTS | D8-38 | Y | THOMAS AND BETTS , D8-38 | JEA SUBSTATION | CSC Stores | 0.68 | 1992-01-14 | John | 1 | 0 | N | N
THOMAS AND BETTS | D8-38 | Y | THOMAS AND BETTS , D8-38 |  |  | 0.89 | 1992-01-14 | John | 1 | 0 | N | N
THOMAS AND BETTS | D8-38 | Y | THOMAS AND BETTS , D8-38 |  |  | 1.17 | 1992-01-14 | John | 1 | 0 | N | N
THOMAS AND BETTS | D8-38 | Y | THOMAS AND BETTS , D8-38 |  |  | 2.72 | 1992-01-14 | John | 1 | 0 | N | N
THOMAS AND BETTS | E6-14 | Y | THOMAS AND BETTS , E6-14 | JEA SUBSTATION | CSC Stores | 1.13 | 1992-01-14 | John | 20 | 0 | N | N
THOMAS AND BETTS | E6-14 | Y | THOMAS AND BETTS , E6-14 |  |  | 1.16 | 1992-01-14 | John | 20 | 0 | N | N
THOMAS AND BETTS | E6-14 | Y | THOMAS AND BETTS , E6-14 |  |  | 1.17 | 1992-01-14 | John | 20 | 0 | N | N
THOMAS AND BETTS | E6-14 | Y | THOMAS AND BETTS , E6-14 |  |  | 1.22 | 1992-01-14 | John | 20 | 0 | N | N
THOMAS AND BETTS | E6-14 | Y | THOMAS AND BETTS , E6-14 |  |  | 1.25 | 1992-01-14 | John | 20 | 0 | N | N
THOMAS AND BETTS | E6-14 | Y | THOMAS AND BETTS , E6-14 |  |  | 1.26 | 1992-01-14 | John | 20 | 0 | N | N
THOMAS AND BETTS | 14RB-516 | Y | THOMAS AND BETTS , 14RB-516 | JEA SUBSTATION | CSC Stores | 0.27 | 1992-01-14 | John | 100 | 0 | N | N
THOMAS AND BETTS | 14RB-516 | Y | THOMAS AND BETTS , 14RB-516 |  |  | 0.47 | 1992-01-14 | John | 100 | 0 | N | N
THOMAS AND BETTS | 14RB-516 | Y | THOMAS AND BETTS , 14RB-516 |  |  | 0.59 | 1992-01-14 | John | 100 | 0 | N | N
THOMAS AND BETTS | 14RB-516 | Y | THOMAS AND BETTS , 14RB-516 |  |  | 0.63 | 1992-01-14 | John | 100 | 0 | N | N
THOMAS AND BETTS | 14RB-38 | Y | THOMAS AND BETTS , 14RB-38 | JEA SUBSTATION | CSC Stores | 0.47 | 1992-01-14 | John | 100 | 0 | N | N
THOMAS AND BETTS | 14RB-38 | Y | THOMAS AND BETTS , 14RB-38 |  |  | 0.59 | 1992-01-14 | John | 100 | 0 | N | N
THOMAS AND BETTS | 14RB-38 | Y | THOMAS AND BETTS , 14RB-38 |  |  | 0.63 | 1992-01-14 | John | 100 | 0 | N | N
THOMAS AND BETTS | 14RB-38 | Y | THOMAS AND BETTS , 14RB-38 |  |  | 0.77 | 1992-01-14 | John | 100 | 0 | N | N
THOMAS AND BETTS | 10RC-8 | Y | THOMAS AND BETTS , 10RC-8 | JEA SUBSTATION | CSC Stores | 0.3 | 1992-01-14 | John | 1 | 0 | N | N
THOMAS AND BETTS | 10RC-8 | Y | THOMAS AND BETTS , 10RC-8 |  |  | 0.55 | 1992-01-14 | John | 1 | 0 | N | N
THOMAS AND BETTS | 10RC-8 | Y | THOMAS AND BETTS , 10RC-8 |  |  | 0.56 | 1992-01-14 | John | 1 | 0 | N | N
THOMAS AND BETTS | 10RC-8 | Y | THOMAS AND BETTS , 10RC-8 |  |  | 0.59 | 1992-01-14 | John | 1 | 0 | N | N
THOMAS AND BETTS | 10RC-8 | Y | THOMAS AND BETTS , 10RC-8 |  |  | 0.6 | 1992-01-14 | John | 1 | 0 | N | N
THOMAS AND BETTS | 10RC-8 | Y | THOMAS AND BETTS , 10RC-8 |  |  | 0.61 | 1992-01-14 | John | 1 | 0 | N | N
THOMAS AND BETTS | 10RC-8 | Y | THOMAS AND BETTS , 10RC-8 |  |  | 0.64 | 1992-01-14 | John | 1 | 0 | N | N
THOMAS AND BETTS | 10RC-8 | Y | THOMAS AND BETTS , 10RC-8 |  |  | 0.65 | 1992-01-14 | John | 1 | 0 | N | N
THOMAS AND BETTS | 10RC-8 | Y | THOMAS AND BETTS , 10RC-8 |  |  | 0.68 | 1992-01-14 | John | 1 | 0 | N | N
THOMAS AND BETTS | 10RC-516 | Y | THOMAS AND BETTS , 10RC-516 | JEA SUBSTATION | CSC Stores | 0.36 | 1992-01-14 | John | 1 | 0 | N | N
THOMAS AND BETTS | 10RC-516 | Y | THOMAS AND BETTS , 10RC-516 |  |  | 0.87 | 1992-01-14 | John | 1 | 0 | N | N
THOMAS AND BETTS | 10RC-516 | Y | THOMAS AND BETTS , 10RC-516 |  |  | 0.98 | 1992-01-14 | John | 1 | 0 | N | N
THOMAS AND BETTS | 10RC-38 | Y | THOMAS AND BETTS , 10RC-38 | JEA SUBSTATION | CSC Stores | 0.32 | 1992-01-14 | John | 1 | 0 | N | N
THOMAS AND BETTS | 10RC-38 | Y | THOMAS AND BETTS , 10RC-38 |  |  | 0.54 | 1992-01-14 | John | 1 | 0 | N | N
THOMAS AND BETTS | 10RC-38 | Y | THOMAS AND BETTS , 10RC-38 |  |  | 0.62 | 1992-01-14 | John | 1 | 0 | N | N
THOMAS AND BETTS | 10RC-38 | Y | THOMAS AND BETTS , 10RC-38 |  |  | 0.67 | 1992-01-14 | John | 1 | 0 | N | N
THOMAS AND BETTS | 10RC-38 | Y | THOMAS AND BETTS , 10RC-38 |  |  | 0.69 | 1992-01-14 | John | 1 | 0 | N | N
THOMAS AND BETTS | 10RC-38 | Y | THOMAS AND BETTS , 10RC-38 |  |  | 0.7 | 1992-01-14 | John | 1 | 0 | N | N
THOMAS AND BETTS | 10RC-38 | Y | THOMAS AND BETTS , 10RC-38 |  |  | 0.72 | 1992-01-14 | John | 1 | 0 | N | N
THOMAS AND BETTS | 10RC-38 | Y | THOMAS AND BETTS , 10RC-38 |  |  | 0.95 | 1992-01-14 | John | 1 | 0 | N | N
ANDERSON | ACS-2-6 | Y | ANDERSON , ACS-2-6 | JEA UNDERGROUND DISTRIBUTION | CSC Stores | 0.27 | 2001-12-04 13:18 | Anjanece | 100 | 0 | #VALUE! | #VALUE!
ANDERSON | ACS-2-6 | Y | ANDERSON , ACS-2-6 |  |  | 0.28 | 2001-12-04 13:18 | Anjanece | 100 | 0 | #VALUE! | #VALUE!
ANDERSON | ACS-2-6 | Y | ANDERSON , ACS-2-6 |  |  | 0.3 | 2001-12-04 13:18 | Anjanece | 100 | 0 | #VALUE! | #VALUE!
ANDERSON | ACS-2-6 | Y | ANDERSON , ACS-2-6 |  |  | 0.32 | 2001-12-04 13:18 | Anjanece | 100 | 0 | #VALUE! | #VALUE!
ANDERSON | ACS-2-6 | Y | ANDERSON , ACS-2-6 |  |  | 0.33 | 2001-12-04 13:18 | Anjanece | 100 | 0 | #VALUE! | #VALUE!
ANDERSON | ACS-2-6 | Y | ANDERSON , ACS-2-6 |  |  | 0.34 | 2001-12-04 13:18 | Anjanece | 100 | 0 | #VALUE! | #VALUE!
ANDERSON | ACS-2-6 | Y | ANDERSON , ACS-2-6 |  |  | 0.35 | 2001-12-04 13:18 | Anjanece | 100 | 0 | #VALUE! | #VALUE!
ANDERSON | ACS-2-6 | Y | ANDERSON , ACS-2-6 |  |  | 0.4 | 2001-12-04 13:18 | Anjanece | 100 | 0 | #VALUE! | #VALUE!
ANDERSON | ACS-2-6 | Y | ANDERSON , ACS-2-6 |  |  | 0.41 | 2001-12-04 13:18 | Anjanece | 100 | 0 | #VALUE! | #VALUE!
ANDERSON | ACS-2-6 | Y | ANDERSON , ACS-2-6 |  |  | 0.45 | 2001-12-04 13:18 | Anjanece | 100 | 0 | #VALUE! | #VALUE!
ANDERSON | ACS-2-6 | Y | ANDERSON , ACS-2-6 |  |  | 0.48 | 2001-12-04 13:18 | Anjanece | 100 | 0 | #VALUE! | #VALUE!
ANDERSON | ACS-2-6 | Y | ANDERSON , ACS-2-6 |  |  | 0.51 | 2001-12-04 13:18 | Anjanece | 100 | 0 | #VALUE! | #VALUE!
ANDERSON | ACS-2-6 | Y | ANDERSON , ACS-2-6 |  |  | 0.54 | 2001-12-04 13:18 | Anjanece | 100 | 0 | #VALUE! | #VALUE!
ANDERSON | ACS-2-6 | Y | ANDERSON , ACS-2-6 |  |  | 0.69 | 2001-12-04 13:18 | Anjanece | 100 | 0 | #VALUE! | #VALUE!
ANDERSON | ACS-2-6 | Y | ANDERSON , ACS-2-6 |  | Storm Stores | 0 | 2019-07-29 09:36 | Anjanece |  | 0 | #VALUE! | #VALUE!
ANDERSON | ACS-2-6 | Y | ANDERSON , ACS-2-6 |  |  | 0.27 | 2019-07-29 09:36 | Anjanece |  | 0 | #VALUE! | #VALUE!
ANDERSON | ACS-2-6 | Y | ANDERSON , ACS-2-6 |  |  | 0.32 | 2019-07-29 09:36 | Anjanece |  | 0 | #VALUE! | #VALUE!
ANDERSON | ACS-2-6 | Y | ANDERSON , ACS-2-6 |  |  | 0.41 | 2019-07-29 09:36 | Anjanece |  | 0 | #VALUE! | #VALUE!
BURNDY CORP. | YSU2R4W | Y | BURNDY CORP. , YSU2R4W | JEA UNDERGROUND DISTRIBUTION | CSC Stores | 0.27 | 2001-12-04 13:18 | Anjanece | 100 | 0 | #VALUE! | #VALUE!
BURNDY CORP. | YSU2R4W | Y | BURNDY CORP. , YSU2R4W |  |  | 0.28 | 2001-12-04 13:18 | Anjanece | 100 | 0 | #VALUE! | #VALUE!
BURNDY CORP. | YSU2R4W | Y | BURNDY CORP. , YSU2R4W |  |  | 0.3 | 2001-12-04 13:18 | Anjanece | 100 | 0 | #VALUE! | #VALUE!
BURNDY CORP. | YSU2R4W | Y | BURNDY CORP. , YSU2R4W |  |  | 0.32 | 2001-12-04 13:18 | Anjanece | 100 | 0 | #VALUE! | #VALUE!
BURNDY CORP. | YSU2R4W | Y | BURNDY CORP. , YSU2R4W |  |  | 0.33 | 2001-12-04 13:18 | Anjanece | 100 | 0 | #VALUE! | #VALUE!
BURNDY CORP. | YSU2R4W | Y | BURNDY CORP. , YSU2R4W |  |  | 0.34 | 2001-12-04 13:18 | Anjanece | 100 | 0 | #VALUE! | #VALUE!
BURNDY CORP. | YSU2R4W | Y | BURNDY CORP. , YSU2R4W |  |  | 0.35 | 2001-12-04 13:18 | Anjanece | 100 | 0 | #VALUE! | #VALUE!
BURNDY CORP. | YSU2R4W | Y | BURNDY CORP. , YSU2R4W |  |  | 0.4 | 2001-12-04 13:18 | Anjanece | 100 | 0 | #VALUE! | #VALUE!
BURNDY CORP. | YSU2R4W | Y | BURNDY CORP. , YSU2R4W |  |  | 0.41 | 2001-12-04 13:18 | Anjanece | 100 | 0 | #VALUE! | #VALUE!
BURNDY CORP. | YSU2R4W | Y | BURNDY CORP. , YSU2R4W |  |  | 0.45 | 2001-12-04 13:18 | Anjanece | 100 | 0 | #VALUE! | #VALUE!
BURNDY CORP. | YSU2R4W | Y | BURNDY CORP. , YSU2R4W |  |  | 0.48 | 2001-12-04 13:18 | Anjanece | 100 | 0 | #VALUE! | #VALUE!
BURNDY CORP. | YSU2R4W | Y | BURNDY CORP. , YSU2R4W |  |  | 0.51 | 2001-12-04 13:18 | Anjanece | 100 | 0 | #VALUE! | #VALUE!
BURNDY CORP. | YSU2R4W | Y | BURNDY CORP. , YSU2R4W |  |  | 0.54 | 2001-12-04 13:18 | Anjanece | 100 | 0 | #VALUE! | #VALUE!
BURNDY CORP. | YSU2R4W | Y | BURNDY CORP. , YSU2R4W |  |  | 0.69 | 2001-12-04 13:18 | Anjanece | 100 | 0 | #VALUE! | #VALUE!
BURNDY CORP. | YSU2R4W | Y | BURNDY CORP. , YSU2R4W |  | Storm Stores | 0 | 2019-07-29 09:36 | Anjanece |  | 0 | #VALUE! | #VALUE!
BURNDY CORP. | YSU2R4W | Y | BURNDY CORP. , YSU2R4W |  |  | 0.27 | 2019-07-29 09:36 | Anjanece |  | 0 | #VALUE! | #VALUE!
BURNDY CORP. | YSU2R4W | Y | BURNDY CORP. , YSU2R4W |  |  | 0.32 | 2019-07-29 09:36 | Anjanece |  | 0 | #VALUE! | #VALUE!
BURNDY CORP. | YSU2R4W | Y | BURNDY CORP. , YSU2R4W |  |  | 0.41 | 2019-07-29 09:36 | Anjanece |  | 0 | #VALUE! | #VALUE!
HOMAC | UIB-26 | Y | HOMAC , UIB-26 | JEA UNDERGROUND DISTRIBUTION | CSC Stores | 0.27 | 2001-12-04 13:18 | Anjanece | 100 | 0 | #VALUE! | #VALUE!
HOMAC | UIB-26 | Y | HOMAC , UIB-26 |  |  | 0.28 | 2001-12-04 13:18 | Anjanece | 100 | 0 | #VALUE! | #VALUE!
HOMAC | UIB-26 | Y | HOMAC , UIB-26 |  |  | 0.3 | 2001-12-04 13:18 | Anjanece | 100 | 0 | #VALUE! | #VALUE!
HOMAC | UIB-26 | Y | HOMAC , UIB-26 |  |  | 0.32 | 2001-12-04 13:18 | Anjanece | 100 | 0 | #VALUE! | #VALUE!
HOMAC | UIB-26 | Y | HOMAC , UIB-26 |  |  | 0.33 | 2001-12-04 13:18 | Anjanece | 100 | 0 | #VALUE! | #VALUE!
HOMAC | UIB-26 | Y | HOMAC , UIB-26 |  |  | 0.34 | 2001-12-04 13:18 | Anjanece | 100 | 0 | #VALUE! | #VALUE!
HOMAC | UIB-26 | Y | HOMAC , UIB-26 |  |  | 0.35 | 2001-12-04 13:18 | Anjanece | 100 | 0 | #VALUE! | #VALUE!
HOMAC | UIB-26 | Y | HOMAC , UIB-26 |  |  | 0.4 | 2001-12-04 13:18 | Anjanece | 100 | 0 | #VALUE! | #VALUE!
HOMAC | UIB-26 | Y | HOMAC , UIB-26 |  |  | 0.41 | 2001-12-04 13:18 | Anjanece | 100 | 0 | #VALUE! | #VALUE!
HOMAC | UIB-26 | Y | HOMAC , UIB-26 |  |  | 0.45 | 2001-12-04 13:18 | Anjanece | 100 | 0 | #VALUE! | #VALUE!
HOMAC | UIB-26 | Y | HOMAC , UIB-26 |  |  | 0.48 | 2001-12-04 13:18 | Anjanece | 100 | 0 | #VALUE! | #VALUE!
HOMAC | UIB-26 | Y | HOMAC , UIB-26 |  |  | 0.51 | 2001-12-04 13:18 | Anjanece | 100 | 0 | #VALUE! | #VALUE!
HOMAC | UIB-26 | Y | HOMAC , UIB-26 |  |  | 0.54 | 2001-12-04 13:18 | Anjanece | 100 | 0 | #VALUE! | #VALUE!
HOMAC | UIB-26 | Y | HOMAC , UIB-26 |  |  | 0.69 | 2001-12-04 13:18 | Anjanece | 100 | 0 | #VALUE! | #VALUE!
HOMAC | UIB-26 | Y | HOMAC , UIB-26 |  | Storm Stores | 0 | 2019-07-29 09:36 | Anjanece |  | 0 | #VALUE! | #VALUE!
HOMAC | UIB-26 | Y | HOMAC , UIB-26 |  |  | 0.27 | 2019-07-29 09:36 | Anjanece |  | 0 | #VALUE! | #VALUE!
HOMAC | UIB-26 | Y | HOMAC , UIB-26 |  |  | 0.32 | 2019-07-29 09:36 | Anjanece |  | 0 | #VALUE! | #VALUE!
HOMAC | UIB-26 | Y | HOMAC , UIB-26 |  |  | 0.41 | 2019-07-29 09:36 | Anjanece |  | 0 | #VALUE! | #VALUE!
ITT BLACKBURN | CS71 | Y | ITT BLACKBURN , CS71 | JEA UNDERGROUND DISTRIBUTION | CSC Stores | 0.27 | 2001-12-04 13:18 | Anjanece | 100 | 0 | #VALUE! | #VALUE!
ITT BLACKBURN | CS71 | Y | ITT BLACKBURN , CS71 |  |  | 0.28 | 2001-12-04 13:18 | Anjanece | 100 | 0 | #VALUE! | #VALUE!
ITT BLACKBURN | CS71 | Y | ITT BLACKBURN , CS71 |  |  | 0.3 | 2001-12-04 13:18 | Anjanece | 100 | 0 | #VALUE! | #VALUE!
ITT BLACKBURN | CS71 | Y | ITT BLACKBURN , CS71 |  |  | 0.32 | 2001-12-04 13:18 | Anjanece | 100 | 0 | #VALUE! | #VALUE!
ITT BLACKBURN | CS71 | Y | ITT BLACKBURN , CS71 |  |  | 0.33 | 2001-12-04 13:18 | Anjanece | 100 | 0 | #VALUE! | #VALUE!
ITT BLACKBURN | CS71 | Y | ITT BLACKBURN , CS71 |  |  | 0.34 | 2001-12-04 13:18 | Anjanece | 100 | 0 | #VALUE! | #VALUE!
ITT BLACKBURN | CS71 | Y | ITT BLACKBURN , CS71 |  |  | 0.35 | 2001-12-04 13:18 | Anjanece | 100 | 0 | #VALUE! | #VALUE!
ITT BLACKBURN | CS71 | Y | ITT BLACKBURN , CS71 |  |  | 0.4 | 2001-12-04 13:18 | Anjanece | 100 | 0 | #VALUE! | #VALUE!
ITT BLACKBURN | CS71 | Y | ITT BLACKBURN , CS71 |  |  | 0.41 | 2001-12-04 13:18 | Anjanece | 100 | 0 | #VALUE! | #VALUE!
ITT BLACKBURN | CS71 | Y | ITT BLACKBURN , CS71 |  |  | 0.45 | 2001-12-04 13:18 | Anjanece | 100 | 0 | #VALUE! | #VALUE!
ITT BLACKBURN | CS71 | Y | ITT BLACKBURN , CS71 |  |  | 0.48 | 2001-12-04 13:18 | Anjanece | 100 | 0 | #VALUE! | #VALUE!
ITT BLACKBURN | CS71 | Y | ITT BLACKBURN , CS71 |  |  | 0.51 | 2001-12-04 13:18 | Anjanece | 100 | 0 | #VALUE! | #VALUE!
ITT BLACKBURN | CS71 | Y | ITT BLACKBURN , CS71 |  |  | 0.54 | 2001-12-04 13:18 | Anjanece | 100 | 0 | #VALUE! | #VALUE!
ITT BLACKBURN | CS71 | Y | ITT BLACKBURN , CS71 |  |  | 0.69 | 2001-12-04 13:18 | Anjanece | 100 | 0 | #VALUE! | #VALUE!
ITT BLACKBURN | CS71 | Y | ITT BLACKBURN , CS71 |  | Storm Stores | 0 | 2019-07-29 09:36 | Anjanece |  | 0 | #VALUE! | #VALUE!
ITT BLACKBURN | CS71 | Y | ITT BLACKBURN , CS71 |  |  | 0.27 | 2019-07-29 09:36 | Anjanece |  | 0 | #VALUE! | #VALUE!
ITT BLACKBURN | CS71 | Y | ITT BLACKBURN , CS71 |  |  | 0.32 | 2019-07-29 09:36 | Anjanece |  | 0 | #VALUE! | #VALUE!
ITT BLACKBURN | CS71 | Y | ITT BLACKBURN , CS71 |  |  | 0.41 | 2019-07-29 09:36 | Anjanece |  | 0 | #VALUE! | #VALUE!
KEARNEY | 20690 | Y | KEARNEY , 20690 | JEA UNDERGROUND DISTRIBUTION | CSC Stores | 0.27 | 2001-12-04 13:18 | Anjanece | 100 | 0 | #VALUE! | #VALUE!
KEARNEY | 20690 | Y | KEARNEY , 20690 |  |  | 0.28 | 2001-12-04 13:18 | Anjanece | 100 | 0 | #VALUE! | #VALUE!
KEARNEY | 20690 | Y | KEARNEY , 20690 |  |  | 0.3 | 2001-12-04 13:18 | Anjanece | 100 | 0 | #VALUE! | #VALUE!
KEARNEY | 20690 | Y | KEARNEY , 20690 |  |  | 0.32 | 2001-12-04 13:18 | Anjanece | 100 | 0 | #VALUE! | #VALUE!
KEARNEY | 20690 | Y | KEARNEY , 20690 |  |  | 0.33 | 2001-12-04 13:18 | Anjanece | 100 | 0 | #VALUE! | #VALUE!
KEARNEY | 20690 | Y | KEARNEY , 20690 |  |  | 0.34 | 2001-12-04 13:18 | Anjanece | 100 | 0 | #VALUE! | #VALUE!
KEARNEY | 20690 | Y | KEARNEY , 20690 |  |  | 0.35 | 2001-12-04 13:18 | Anjanece | 100 | 0 | #VALUE! | #VALUE!
KEARNEY | 20690 | Y | KEARNEY , 20690 |  |  | 0.4 | 2001-12-04 13:18 | Anjanece | 100 | 0 | #VALUE! | #VALUE!
KEARNEY | 20690 | Y | KEARNEY , 20690 |  |  | 0.41 | 2001-12-04 13:18 | Anjanece | 100 | 0 | #VALUE! | #VALUE!
KEARNEY | 20690 | Y | KEARNEY , 20690 |  |  | 0.45 | 2001-12-04 13:18 | Anjanece | 100 | 0 | #VALUE! | #VALUE!
KEARNEY | 20690 | Y | KEARNEY , 20690 |  |  | 0.48 | 2001-12-04 13:18 | Anjanece | 100 | 0 | #VALUE! | #VALUE!
KEARNEY | 20690 | Y | KEARNEY , 20690 |  |  | 0.51 | 2001-12-04 13:18 | Anjanece | 100 | 0 | #VALUE! | #VALUE!
KEARNEY | 20690 | Y | KEARNEY , 20690 |  |  | 0.54 | 2001-12-04 13:18 | Anjanece | 100 | 0 | #VALUE! | #VALUE!
KEARNEY | 20690 | Y | KEARNEY , 20690 |  |  | 0.69 | 2001-12-04 13:18 | Anjanece | 100 | 0 | #VALUE! | #VALUE!
KEARNEY | 20690 | Y | KEARNEY , 20690 |  | Storm Stores | 0 | 2019-07-29 09:36 | Anjanece |  | 0 | #VALUE! | #VALUE!
KEARNEY | 20690 | Y | KEARNEY , 20690 |  |  | 0.27 | 2019-07-29 09:36 | Anjanece |  | 0 | #VALUE! | #VALUE!
KEARNEY | 20690 | Y | KEARNEY , 20690 |  |  | 0.32 | 2019-07-29 09:36 | Anjanece |  | 0 | #VALUE! | #VALUE!
KEARNEY | 20690 | Y | KEARNEY , 20690 |  |  | 0.41 | 2019-07-29 09:36 | Anjanece |  | 0 | #VALUE! | #VALUE!
PENN-UNION | PSK-14 | Y | PENN-UNION , PSK-14 | JEA UNDERGROUND DISTRIBUTION | CSC Stores | 0.27 | 2001-12-04 13:18 | Anjanece | 100 | 0 | #VALUE! | #VALUE!
PENN-UNION | PSK-14 | Y | PENN-UNION , PSK-14 |  |  | 0.28 | 2001-12-04 13:18 | Anjanece | 100 | 0 | #VALUE! | #VALUE!
PENN-UNION | PSK-14 | Y | PENN-UNION , PSK-14 |  |  | 0.3 | 2001-12-04 13:18 | Anjanece | 100 | 0 | #VALUE! | #VALUE!
PENN-UNION | PSK-14 | Y | PENN-UNION , PSK-14 |  |  | 0.32 | 2001-12-04 13:18 | Anjanece | 100 | 0 | #VALUE! | #VALUE!
PENN-UNION | PSK-14 | Y | PENN-UNION , PSK-14 |  |  | 0.33 | 2001-12-04 13:18 | Anjanece | 100 | 0 | #VALUE! | #VALUE!
PENN-UNION | PSK-14 | Y | PENN-UNION , PSK-14 |  |  | 0.34 | 2001-12-04 13:18 | Anjanece | 100 | 0 | #VALUE! | #VALUE!
PENN-UNION | PSK-14 | Y | PENN-UNION , PSK-14 |  |  | 0.35 | 2001-12-04 13:18 | Anjanece | 100 | 0 | #VALUE! | #VALUE!
PENN-UNION | PSK-14 | Y | PENN-UNION , PSK-14 |  |  | 0.4 | 2001-12-04 13:18 | Anjanece | 100 | 0 | #VALUE! | #VALUE!
PENN-UNION | PSK-14 | Y | PENN-UNION , PSK-14 |  |  | 0.41 | 2001-12-04 13:18 | Anjanece | 100 | 0 | #VALUE! | #VALUE!
PENN-UNION | PSK-14 | Y | PENN-UNION , PSK-14 |  |  | 0.45 | 2001-12-04 13:18 | Anjanece | 100 | 0 | #VALUE! | #VALUE!
PENN-UNION | PSK-14 | Y | PENN-UNION , PSK-14 |  |  | 0.48 | 2001-12-04 13:18 | Anjanece | 100 | 0 | #VALUE! | #VALUE!
PENN-UNION | PSK-14 | Y | PENN-UNION , PSK-14 |  |  | 0.51 | 2001-12-04 13:18 | Anjanece | 100 | 0 | #VALUE! | #VALUE!
PENN-UNION | PSK-14 | Y | PENN-UNION , PSK-14 |  |  | 0.54 | 2001-12-04 13:18 | Anjanece | 100 | 0 | #VALUE! | #VALUE!
PENN-UNION | PSK-14 | Y | PENN-UNION , PSK-14 |  |  | 0.69 | 2001-12-04 13:18 | Anjanece | 100 | 0 | #VALUE! | #VALUE!
PENN-UNION | PSK-14 | Y | PENN-UNION , PSK-14 |  | Storm Stores | 0 | 2019-07-29 09:36 | Anjanece |  | 0 | #VALUE! | #VALUE!
PENN-UNION | PSK-14 | Y | PENN-UNION , PSK-14 |  |  | 0.27 | 2019-07-29 09:36 | Anjanece |  | 0 | #VALUE! | #VALUE!
PENN-UNION | PSK-14 | Y | PENN-UNION , PSK-14 |  |  | 0.32 | 2019-07-29 09:36 | Anjanece |  | 0 | #VALUE! | #VALUE!
PENN-UNION | PSK-14 | Y | PENN-UNION , PSK-14 |  |  | 0.41 | 2019-07-29 09:36 | Anjanece |  | 0 | #VALUE! | #VALUE!
THOMAS AND BETTS | CS71 | Y | THOMAS AND BETTS , CS71 | JEA UNDERGROUND DISTRIBUTION | CSC Stores | 0.27 | 2001-12-04 13:18 | Anjanece | 100 | 0 | #VALUE! | #VALUE!
THOMAS AND BETTS | CS71 | Y | THOMAS AND BETTS , CS71 |  |  | 0.28 | 2001-12-04 13:18 | Anjanece | 100 | 0 | #VALUE! | #VALUE!
THOMAS AND BETTS | CS71 | Y | THOMAS AND BETTS , CS71 |  |  | 0.3 | 2001-12-04 13:18 | Anjanece | 100 | 0 | #VALUE! | #VALUE!
THOMAS AND BETTS | CS71 | Y | THOMAS AND BETTS , CS71 |  |  | 0.32 | 2001-12-04 13:18 | Anjanece | 100 | 0 | #VALUE! | #VALUE!
THOMAS AND BETTS | CS71 | Y | THOMAS AND BETTS , CS71 |  |  | 0.33 | 2001-12-04 13:18 | Anjanece | 100 | 0 | #VALUE! | #VALUE!
THOMAS AND BETTS | CS71 | Y | THOMAS AND BETTS , CS71 |  |  | 0.34 | 2001-12-04 13:18 | Anjanece | 100 | 0 | #VALUE! | #VALUE!
THOMAS AND BETTS | CS71 | Y | THOMAS AND BETTS , CS71 |  |  | 0.35 | 2001-12-04 13:18 | Anjanece | 100 | 0 | #VALUE! | #VALUE!
THOMAS AND BETTS | CS71 | Y | THOMAS AND BETTS , CS71 |  |  | 0.4 | 2001-12-04 13:18 | Anjanece | 100 | 0 | #VALUE! | #VALUE!
THOMAS AND BETTS | CS71 | Y | THOMAS AND BETTS , CS71 |  |  | 0.41 | 2001-12-04 13:18 | Anjanece | 100 | 0 | #VALUE! | #VALUE!
THOMAS AND BETTS | CS71 | Y | THOMAS AND BETTS , CS71 |  |  | 0.45 | 2001-12-04 13:18 | Anjanece | 100 | 0 | #VALUE! | #VALUE!
THOMAS AND BETTS | CS71 | Y | THOMAS AND BETTS , CS71 |  |  | 0.48 | 2001-12-04 13:18 | Anjanece | 100 | 0 | #VALUE! | #VALUE!
THOMAS AND BETTS | CS71 | Y | THOMAS AND BETTS , CS71 |  |  | 0.51 | 2001-12-04 13:18 | Anjanece | 100 | 0 | #VALUE! | #VALUE!
THOMAS AND BETTS | CS71 | Y | THOMAS AND BETTS , CS71 |  |  | 0.54 | 2001-12-04 13:18 | Anjanece | 100 | 0 | #VALUE! | #VALUE!
THOMAS AND BETTS | CS71 | Y | THOMAS AND BETTS , CS71 |  |  | 0.69 | 2001-12-04 13:18 | Anjanece | 100 | 0 | #VALUE! | #VALUE!
THOMAS AND BETTS | CS71 | Y | THOMAS AND BETTS , CS71 |  | Storm Stores | 0 | 2019-07-29 09:36 | Anjanece |  | 0 | #VALUE! | #VALUE!
THOMAS AND BETTS | CS71 | Y | THOMAS AND BETTS , CS71 |  |  | 0.27 | 2019-07-29 09:36 | Anjanece |  | 0 | #VALUE! | #VALUE!
THOMAS AND BETTS | CS71 | Y | THOMAS AND BETTS , CS71 |  |  | 0.32 | 2019-07-29 09:36 | Anjanece |  | 0 | #VALUE! | #VALUE!
THOMAS AND BETTS | CS71 | Y | THOMAS AND BETTS , CS71 |  |  | 0.41 | 2019-07-29 09:36 | Anjanece |  | 0 | #VALUE! | #VALUE!
ALCON | SEE SPEC (CNNTS004KIT) | Y | ALCON , SEE SPEC (CNNTS004KIT) | JEA UNDERGROUND DISTRIBUTION | CSC Stores | 130.83 | 2001-12-04 13:19 | Anjanece | 1 | 0 | #VALUE! | #VALUE!
ALCON | SEE SPEC (CNNTS004KIT) | Y | ALCON , SEE SPEC (CNNTS004KIT) |  |  | 139.87 | 2001-12-04 13:19 | Anjanece | 1 | 0 | #VALUE! | #VALUE!
ALCON | SEE SPEC (CNNTS004KIT) | Y | ALCON , SEE SPEC (CNNTS004KIT) |  |  | 147.82 | 2001-12-04 13:19 | Anjanece | 1 | 0 | #VALUE! | #VALUE!
ALCON | SEE SPEC (CNNTS004KIT) | Y | ALCON , SEE SPEC (CNNTS004KIT) |  |  | 148.41 | 2001-12-04 13:19 | Anjanece | 1 | 0 | #VALUE! | #VALUE!
ALCON | SEE SPEC (CNNTS004KIT) | Y | ALCON , SEE SPEC (CNNTS004KIT) |  |  | 149.06 | 2001-12-04 13:19 | Anjanece | 1 | 0 | #VALUE! | #VALUE!
ALCON | SEE SPEC (CNNTS004KIT) | Y | ALCON , SEE SPEC (CNNTS004KIT) |  |  | 151.56 | 2001-12-04 13:19 | Anjanece | 1 | 0 | #VALUE! | #VALUE!
ALCON | SEE SPEC (CNNTS004KIT) | Y | ALCON , SEE SPEC (CNNTS004KIT) |  |  | 151.94 | 2001-12-04 13:19 | Anjanece | 1 | 0 | #VALUE! | #VALUE!
ALCON | SEE SPEC (CNNTS004KIT) | Y | ALCON , SEE SPEC (CNNTS004KIT) |  |  | 153.16 | 2001-12-04 13:19 | Anjanece | 1 | 0 | #VALUE! | #VALUE!
ALCON | SEE SPEC (CNNTS004KIT) | Y | ALCON , SEE SPEC (CNNTS004KIT) |  |  | 153.37 | 2001-12-04 13:19 | Anjanece | 1 | 0 | #VALUE! | #VALUE!
ALCON | SEE SPEC (CNNTS004KIT) | Y | ALCON , SEE SPEC (CNNTS004KIT) |  |  | 153.41 | 2001-12-04 13:19 | Anjanece | 1 | 0 | #VALUE! | #VALUE!
ALCON | SEE SPEC (CNNTS004KIT) | Y | ALCON , SEE SPEC (CNNTS004KIT) |  |  | 153.43 | 2001-12-04 13:19 | Anjanece | 1 | 0 | #VALUE! | #VALUE!
ALCON | SEE SPEC (CNNTS004KIT) | Y | ALCON , SEE SPEC (CNNTS004KIT) |  |  | 155.62 | 2001-12-04 13:19 | Anjanece | 1 | 0 | #VALUE! | #VALUE!
ALCON | SEE SPEC (CNNTS004KIT) | Y | ALCON , SEE SPEC (CNNTS004KIT) |  |  | 155.85 | 2001-12-04 13:19 | Anjanece | 1 | 0 | #VALUE! | #VALUE!
ALCON | SEE SPEC (CNNTS004KIT) | Y | ALCON , SEE SPEC (CNNTS004KIT) |  |  | 156.3 | 2001-12-04 13:19 | Anjanece | 1 | 0 | #VALUE! | #VALUE!
ALCON | SEE SPEC (CNNTS004KIT) | Y | ALCON , SEE SPEC (CNNTS004KIT) |  |  | 156.77 | 2001-12-04 13:19 | Anjanece | 1 | 0 | #VALUE! | #VALUE!
ALCON | SEE SPEC (CNNTS004KIT) | Y | ALCON , SEE SPEC (CNNTS004KIT) |  |  | 158.86 | 2001-12-04 13:19 | Anjanece | 1 | 0 | #VALUE! | #VALUE!
ALCON | SEE SPEC (CNNTS004KIT) | Y | ALCON , SEE SPEC (CNNTS004KIT) |  |  | 161.52 | 2001-12-04 13:19 | Anjanece | 1 | 0 | #VALUE! | #VALUE!
ALCON | SEE SPEC (CNNTS004KIT) | Y | ALCON , SEE SPEC (CNNTS004KIT) |  |  | 164.08 | 2001-12-04 13:19 | Anjanece | 1 | 0 | #VALUE! | #VALUE!
ALCON | SEE SPEC (CNNTS004KIT) | Y | ALCON , SEE SPEC (CNNTS004KIT) |  |  | 164.17 | 2001-12-04 13:19 | Anjanece | 1 | 0 | #VALUE! | #VALUE!
ALCON | SEE SPEC (CNNTS004KIT) | Y | ALCON , SEE SPEC (CNNTS004KIT) |  |  | 165.18 | 2001-12-04 13:19 | Anjanece | 1 | 0 | #VALUE! | #VALUE!
ALCON | SEE SPEC (CNNTS004KIT) | Y | ALCON , SEE SPEC (CNNTS004KIT) |  |  | 165.28 | 2001-12-04 13:19 | Anjanece | 1 | 0 | #VALUE! | #VALUE!
ALCON | SEE SPEC (CNNTS004KIT) | Y | ALCON , SEE SPEC (CNNTS004KIT) |  |  | 165.49 | 2001-12-04 13:19 | Anjanece | 1 | 0 | #VALUE! | #VALUE!
ALCON | SEE SPEC (CNNTS004KIT) | Y | ALCON , SEE SPEC (CNNTS004KIT) |  |  | 165.86 | 2001-12-04 13:19 | Anjanece | 1 | 0 | #VALUE! | #VALUE!
ALCON | SEE SPEC (CNNTS004KIT) | Y | ALCON , SEE SPEC (CNNTS004KIT) |  |  | 166.11 | 2001-12-04 13:19 | Anjanece | 1 | 0 | #VALUE! | #VALUE!
ALCON | SEE SPEC (CNNTS004KIT) | Y | ALCON , SEE SPEC (CNNTS004KIT) |  |  | 166.38 | 2001-12-04 13:19 | Anjanece | 1 | 0 | #VALUE! | #VALUE!
ALCON | SEE SPEC (CNNTS004KIT) | Y | ALCON , SEE SPEC (CNNTS004KIT) |  |  | 166.43 | 2001-12-04 13:19 | Anjanece | 1 | 0 | #VALUE! | #VALUE!
ALCON | SEE SPEC (CNNTS004KIT) | Y | ALCON , SEE SPEC (CNNTS004KIT) |  |  | 166.51 | 2001-12-04 13:19 | Anjanece | 1 | 0 | #VALUE! | #VALUE!
ALCON | SEE SPEC (CNNTS004KIT) | Y | ALCON , SEE SPEC (CNNTS004KIT) |  |  | 208.7 | 2001-12-04 13:19 | Anjanece | 1 | 0 | #VALUE! | #VALUE!
ALCON | SEE SPEC (CNNTS004KIT) | Y | ALCON , SEE SPEC (CNNTS004KIT) |  |  | 210.27 | 2001-12-04 13:19 | Anjanece | 1 | 0 | #VALUE! | #VALUE!
ALCON | SEE SPEC (CNNTS004KIT) | Y | ALCON , SEE SPEC (CNNTS004KIT) |  |  | 211.37 | 2001-12-04 13:19 | Anjanece | 1 | 0 | #VALUE! | #VALUE!
ALCON | SEE SPEC (CNNTS004KIT) | Y | ALCON , SEE SPEC (CNNTS004KIT) |  |  | 215.35 | 2001-12-04 13:19 | Anjanece | 1 | 0 | #VALUE! | #VALUE!
ALCON | SEE SPEC (CNNTS004KIT) | Y | ALCON , SEE SPEC (CNNTS004KIT) |  |  | 224.58 | 2001-12-04 13:19 | Anjanece | 1 | 0 | #VALUE! | #VALUE!
ALCON | SEE SPEC (CNNTS004KIT) | Y | ALCON , SEE SPEC (CNNTS004KIT) |  |  | 231.5 | 2001-12-04 13:19 | Anjanece | 1 | 0 | #VALUE! | #VALUE!
ALCON | SEE SPEC (CNNTS004KIT) | Y | ALCON , SEE SPEC (CNNTS004KIT) |  |  | 231.97 | 2001-12-04 13:19 | Anjanece | 1 | 0 | #VALUE! | #VALUE!
ALCON | SEE SPEC (CNNTS004KIT) | Y | ALCON , SEE SPEC (CNNTS004KIT) |  |  | 233.03 | 2001-12-04 13:19 | Anjanece | 1 | 0 | #VALUE! | #VALUE!
ALCON | SEE SPEC (CNNTS004KIT) | Y | ALCON , SEE SPEC (CNNTS004KIT) |  |  | 235.09 | 2001-12-04 13:19 | Anjanece | 1 | 0 | #VALUE! | #VALUE!
ALCON | SEE SPEC (CNNTS004KIT) | Y | ALCON , SEE SPEC (CNNTS004KIT) |  |  | 240.57 | 2001-12-04 13:19 | Anjanece | 1 | 0 | #VALUE! | #VALUE!
ALCON | SEE SPEC (CNNTS004KIT) | Y | ALCON , SEE SPEC (CNNTS004KIT) |  |  | 240.63 | 2001-12-04 13:19 | Anjanece | 1 | 0 | #VALUE! | #VALUE!
ALCON | SEE SPEC (CNNTS004KIT) | Y | ALCON , SEE SPEC (CNNTS004KIT) |  |  | 240.78 | 2001-12-04 13:19 | Anjanece | 1 | 0 | #VALUE! | #VALUE!
ALCON | SEE SPEC (CNNTS004KIT) | Y | ALCON , SEE SPEC (CNNTS004KIT) |  |  | 240.85 | 2001-12-04 13:19 | Anjanece | 1 | 0 | #VALUE! | #VALUE!
ALCON | SEE SPEC (CNNTS004KIT) | Y | ALCON , SEE SPEC (CNNTS004KIT) |  |  | 240.88 | 2001-12-04 13:19 | Anjanece | 1 | 0 | #VALUE! | #VALUE!
ALCON | SEE SPEC (CNNTS004KIT) | Y | ALCON , SEE SPEC (CNNTS004KIT) |  |  | 240.89 | 2001-12-04 13:19 | Anjanece | 1 | 0 | #VALUE! | #VALUE!
ALCON | SEE SPEC (CNNTS004KIT) | Y | ALCON , SEE SPEC (CNNTS004KIT) |  |  | 240.91 | 2001-12-04 13:19 | Anjanece | 1 | 0 | #VALUE! | #VALUE!
ALCON | SEE SPEC (CNNTS004KIT) | Y | ALCON , SEE SPEC (CNNTS004KIT) |  |  | 301.49 | 2001-12-04 13:19 | Anjanece | 1 | 0 | #VALUE! | #VALUE!
ALCON | SEE SPEC (CNNTS004KIT) | Y | ALCON , SEE SPEC (CNNTS004KIT) |  |  | 310.58 | 2001-12-04 13:19 | Anjanece | 1 | 0 | #VALUE! | #VALUE!
ALCON | SEE SPEC (CNNTS004KIT) | Y | ALCON , SEE SPEC (CNNTS004KIT) |  |  | 321.27 | 2001-12-04 13:19 | Anjanece | 1 | 0 | #VALUE! | #VALUE!
ALCON | SEE SPEC (CNNTS004KIT) | Y | ALCON , SEE SPEC (CNNTS004KIT) |  |  | 322.74 | 2001-12-04 13:19 | Anjanece | 1 | 0 | #VALUE! | #VALUE!
ALCON | SEE SPEC (CNNTS004KIT) | Y | ALCON , SEE SPEC (CNNTS004KIT) |  |  | 353.09 | 2001-12-04 13:19 | Anjanece | 1 | 0 | #VALUE! | #VALUE!
ALCON | SEE SPEC (CNNTS004KIT) | Y | ALCON , SEE SPEC (CNNTS004KIT) |  |  | 434.58 | 2001-12-04 13:19 | Anjanece | 1 | 0 | #VALUE! | #VALUE!
ALCON | SEE SPEC (CNNTS004KIT) | Y | ALCON , SEE SPEC (CNNTS004KIT) |  |  | 437.14 | 2001-12-04 13:19 | Anjanece | 1 | 0 | #VALUE! | #VALUE!
ALCON | SEE SPEC (CNNTS004KIT) | Y | ALCON , SEE SPEC (CNNTS004KIT) |  |  | 445.01 | 2001-12-04 13:19 | Anjanece | 1 | 0 | #VALUE! | #VALUE!
ALCON | SEE SPEC (CNNTS004KIT) | Y | ALCON , SEE SPEC (CNNTS004KIT) |  |  | 453.7 | 2001-12-04 13:19 | Anjanece | 1 | 0 | #VALUE! | #VALUE!
ALCON | SEE SPEC (CNNTS004KIT) | Y | ALCON , SEE SPEC (CNNTS004KIT) |  |  | 455.16 | 2001-12-04 13:19 | Anjanece | 1 | 0 | #VALUE! | #VALUE!
ALCON | SEE SPEC (CNNTS004KIT) | Y | ALCON , SEE SPEC (CNNTS004KIT) |  |  | 459.19 | 2001-12-04 13:19 | Anjanece | 1 | 0 | #VALUE! | #VALUE!
ALCON | SEE SPEC (CNNTS004KIT) | Y | ALCON , SEE SPEC (CNNTS004KIT) |  |  | 515.2 | 2001-12-04 13:19 | Anjanece | 1 | 0 | #VALUE! | #VALUE!
ALCON | SEE SPEC (CNNTS004KIT) | Y | ALCON , SEE SPEC (CNNTS004KIT) |  | Storm Stores | 0 | 2019-07-29 09:36 | Anjanece | 1 | 0 | #VALUE! | #VALUE!
ALCON | SEE SPEC (CNNTS004KIT) | Y | ALCON , SEE SPEC (CNNTS004KIT) |  |  | 145.4 | 2019-07-29 09:36 | Anjanece | 1 | 0 | #VALUE! | #VALUE!
ALCON | SEE SPEC (CNNTS004KIT) | Y | ALCON , SEE SPEC (CNNTS004KIT) |  |  | 235.09 | 2019-07-29 09:36 | Anjanece | 1 | 0 | #VALUE! | #VALUE!
ALCON | SEE SPEC (CNNTS004KIT) | Y | ALCON , SEE SPEC (CNNTS004KIT) |  |  | 299.8 | 2019-07-29 09:36 | Anjanece | 1 | 0 | #VALUE! | #VALUE!
ALCON | SEE SPEC (CNNTS004KIT) | Y | ALCON , SEE SPEC (CNNTS004KIT) |  |  | 329.96 | 2019-07-29 09:36 | Anjanece | 1 | 0 | #VALUE! | #VALUE!
DURHAM CO., THE | VUTH750-128I | Y | DURHAM CO., THE , VUTH750-128I | JEA UNDERGROUND DISTRIBUTION | CSC Stores | 130.83 | 2001-12-04 13:19 | Anjanece | 1 | 0 | #VALUE! | #VALUE!
DURHAM CO., THE | VUTH750-128I | Y | DURHAM CO., THE , VUTH750-128I |  |  | 139.87 | 2001-12-04 13:19 | Anjanece | 1 | 0 | #VALUE! | #VALUE!
DURHAM CO., THE | VUTH750-128I | Y | DURHAM CO., THE , VUTH750-128I |  |  | 147.82 | 2001-12-04 13:19 | Anjanece | 1 | 0 | #VALUE! | #VALUE!
DURHAM CO., THE | VUTH750-128I | Y | DURHAM CO., THE , VUTH750-128I |  |  | 148.41 | 2001-12-04 13:19 | Anjanece | 1 | 0 | #VALUE! | #VALUE!
DURHAM CO., THE | VUTH750-128I | Y | DURHAM CO., THE , VUTH750-128I |  |  | 149.06 | 2001-12-04 13:19 | Anjanece | 1 | 0 | #VALUE! | #VALUE!
DURHAM CO., THE | VUTH750-128I | Y | DURHAM CO., THE , VUTH750-128I |  |  | 151.56 | 2001-12-04 13:19 | Anjanece | 1 | 0 | #VALUE! | #VALUE!
DURHAM CO., THE | VUTH750-128I | Y | DURHAM CO., THE , VUTH750-128I |  |  | 151.94 | 2001-12-04 13:19 | Anjanece | 1 | 0 | #VALUE! | #VALUE!
DURHAM CO., THE | VUTH750-128I | Y | DURHAM CO., THE , VUTH750-128I |  |  | 153.16 | 2001-12-04 13:19 | Anjanece | 1 | 0 | #VALUE! | #VALUE!
DURHAM CO., THE | VUTH750-128I | Y | DURHAM CO., THE , VUTH750-128I |  |  | 153.37 | 2001-12-04 13:19 | Anjanece | 1 | 0 | #VALUE! | #VALUE!
DURHAM CO., THE | VUTH750-128I | Y | DURHAM CO., THE , VUTH750-128I |  |  | 153.41 | 2001-12-04 13:19 | Anjanece | 1 | 0 | #VALUE! | #VALUE!
DURHAM CO., THE | VUTH750-128I | Y | DURHAM CO., THE , VUTH750-128I |  |  | 153.43 | 2001-12-04 13:19 | Anjanece | 1 | 0 | #VALUE! | #VALUE!
DURHAM CO., THE | VUTH750-128I | Y | DURHAM CO., THE , VUTH750-128I |  |  | 155.62 | 2001-12-04 13:19 | Anjanece | 1 | 0 | #VALUE! | #VALUE!
DURHAM CO., THE | VUTH750-128I | Y | DURHAM CO., THE , VUTH750-128I |  |  | 155.85 | 2001-12-04 13:19 | Anjanece | 1 | 0 | #VALUE! | #VALUE!
DURHAM CO., THE | VUTH750-128I | Y | DURHAM CO., THE , VUTH750-128I |  |  | 156.3 | 2001-12-04 13:19 | Anjanece | 1 | 0 | #VALUE! | #VALUE!
DURHAM CO., THE | VUTH750-128I | Y | DURHAM CO., THE , VUTH750-128I |  |  | 156.77 | 2001-12-04 13:19 | Anjanece | 1 | 0 | #VALUE! | #VALUE!
DURHAM CO., THE | VUTH750-128I | Y | DURHAM CO., THE , VUTH750-128I |  |  | 158.86 | 2001-12-04 13:19 | Anjanece | 1 | 0 | #VALUE! | #VALUE!
DURHAM CO., THE | VUTH750-128I | Y | DURHAM CO., THE , VUTH750-128I |  |  | 161.52 | 2001-12-04 13:19 | Anjanece | 1 | 0 | #VALUE! | #VALUE!
DURHAM CO., THE | VUTH750-128I | Y | DURHAM CO., THE , VUTH750-128I |  |  | 164.08 | 2001-12-04 13:19 | Anjanece | 1 | 0 | #VALUE! | #VALUE!
DURHAM CO., THE | VUTH750-128I | Y | DURHAM CO., THE , VUTH750-128I |  |  | 164.17 | 2001-12-04 13:19 | Anjanece | 1 | 0 | #VALUE! | #VALUE!
DURHAM CO., THE | VUTH750-128I | Y | DURHAM CO., THE , VUTH750-128I |  |  | 165.18 | 2001-12-04 13:19 | Anjanece | 1 | 0 | #VALUE! | #VALUE!
DURHAM CO., THE | VUTH750-128I | Y | DURHAM CO., THE , VUTH750-128I |  |  | 165.28 | 2001-12-04 13:19 | Anjanece | 1 | 0 | #VALUE! | #VALUE!
DURHAM CO., THE | VUTH750-128I | Y | DURHAM CO., THE , VUTH750-128I |  |  | 165.49 | 2001-12-04 13:19 | Anjanece | 1 | 0 | #VALUE! | #VALUE!
DURHAM CO., THE | VUTH750-128I | Y | DURHAM CO., THE , VUTH750-128I |  |  | 165.86 | 2001-12-04 13:19 | Anjanece | 1 | 0 | #VALUE! | #VALUE!
DURHAM CO., THE | VUTH750-128I | Y | DURHAM CO., THE , VUTH750-128I |  |  | 166.11 | 2001-12-04 13:19 | Anjanece | 1 | 0 | #VALUE! | #VALUE!
DURHAM CO., THE | VUTH750-128I | Y | DURHAM CO., THE , VUTH750-128I |  |  | 166.38 | 2001-12-04 13:19 | Anjanece | 1 | 0 | #VALUE! | #VALUE!
DURHAM CO., THE | VUTH750-128I | Y | DURHAM CO., THE , VUTH750-128I |  |  | 166.43 | 2001-12-04 13:19 | Anjanece | 1 | 0 | #VALUE! | #VALUE!
DURHAM CO., THE | VUTH750-128I | Y | DURHAM CO., THE , VUTH750-128I |  |  | 166.51 | 2001-12-04 13:19 | Anjanece | 1 | 0 | #VALUE! | #VALUE!
DURHAM CO., THE | VUTH750-128I | Y | DURHAM CO., THE , VUTH750-128I |  |  | 208.7 | 2001-12-04 13:19 | Anjanece | 1 | 0 | #VALUE! | #VALUE!
DURHAM CO., THE | VUTH750-128I | Y | DURHAM CO., THE , VUTH750-128I |  |  | 210.27 | 2001-12-04 13:19 | Anjanece | 1 | 0 | #VALUE! | #VALUE!
DURHAM CO., THE | VUTH750-128I | Y | DURHAM CO., THE , VUTH750-128I |  |  | 211.37 | 2001-12-04 13:19 | Anjanece | 1 | 0 | #VALUE! | #VALUE!
DURHAM CO., THE | VUTH750-128I | Y | DURHAM CO., THE , VUTH750-128I |  |  | 215.35 | 2001-12-04 13:19 | Anjanece | 1 | 0 | #VALUE! | #VALUE!
DURHAM CO., THE | VUTH750-128I | Y | DURHAM CO., THE , VUTH750-128I |  |  | 224.58 | 2001-12-04 13:19 | Anjanece | 1 | 0 | #VALUE! | #VALUE!
DURHAM CO., THE | VUTH750-128I | Y | DURHAM CO., THE , VUTH750-128I |  |  | 231.5 | 2001-12-04 13:19 | Anjanece | 1 | 0 | #VALUE! | #VALUE!
DURHAM CO., THE | VUTH750-128I | Y | DURHAM CO., THE , VUTH750-128I |  |  | 231.97 | 2001-12-04 13:19 | Anjanece | 1 | 0 | #VALUE! | #VALUE!
DURHAM CO., THE | VUTH750-128I | Y | DURHAM CO., THE , VUTH750-128I |  |  | 233.03 | 2001-12-04 13:19 | Anjanece | 1 | 0 | #VALUE! | #VALUE!
DURHAM CO., THE | VUTH750-128I | Y | DURHAM CO., THE , VUTH750-128I |  |  | 235.09 | 2001-12-04 13:19 | Anjanece | 1 | 0 | #VALUE! | #VALUE!
DURHAM CO., THE | VUTH750-128I | Y | DURHAM CO., THE , VUTH750-128I |  |  | 240.57 | 2001-12-04 13:19 | Anjanece | 1 | 0 | #VALUE! | #VALUE!
DURHAM CO., THE | VUTH750-128I | Y | DURHAM CO., THE , VUTH750-128I |  |  | 240.63 | 2001-12-04 13:19 | Anjanece | 1 | 0 | #VALUE! | #VALUE!
DURHAM CO., THE | VUTH750-128I | Y | DURHAM CO., THE , VUTH750-128I |  |  | 240.78 | 2001-12-04 13:19 | Anjanece | 1 | 0 | #VALUE! | #VALUE!
DURHAM CO., THE | VUTH750-128I | Y | DURHAM CO., THE , VUTH750-128I |  |  | 240.85 | 2001-12-04 13:19 | Anjanece | 1 | 0 | #VALUE! | #VALUE!
DURHAM CO., THE | VUTH750-128I | Y | DURHAM CO., THE , VUTH750-128I |  |  | 240.88 | 2001-12-04 13:19 | Anjanece | 1 | 0 | #VALUE! | #VALUE!
DURHAM CO., THE | VUTH750-128I | Y | DURHAM CO., THE , VUTH750-128I |  |  | 240.89 | 2001-12-04 13:19 | Anjanece | 1 | 0 | #VALUE! | #VALUE!
DURHAM CO., THE | VUTH750-128I | Y | DURHAM CO., THE , VUTH750-128I |  |  | 240.91 | 2001-12-04 13:19 | Anjanece | 1 | 0 | #VALUE! | #VALUE!
DURHAM CO., THE | VUTH750-128I | Y | DURHAM CO., THE , VUTH750-128I |  |  | 301.49 | 2001-12-04 13:19 | Anjanece | 1 | 0 | #VALUE! | #VALUE!
DURHAM CO., THE | VUTH750-128I | Y | DURHAM CO., THE , VUTH750-128I |  |  | 310.58 | 2001-12-04 13:19 | Anjanece | 1 | 0 | #VALUE! | #VALUE!
DURHAM CO., THE | VUTH750-128I | Y | DURHAM CO., THE , VUTH750-128I |  |  | 321.27 | 2001-12-04 13:19 | Anjanece | 1 | 0 | #VALUE! | #VALUE!
DURHAM CO., THE | VUTH750-128I | Y | DURHAM CO., THE , VUTH750-128I |  |  | 322.74 | 2001-12-04 13:19 | Anjanece | 1 | 0 | #VALUE! | #VALUE!
DURHAM CO., THE | VUTH750-128I | Y | DURHAM CO., THE , VUTH750-128I |  |  | 353.09 | 2001-12-04 13:19 | Anjanece | 1 | 0 | #VALUE! | #VALUE!
DURHAM CO., THE | VUTH750-128I | Y | DURHAM CO., THE , VUTH750-128I |  |  | 434.58 | 2001-12-04 13:19 | Anjanece | 1 | 0 | #VALUE! | #VALUE!
DURHAM CO., THE | VUTH750-128I | Y | DURHAM CO., THE , VUTH750-128I |  |  | 437.14 | 2001-12-04 13:19 | Anjanece | 1 | 0 | #VALUE! | #VALUE!
DURHAM CO., THE | VUTH750-128I | Y | DURHAM CO., THE , VUTH750-128I |  |  | 445.01 | 2001-12-04 13:19 | Anjanece | 1 | 0 | #VALUE! | #VALUE!
DURHAM CO., THE | VUTH750-128I | Y | DURHAM CO., THE , VUTH750-128I |  |  | 453.7 | 2001-12-04 13:19 | Anjanece | 1 | 0 | #VALUE! | #VALUE!
DURHAM CO., THE | VUTH750-128I | Y | DURHAM CO., THE , VUTH750-128I |  |  | 455.16 | 2001-12-04 13:19 | Anjanece | 1 | 0 | #VALUE! | #VALUE!
DURHAM CO., THE | VUTH750-128I | Y | DURHAM CO., THE , VUTH750-128I |  |  | 459.19 | 2001-12-04 13:19 | Anjanece | 1 | 0 | #VALUE! | #VALUE!
DURHAM CO., THE | VUTH750-128I | Y | DURHAM CO., THE , VUTH750-128I |  |  | 515.2 | 2001-12-04 13:19 | Anjanece | 1 | 0 | #VALUE! | #VALUE!
DURHAM CO., THE | VUTH750-128I | Y | DURHAM CO., THE , VUTH750-128I |  | Storm Stores | 0 | 2019-07-29 09:36 | Anjanece | 1 | 0 | #VALUE! | #VALUE!
DURHAM CO., THE | VUTH750-128I | Y | DURHAM CO., THE , VUTH750-128I |  |  | 145.4 | 2019-07-29 09:36 | Anjanece | 1 | 0 | #VALUE! | #VALUE!
DURHAM CO., THE | VUTH750-128I | Y | DURHAM CO., THE , VUTH750-128I |  |  | 235.09 | 2019-07-29 09:36 | Anjanece | 1 | 0 | #VALUE! | #VALUE!
DURHAM CO., THE | VUTH750-128I | Y | DURHAM CO., THE , VUTH750-128I |  |  | 299.8 | 2019-07-29 09:36 | Anjanece | 1 | 0 | #VALUE! | #VALUE!
DURHAM CO., THE | VUTH750-128I | Y | DURHAM CO., THE , VUTH750-128I |  |  | 329.96 | 2019-07-29 09:36 | Anjanece | 1 | 0 | #VALUE! | #VALUE!
ELECTRICAL SPECIALTY PRODUCTS | SEE SPEC (UTL8-750-K) | Y | ELECTRICAL SPECIALTY PRODUCTS , SEE SPEC (UTL8-750-K) | JEA UNDERGROUND DISTRIBUTION | CSC Stores | 130.83 | 2001-12-04 13:19 | Anjanece | 1 | 0 | #VALUE! | #VALUE!
ELECTRICAL SPECIALTY PRODUCTS | SEE SPEC (UTL8-750-K) | Y | ELECTRICAL SPECIALTY PRODUCTS , SEE SPEC (UTL8-750-K) |  |  | 139.87 | 2001-12-04 13:19 | Anjanece | 1 | 0 | #VALUE! | #VALUE!
ELECTRICAL SPECIALTY PRODUCTS | SEE SPEC (UTL8-750-K) | Y | ELECTRICAL SPECIALTY PRODUCTS , SEE SPEC (UTL8-750-K) |  |  | 147.82 | 2001-12-04 13:19 | Anjanece | 1 | 0 | #VALUE! | #VALUE!
ELECTRICAL SPECIALTY PRODUCTS | SEE SPEC (UTL8-750-K) | Y | ELECTRICAL SPECIALTY PRODUCTS , SEE SPEC (UTL8-750-K) |  |  | 148.41 | 2001-12-04 13:19 | Anjanece | 1 | 0 | #VALUE! | #VALUE!
ELECTRICAL SPECIALTY PRODUCTS | SEE SPEC (UTL8-750-K) | Y | ELECTRICAL SPECIALTY PRODUCTS , SEE SPEC (UTL8-750-K) |  |  | 149.06 | 2001-12-04 13:19 | Anjanece | 1 | 0 | #VALUE! | #VALUE!
ELECTRICAL SPECIALTY PRODUCTS | SEE SPEC (UTL8-750-K) | Y | ELECTRICAL SPECIALTY PRODUCTS , SEE SPEC (UTL8-750-K) |  |  | 151.56 | 2001-12-04 13:19 | Anjanece | 1 | 0 | #VALUE! | #VALUE!
ELECTRICAL SPECIALTY PRODUCTS | SEE SPEC (UTL8-750-K) | Y | ELECTRICAL SPECIALTY PRODUCTS , SEE SPEC (UTL8-750-K) |  |  | 151.94 | 2001-12-04 13:19 | Anjanece | 1 | 0 | #VALUE! | #VALUE!
ELECTRICAL SPECIALTY PRODUCTS | SEE SPEC (UTL8-750-K) | Y | ELECTRICAL SPECIALTY PRODUCTS , SEE SPEC (UTL8-750-K) |  |  | 153.16 | 2001-12-04 13:19 | Anjanece | 1 | 0 | #VALUE! | #VALUE!
ELECTRICAL SPECIALTY PRODUCTS | SEE SPEC (UTL8-750-K) | Y | ELECTRICAL SPECIALTY PRODUCTS , SEE SPEC (UTL8-750-K) |  |  | 153.37 | 2001-12-04 13:19 | Anjanece | 1 | 0 | #VALUE! | #VALUE!
ELECTRICAL SPECIALTY PRODUCTS | SEE SPEC (UTL8-750-K) | Y | ELECTRICAL SPECIALTY PRODUCTS , SEE SPEC (UTL8-750-K) |  |  | 153.41 | 2001-12-04 13:19 | Anjanece | 1 | 0 | #VALUE! | #VALUE!
ELECTRICAL SPECIALTY PRODUCTS | SEE SPEC (UTL8-750-K) | Y | ELECTRICAL SPECIALTY PRODUCTS , SEE SPEC (UTL8-750-K) |  |  | 153.43 | 2001-12-04 13:19 | Anjanece | 1 | 0 | #VALUE! | #VALUE!
ELECTRICAL SPECIALTY PRODUCTS | SEE SPEC (UTL8-750-K) | Y | ELECTRICAL SPECIALTY PRODUCTS , SEE SPEC (UTL8-750-K) |  |  | 155.62 | 2001-12-04 13:19 | Anjanece | 1 | 0 | #VALUE! | #VALUE!
ELECTRICAL SPECIALTY PRODUCTS | SEE SPEC (UTL8-750-K) | Y | ELECTRICAL SPECIALTY PRODUCTS , SEE SPEC (UTL8-750-K) |  |  | 155.85 | 2001-12-04 13:19 | Anjanece | 1 | 0 | #VALUE! | #VALUE!
ELECTRICAL SPECIALTY PRODUCTS | SEE SPEC (UTL8-750-K) | Y | ELECTRICAL SPECIALTY PRODUCTS , SEE SPEC (UTL8-750-K) |  |  | 156.3 | 2001-12-04 13:19 | Anjanece | 1 | 0 | #VALUE! | #VALUE!
ELECTRICAL SPECIALTY PRODUCTS | SEE SPEC (UTL8-750-K) | Y | ELECTRICAL SPECIALTY PRODUCTS , SEE SPEC (UTL8-750-K) |  |  | 156.77 | 2001-12-04 13:19 | Anjanece | 1 | 0 | #VALUE! | #VALUE!
ELECTRICAL SPECIALTY PRODUCTS | SEE SPEC (UTL8-750-K) | Y | ELECTRICAL SPECIALTY PRODUCTS , SEE SPEC (UTL8-750-K) |  |  | 158.86 | 2001-12-04 13:19 | Anjanece | 1 | 0 | #VALUE! | #VALUE!
ELECTRICAL SPECIALTY PRODUCTS | SEE SPEC (UTL8-750-K) | Y | ELECTRICAL SPECIALTY PRODUCTS , SEE SPEC (UTL8-750-K) |  |  | 161.52 | 2001-12-04 13:19 | Anjanece | 1 | 0 | #VALUE! | #VALUE!
ELECTRICAL SPECIALTY PRODUCTS | SEE SPEC (UTL8-750-K) | Y | ELECTRICAL SPECIALTY PRODUCTS , SEE SPEC (UTL8-750-K) |  |  | 164.08 | 2001-12-04 13:19 | Anjanece | 1 | 0 | #VALUE! | #VALUE!
ELECTRICAL SPECIALTY PRODUCTS | SEE SPEC (UTL8-750-K) | Y | ELECTRICAL SPECIALTY PRODUCTS , SEE SPEC (UTL8-750-K) |  |  | 164.17 | 2001-12-04 13:19 | Anjanece | 1 | 0 | #VALUE! | #VALUE!
ELECTRICAL SPECIALTY PRODUCTS | SEE SPEC (UTL8-750-K) | Y | ELECTRICAL SPECIALTY PRODUCTS , SEE SPEC (UTL8-750-K) |  |  | 165.18 | 2001-12-04 13:19 | Anjanece | 1 | 0 | #VALUE! | #VALUE!
ELECTRICAL SPECIALTY PRODUCTS | SEE SPEC (UTL8-750-K) | Y | ELECTRICAL SPECIALTY PRODUCTS , SEE SPEC (UTL8-750-K) |  |  | 165.28 | 2001-12-04 13:19 | Anjanece | 1 | 0 | #VALUE! | #VALUE!
ELECTRICAL SPECIALTY PRODUCTS | SEE SPEC (UTL8-750-K) | Y | ELECTRICAL SPECIALTY PRODUCTS , SEE SPEC (UTL8-750-K) |  |  | 165.49 | 2001-12-04 13:19 | Anjanece | 1 | 0 | #VALUE! | #VALUE!
ELECTRICAL SPECIALTY PRODUCTS | SEE SPEC (UTL8-750-K) | Y | ELECTRICAL SPECIALTY PRODUCTS , SEE SPEC (UTL8-750-K) |  |  | 165.86 | 2001-12-04 13:19 | Anjanece | 1 | 0 | #VALUE! | #VALUE!
ELECTRICAL SPECIALTY PRODUCTS | SEE SPEC (UTL8-750-K) | Y | ELECTRICAL SPECIALTY PRODUCTS , SEE SPEC (UTL8-750-K) |  |  | 166.11 | 2001-12-04 13:19 | Anjanece | 1 | 0 | #VALUE! | #VALUE!
ELECTRICAL SPECIALTY PRODUCTS | SEE SPEC (UTL8-750-K) | Y | ELECTRICAL SPECIALTY PRODUCTS , SEE SPEC (UTL8-750-K) |  |  | 166.38 | 2001-12-04 13:19 | Anjanece | 1 | 0 | #VALUE! | #VALUE!
ELECTRICAL SPECIALTY PRODUCTS | SEE SPEC (UTL8-750-K) | Y | ELECTRICAL SPECIALTY PRODUCTS , SEE SPEC (UTL8-750-K) |  |  | 166.43 | 2001-12-04 13:19 | Anjanece | 1 | 0 | #VALUE! | #VALUE!
ELECTRICAL SPECIALTY PRODUCTS | SEE SPEC (UTL8-750-K) | Y | ELECTRICAL SPECIALTY PRODUCTS , SEE SPEC (UTL8-750-K) |  |  | 166.51 | 2001-12-04 13:19 | Anjanece | 1 | 0 | #VALUE! | #VALUE!
ELECTRICAL SPECIALTY PRODUCTS | SEE SPEC (UTL8-750-K) | Y | ELECTRICAL SPECIALTY PRODUCTS , SEE SPEC (UTL8-750-K) |  |  | 208.7 | 2001-12-04 13:19 | Anjanece | 1 | 0 | #VALUE! | #VALUE!
ELECTRICAL SPECIALTY PRODUCTS | SEE SPEC (UTL8-750-K) | Y | ELECTRICAL SPECIALTY PRODUCTS , SEE SPEC (UTL8-750-K) |  |  | 210.27 | 2001-12-04 13:19 | Anjanece | 1 | 0 | #VALUE! | #VALUE!
ELECTRICAL SPECIALTY PRODUCTS | SEE SPEC (UTL8-750-K) | Y | ELECTRICAL SPECIALTY PRODUCTS , SEE SPEC (UTL8-750-K) |  |  | 211.37 | 2001-12-04 13:19 | Anjanece | 1 | 0 | #VALUE! | #VALUE!
ELECTRICAL SPECIALTY PRODUCTS | SEE SPEC (UTL8-750-K) | Y | ELECTRICAL SPECIALTY PRODUCTS , SEE SPEC (UTL8-750-K) |  |  | 215.35 | 2001-12-04 13:19 | Anjanece | 1 | 0 | #VALUE! | #VALUE!
ELECTRICAL SPECIALTY PRODUCTS | SEE SPEC (UTL8-750-K) | Y | ELECTRICAL SPECIALTY PRODUCTS , SEE SPEC (UTL8-750-K) |  |  | 224.58 | 2001-12-04 13:19 | Anjanece | 1 | 0 | #VALUE! | #VALUE!
ELECTRICAL SPECIALTY PRODUCTS | SEE SPEC (UTL8-750-K) | Y | ELECTRICAL SPECIALTY PRODUCTS , SEE SPEC (UTL8-750-K) |  |  | 231.5 | 2001-12-04 13:19 | Anjanece | 1 | 0 | #VALUE! | #VALUE!
ELECTRICAL SPECIALTY PRODUCTS | SEE SPEC (UTL8-750-K) | Y | ELECTRICAL SPECIALTY PRODUCTS , SEE SPEC (UTL8-750-K) |  |  | 231.97 | 2001-12-04 13:19 | Anjanece | 1 | 0 | #VALUE! | #VALUE!
ELECTRICAL SPECIALTY PRODUCTS | SEE SPEC (UTL8-750-K) | Y | ELECTRICAL SPECIALTY PRODUCTS , SEE SPEC (UTL8-750-K) |  |  | 233.03 | 2001-12-04 13:19 | Anjanece | 1 | 0 | #VALUE! | #VALUE!
ELECTRICAL SPECIALTY PRODUCTS | SEE SPEC (UTL8-750-K) | Y | ELECTRICAL SPECIALTY PRODUCTS , SEE SPEC (UTL8-750-K) |  |  | 235.09 | 2001-12-04 13:19 | Anjanece | 1 | 0 | #VALUE! | #VALUE!
ELECTRICAL SPECIALTY PRODUCTS | SEE SPEC (UTL8-750-K) | Y | ELECTRICAL SPECIALTY PRODUCTS , SEE SPEC (UTL8-750-K) |  |  | 240.57 | 2001-12-04 13:19 | Anjanece | 1 | 0 | #VALUE! | #VALUE!
ELECTRICAL SPECIALTY PRODUCTS | SEE SPEC (UTL8-750-K) | Y | ELECTRICAL SPECIALTY PRODUCTS , SEE SPEC (UTL8-750-K) |  |  | 240.63 | 2001-12-04 13:19 | Anjanece | 1 | 0 | #VALUE! | #VALUE!
ELECTRICAL SPECIALTY PRODUCTS | SEE SPEC (UTL8-750-K) | Y | ELECTRICAL SPECIALTY PRODUCTS , SEE SPEC (UTL8-750-K) |  |  | 240.78 | 2001-12-04 13:19 | Anjanece | 1 | 0 | #VALUE! | #VALUE!
ELECTRICAL SPECIALTY PRODUCTS | SEE SPEC (UTL8-750-K) | Y | ELECTRICAL SPECIALTY PRODUCTS , SEE SPEC (UTL8-750-K) |  |  | 240.85 | 2001-12-04 13:19 | Anjanece | 1 | 0 | #VALUE! | #VALUE!
ELECTRICAL SPECIALTY PRODUCTS | SEE SPEC (UTL8-750-K) | Y | ELECTRICAL SPECIALTY PRODUCTS , SEE SPEC (UTL8-750-K) |  |  | 240.88 | 2001-12-04 13:19 | Anjanece | 1 | 0 | #VALUE! | #VALUE!
ELECTRICAL SPECIALTY PRODUCTS | SEE SPEC (UTL8-750-K) | Y | ELECTRICAL SPECIALTY PRODUCTS , SEE SPEC (UTL8-750-K) |  |  | 240.89 | 2001-12-04 13:19 | Anjanece | 1 | 0 | #VALUE! | #VALUE!
ELECTRICAL SPECIALTY PRODUCTS | SEE SPEC (UTL8-750-K) | Y | ELECTRICAL SPECIALTY PRODUCTS , SEE SPEC (UTL8-750-K) |  |  | 240.91 | 2001-12-04 13:19 | Anjanece | 1 | 0 | #VALUE! | #VALUE!
ELECTRICAL SPECIALTY PRODUCTS | SEE SPEC (UTL8-750-K) | Y | ELECTRICAL SPECIALTY PRODUCTS , SEE SPEC (UTL8-750-K) |  |  | 301.49 | 2001-12-04 13:19 | Anjanece | 1 | 0 | #VALUE! | #VALUE!
ELECTRICAL SPECIALTY PRODUCTS | SEE SPEC (UTL8-750-K) | Y | ELECTRICAL SPECIALTY PRODUCTS , SEE SPEC (UTL8-750-K) |  |  | 310.58 | 2001-12-04 13:19 | Anjanece | 1 | 0 | #VALUE! | #VALUE!
ELECTRICAL SPECIALTY PRODUCTS | SEE SPEC (UTL8-750-K) | Y | ELECTRICAL SPECIALTY PRODUCTS , SEE SPEC (UTL8-750-K) |  |  | 321.27 | 2001-12-04 13:19 | Anjanece | 1 | 0 | #VALUE! | #VALUE!
ELECTRICAL SPECIALTY PRODUCTS | SEE SPEC (UTL8-750-K) | Y | ELECTRICAL SPECIALTY PRODUCTS , SEE SPEC (UTL8-750-K) |  |  | 322.74 | 2001-12-04 13:19 | Anjanece | 1 | 0 | #VALUE! | #VALUE!
ELECTRICAL SPECIALTY PRODUCTS | SEE SPEC (UTL8-750-K) | Y | ELECTRICAL SPECIALTY PRODUCTS , SEE SPEC (UTL8-750-K) |  |  | 353.09 | 2001-12-04 13:19 | Anjanece | 1 | 0 | #VALUE! | #VALUE!
ELECTRICAL SPECIALTY PRODUCTS | SEE SPEC (UTL8-750-K) | Y | ELECTRICAL SPECIALTY PRODUCTS , SEE SPEC (UTL8-750-K) |  |  | 434.58 | 2001-12-04 13:19 | Anjanece | 1 | 0 | #VALUE! | #VALUE!
ELECTRICAL SPECIALTY PRODUCTS | SEE SPEC (UTL8-750-K) | Y | ELECTRICAL SPECIALTY PRODUCTS , SEE SPEC (UTL8-750-K) |  |  | 437.14 | 2001-12-04 13:19 | Anjanece | 1 | 0 | #VALUE! | #VALUE!
ELECTRICAL SPECIALTY PRODUCTS | SEE SPEC (UTL8-750-K) | Y | ELECTRICAL SPECIALTY PRODUCTS , SEE SPEC (UTL8-750-K) |  |  | 445.01 | 2001-12-04 13:19 | Anjanece | 1 | 0 | #VALUE! | #VALUE!
ELECTRICAL SPECIALTY PRODUCTS | SEE SPEC (UTL8-750-K) | Y | ELECTRICAL SPECIALTY PRODUCTS , SEE SPEC (UTL8-750-K) |  |  | 453.7 | 2001-12-04 13:19 | Anjanece | 1 | 0 | #VALUE! | #VALUE!
ELECTRICAL SPECIALTY PRODUCTS | SEE SPEC (UTL8-750-K) | Y | ELECTRICAL SPECIALTY PRODUCTS , SEE SPEC (UTL8-750-K) |  |  | 455.16 | 2001-12-04 13:19 | Anjanece | 1 | 0 | #VALUE! | #VALUE!
ELECTRICAL SPECIALTY PRODUCTS | SEE SPEC (UTL8-750-K) | Y | ELECTRICAL SPECIALTY PRODUCTS , SEE SPEC (UTL8-750-K) |  |  | 459.19 | 2001-12-04 13:19 | Anjanece | 1 | 0 | #VALUE! | #VALUE!
ELECTRICAL SPECIALTY PRODUCTS | SEE SPEC (UTL8-750-K) | Y | ELECTRICAL SPECIALTY PRODUCTS , SEE SPEC (UTL8-750-K) |  |  | 515.2 | 2001-12-04 13:19 | Anjanece | 1 | 0 | #VALUE! | #VALUE!
ELECTRICAL SPECIALTY PRODUCTS | SEE SPEC (UTL8-750-K) | Y | ELECTRICAL SPECIALTY PRODUCTS , SEE SPEC (UTL8-750-K) |  | Storm Stores | 0 | 2019-07-29 09:36 | Anjanece | 1 | 0 | #VALUE! | #VALUE!
ELECTRICAL SPECIALTY PRODUCTS | SEE SPEC (UTL8-750-K) | Y | ELECTRICAL SPECIALTY PRODUCTS , SEE SPEC (UTL8-750-K) |  |  | 145.4 | 2019-07-29 09:36 | Anjanece | 1 | 0 | #VALUE! | #VALUE!
ELECTRICAL SPECIALTY PRODUCTS | SEE SPEC (UTL8-750-K) | Y | ELECTRICAL SPECIALTY PRODUCTS , SEE SPEC (UTL8-750-K) |  |  | 235.09 | 2019-07-29 09:36 | Anjanece | 1 | 0 | #VALUE! | #VALUE!
ELECTRICAL SPECIALTY PRODUCTS | SEE SPEC (UTL8-750-K) | Y | ELECTRICAL SPECIALTY PRODUCTS , SEE SPEC (UTL8-750-K) |  |  | 299.8 | 2019-07-29 09:36 | Anjanece | 1 | 0 | #VALUE! | #VALUE!
ELECTRICAL SPECIALTY PRODUCTS | SEE SPEC (UTL8-750-K) | Y | ELECTRICAL SPECIALTY PRODUCTS , SEE SPEC (UTL8-750-K) |  |  | 329.96 | 2019-07-29 09:36 | Anjanece | 1 | 0 | #VALUE! | #VALUE!
HOMAC | SEE SPEC (ABT8750CK) | Y | HOMAC , SEE SPEC (ABT8750CK) | JEA UNDERGROUND DISTRIBUTION | CSC Stores | 130.83 | 2001-12-04 13:19 | Anjanece | 1 | 0 | #VALUE! | #VALUE!
HOMAC | SEE SPEC (ABT8750CK) | Y | HOMAC , SEE SPEC (ABT8750CK) |  |  | 139.87 | 2001-12-04 13:19 | Anjanece | 1 | 0 | #VALUE! | #VALUE!
HOMAC | SEE SPEC (ABT8750CK) | Y | HOMAC , SEE SPEC (ABT8750CK) |  |  | 147.82 | 2001-12-04 13:19 | Anjanece | 1 | 0 | #VALUE! | #VALUE!
HOMAC | SEE SPEC (ABT8750CK) | Y | HOMAC , SEE SPEC (ABT8750CK) |  |  | 148.41 | 2001-12-04 13:19 | Anjanece | 1 | 0 | #VALUE! | #VALUE!
HOMAC | SEE SPEC (ABT8750CK) | Y | HOMAC , SEE SPEC (ABT8750CK) |  |  | 149.06 | 2001-12-04 13:19 | Anjanece | 1 | 0 | #VALUE! | #VALUE!
HOMAC | SEE SPEC (ABT8750CK) | Y | HOMAC , SEE SPEC (ABT8750CK) |  |  | 151.56 | 2001-12-04 13:19 | Anjanece | 1 | 0 | #VALUE! | #VALUE!
HOMAC | SEE SPEC (ABT8750CK) | Y | HOMAC , SEE SPEC (ABT8750CK) |  |  | 151.94 | 2001-12-04 13:19 | Anjanece | 1 | 0 | #VALUE! | #VALUE!
HOMAC | SEE SPEC (ABT8750CK) | Y | HOMAC , SEE SPEC (ABT8750CK) |  |  | 153.16 | 2001-12-04 13:19 | Anjanece | 1 | 0 | #VALUE! | #VALUE!
HOMAC | SEE SPEC (ABT8750CK) | Y | HOMAC , SEE SPEC (ABT8750CK) |  |  | 153.37 | 2001-12-04 13:19 | Anjanece | 1 | 0 | #VALUE! | #VALUE!
HOMAC | SEE SPEC (ABT8750CK) | Y | HOMAC , SEE SPEC (ABT8750CK) |  |  | 153.41 | 2001-12-04 13:19 | Anjanece | 1 | 0 | #VALUE! | #VALUE!
HOMAC | SEE SPEC (ABT8750CK) | Y | HOMAC , SEE SPEC (ABT8750CK) |  |  | 153.43 | 2001-12-04 13:19 | Anjanece | 1 | 0 | #VALUE! | #VALUE!
HOMAC | SEE SPEC (ABT8750CK) | Y | HOMAC , SEE SPEC (ABT8750CK) |  |  | 155.62 | 2001-12-04 13:19 | Anjanece | 1 | 0 | #VALUE! | #VALUE!
HOMAC | SEE SPEC (ABT8750CK) | Y | HOMAC , SEE SPEC (ABT8750CK) |  |  | 155.85 | 2001-12-04 13:19 | Anjanece | 1 | 0 | #VALUE! | #VALUE!
HOMAC | SEE SPEC (ABT8750CK) | Y | HOMAC , SEE SPEC (ABT8750CK) |  |  | 156.3 | 2001-12-04 13:19 | Anjanece | 1 | 0 | #VALUE! | #VALUE!
HOMAC | SEE SPEC (ABT8750CK) | Y | HOMAC , SEE SPEC (ABT8750CK) |  |  | 156.77 | 2001-12-04 13:19 | Anjanece | 1 | 0 | #VALUE! | #VALUE!
HOMAC | SEE SPEC (ABT8750CK) | Y | HOMAC , SEE SPEC (ABT8750CK) |  |  | 158.86 | 2001-12-04 13:19 | Anjanece | 1 | 0 | #VALUE! | #VALUE!
HOMAC | SEE SPEC (ABT8750CK) | Y | HOMAC , SEE SPEC (ABT8750CK) |  |  | 161.52 | 2001-12-04 13:19 | Anjanece | 1 | 0 | #VALUE! | #VALUE!
HOMAC | SEE SPEC (ABT8750CK) | Y | HOMAC , SEE SPEC (ABT8750CK) |  |  | 164.08 | 2001-12-04 13:19 | Anjanece | 1 | 0 | #VALUE! | #VALUE!
HOMAC | SEE SPEC (ABT8750CK) | Y | HOMAC , SEE SPEC (ABT8750CK) |  |  | 164.17 | 2001-12-04 13:19 | Anjanece | 1 | 0 | #VALUE! | #VALUE!
HOMAC | SEE SPEC (ABT8750CK) | Y | HOMAC , SEE SPEC (ABT8750CK) |  |  | 165.18 | 2001-12-04 13:19 | Anjanece | 1 | 0 | #VALUE! | #VALUE!
HOMAC | SEE SPEC (ABT8750CK) | Y | HOMAC , SEE SPEC (ABT8750CK) |  |  | 165.28 | 2001-12-04 13:19 | Anjanece | 1 | 0 | #VALUE! | #VALUE!
HOMAC | SEE SPEC (ABT8750CK) | Y | HOMAC , SEE SPEC (ABT8750CK) |  |  | 165.49 | 2001-12-04 13:19 | Anjanece | 1 | 0 | #VALUE! | #VALUE!
HOMAC | SEE SPEC (ABT8750CK) | Y | HOMAC , SEE SPEC (ABT8750CK) |  |  | 165.86 | 2001-12-04 13:19 | Anjanece | 1 | 0 | #VALUE! | #VALUE!
HOMAC | SEE SPEC (ABT8750CK) | Y | HOMAC , SEE SPEC (ABT8750CK) |  |  | 166.11 | 2001-12-04 13:19 | Anjanece | 1 | 0 | #VALUE! | #VALUE!
HOMAC | SEE SPEC (ABT8750CK) | Y | HOMAC , SEE SPEC (ABT8750CK) |  |  | 166.38 | 2001-12-04 13:19 | Anjanece | 1 | 0 | #VALUE! | #VALUE!
HOMAC | SEE SPEC (ABT8750CK) | Y | HOMAC , SEE SPEC (ABT8750CK) |  |  | 166.43 | 2001-12-04 13:19 | Anjanece | 1 | 0 | #VALUE! | #VALUE!
HOMAC | SEE SPEC (ABT8750CK) | Y | HOMAC , SEE SPEC (ABT8750CK) |  |  | 166.51 | 2001-12-04 13:19 | Anjanece | 1 | 0 | #VALUE! | #VALUE!
HOMAC | SEE SPEC (ABT8750CK) | Y | HOMAC , SEE SPEC (ABT8750CK) |  |  | 208.7 | 2001-12-04 13:19 | Anjanece | 1 | 0 | #VALUE! | #VALUE!
HOMAC | SEE SPEC (ABT8750CK) | Y | HOMAC , SEE SPEC (ABT8750CK) |  |  | 210.27 | 2001-12-04 13:19 | Anjanece | 1 | 0 | #VALUE! | #VALUE!
HOMAC | SEE SPEC (ABT8750CK) | Y | HOMAC , SEE SPEC (ABT8750CK) |  |  | 211.37 | 2001-12-04 13:19 | Anjanece | 1 | 0 | #VALUE! | #VALUE!
HOMAC | SEE SPEC (ABT8750CK) | Y | HOMAC , SEE SPEC (ABT8750CK) |  |  | 215.35 | 2001-12-04 13:19 | Anjanece | 1 | 0 | #VALUE! | #VALUE!
HOMAC | SEE SPEC (ABT8750CK) | Y | HOMAC , SEE SPEC (ABT8750CK) |  |  | 224.58 | 2001-12-04 13:19 | Anjanece | 1 | 0 | #VALUE! | #VALUE!
HOMAC | SEE SPEC (ABT8750CK) | Y | HOMAC , SEE SPEC (ABT8750CK) |  |  | 231.5 | 2001-12-04 13:19 | Anjanece | 1 | 0 | #VALUE! | #VALUE!
HOMAC | SEE SPEC (ABT8750CK) | Y | HOMAC , SEE SPEC (ABT8750CK) |  |  | 231.97 | 2001-12-04 13:19 | Anjanece | 1 | 0 | #VALUE! | #VALUE!
HOMAC | SEE SPEC (ABT8750CK) | Y | HOMAC , SEE SPEC (ABT8750CK) |  |  | 233.03 | 2001-12-04 13:19 | Anjanece | 1 | 0 | #VALUE! | #VALUE!
HOMAC | SEE SPEC (ABT8750CK) | Y | HOMAC , SEE SPEC (ABT8750CK) |  |  | 235.09 | 2001-12-04 13:19 | Anjanece | 1 | 0 | #VALUE! | #VALUE!
HOMAC | SEE SPEC (ABT8750CK) | Y | HOMAC , SEE SPEC (ABT8750CK) |  |  | 240.57 | 2001-12-04 13:19 | Anjanece | 1 | 0 | #VALUE! | #VALUE!
HOMAC | SEE SPEC (ABT8750CK) | Y | HOMAC , SEE SPEC (ABT8750CK) |  |  | 240.63 | 2001-12-04 13:19 | Anjanece | 1 | 0 | #VALUE! | #VALUE!
HOMAC | SEE SPEC (ABT8750CK) | Y | HOMAC , SEE SPEC (ABT8750CK) |  |  | 240.78 | 2001-12-04 13:19 | Anjanece | 1 | 0 | #VALUE! | #VALUE!
HOMAC | SEE SPEC (ABT8750CK) | Y | HOMAC , SEE SPEC (ABT8750CK) |  |  | 240.85 | 2001-12-04 13:19 | Anjanece | 1 | 0 | #VALUE! | #VALUE!
HOMAC | SEE SPEC (ABT8750CK) | Y | HOMAC , SEE SPEC (ABT8750CK) |  |  | 240.88 | 2001-12-04 13:19 | Anjanece | 1 | 0 | #VALUE! | #VALUE!
HOMAC | SEE SPEC (ABT8750CK) | Y | HOMAC , SEE SPEC (ABT8750CK) |  |  | 240.89 | 2001-12-04 13:19 | Anjanece | 1 | 0 | #VALUE! | #VALUE!
HOMAC | SEE SPEC (ABT8750CK) | Y | HOMAC , SEE SPEC (ABT8750CK) |  |  | 240.91 | 2001-12-04 13:19 | Anjanece | 1 | 0 | #VALUE! | #VALUE!
HOMAC | SEE SPEC (ABT8750CK) | Y | HOMAC , SEE SPEC (ABT8750CK) |  |  | 301.49 | 2001-12-04 13:19 | Anjanece | 1 | 0 | #VALUE! | #VALUE!
HOMAC | SEE SPEC (ABT8750CK) | Y | HOMAC , SEE SPEC (ABT8750CK) |  |  | 310.58 | 2001-12-04 13:19 | Anjanece | 1 | 0 | #VALUE! | #VALUE!
HOMAC | SEE SPEC (ABT8750CK) | Y | HOMAC , SEE SPEC (ABT8750CK) |  |  | 321.27 | 2001-12-04 13:19 | Anjanece | 1 | 0 | #VALUE! | #VALUE!
HOMAC | SEE SPEC (ABT8750CK) | Y | HOMAC , SEE SPEC (ABT8750CK) |  |  | 322.74 | 2001-12-04 13:19 | Anjanece | 1 | 0 | #VALUE! | #VALUE!
HOMAC | SEE SPEC (ABT8750CK) | Y | HOMAC , SEE SPEC (ABT8750CK) |  |  | 353.09 | 2001-12-04 13:19 | Anjanece | 1 | 0 | #VALUE! | #VALUE!
HOMAC | SEE SPEC (ABT8750CK) | Y | HOMAC , SEE SPEC (ABT8750CK) |  |  | 434.58 | 2001-12-04 13:19 | Anjanece | 1 | 0 | #VALUE! | #VALUE!
HOMAC | SEE SPEC (ABT8750CK) | Y | HOMAC , SEE SPEC (ABT8750CK) |  |  | 437.14 | 2001-12-04 13:19 | Anjanece | 1 | 0 | #VALUE! | #VALUE!
HOMAC | SEE SPEC (ABT8750CK) | Y | HOMAC , SEE SPEC (ABT8750CK) |  |  | 445.01 | 2001-12-04 13:19 | Anjanece | 1 | 0 | #VALUE! | #VALUE!
HOMAC | SEE SPEC (ABT8750CK) | Y | HOMAC , SEE SPEC (ABT8750CK) |  |  | 453.7 | 2001-12-04 13:19 | Anjanece | 1 | 0 | #VALUE! | #VALUE!
HOMAC | SEE SPEC (ABT8750CK) | Y | HOMAC , SEE SPEC (ABT8750CK) |  |  | 455.16 | 2001-12-04 13:19 | Anjanece | 1 | 0 | #VALUE! | #VALUE!
HOMAC | SEE SPEC (ABT8750CK) | Y | HOMAC , SEE SPEC (ABT8750CK) |  |  | 459.19 | 2001-12-04 13:19 | Anjanece | 1 | 0 | #VALUE! | #VALUE!
HOMAC | SEE SPEC (ABT8750CK) | Y | HOMAC , SEE SPEC (ABT8750CK) |  |  | 515.2 | 2001-12-04 13:19 | Anjanece | 1 | 0 | #VALUE! | #VALUE!
HOMAC | SEE SPEC (ABT8750CK) | Y | HOMAC , SEE SPEC (ABT8750CK) |  | Storm Stores | 0 | 2019-07-29 09:36 | Anjanece | 1 | 0 | #VALUE! | #VALUE!
HOMAC | SEE SPEC (ABT8750CK) | Y | HOMAC , SEE SPEC (ABT8750CK) |  |  | 145.4 | 2019-07-29 09:36 | Anjanece | 1 | 0 | #VALUE! | #VALUE!
HOMAC | SEE SPEC (ABT8750CK) | Y | HOMAC , SEE SPEC (ABT8750CK) |  |  | 235.09 | 2019-07-29 09:36 | Anjanece | 1 | 0 | #VALUE! | #VALUE!
HOMAC | SEE SPEC (ABT8750CK) | Y | HOMAC , SEE SPEC (ABT8750CK) |  |  | 299.8 | 2019-07-29 09:36 | Anjanece | 1 | 0 | #VALUE! | #VALUE!
HOMAC | SEE SPEC (ABT8750CK) | Y | HOMAC , SEE SPEC (ABT8750CK) |  |  | 329.96 | 2019-07-29 09:36 | Anjanece | 1 | 0 | #VALUE! | #VALUE!
POLARIS | SEE SPEC (PTLH750-128KP) | Y | POLARIS , SEE SPEC (PTLH750-128KP) | JEA UNDERGROUND DISTRIBUTION | CSC Stores | 130.83 | 2001-12-04 13:19 | Anjanece | 1 | 0 | #VALUE! | #VALUE!
POLARIS | SEE SPEC (PTLH750-128KP) | Y | POLARIS , SEE SPEC (PTLH750-128KP) |  |  | 139.87 | 2001-12-04 13:19 | Anjanece | 1 | 0 | #VALUE! | #VALUE!
POLARIS | SEE SPEC (PTLH750-128KP) | Y | POLARIS , SEE SPEC (PTLH750-128KP) |  |  | 147.82 | 2001-12-04 13:19 | Anjanece | 1 | 0 | #VALUE! | #VALUE!
POLARIS | SEE SPEC (PTLH750-128KP) | Y | POLARIS , SEE SPEC (PTLH750-128KP) |  |  | 148.41 | 2001-12-04 13:19 | Anjanece | 1 | 0 | #VALUE! | #VALUE!
POLARIS | SEE SPEC (PTLH750-128KP) | Y | POLARIS , SEE SPEC (PTLH750-128KP) |  |  | 149.06 | 2001-12-04 13:19 | Anjanece | 1 | 0 | #VALUE! | #VALUE!
POLARIS | SEE SPEC (PTLH750-128KP) | Y | POLARIS , SEE SPEC (PTLH750-128KP) |  |  | 151.56 | 2001-12-04 13:19 | Anjanece | 1 | 0 | #VALUE! | #VALUE!
POLARIS | SEE SPEC (PTLH750-128KP) | Y | POLARIS , SEE SPEC (PTLH750-128KP) |  |  | 151.94 | 2001-12-04 13:19 | Anjanece | 1 | 0 | #VALUE! | #VALUE!
POLARIS | SEE SPEC (PTLH750-128KP) | Y | POLARIS , SEE SPEC (PTLH750-128KP) |  |  | 153.16 | 2001-12-04 13:19 | Anjanece | 1 | 0 | #VALUE! | #VALUE!
POLARIS | SEE SPEC (PTLH750-128KP) | Y | POLARIS , SEE SPEC (PTLH750-128KP) |  |  | 153.37 | 2001-12-04 13:19 | Anjanece | 1 | 0 | #VALUE! | #VALUE!
POLARIS | SEE SPEC (PTLH750-128KP) | Y | POLARIS , SEE SPEC (PTLH750-128KP) |  |  | 153.41 | 2001-12-04 13:19 | Anjanece | 1 | 0 | #VALUE! | #VALUE!
POLARIS | SEE SPEC (PTLH750-128KP) | Y | POLARIS , SEE SPEC (PTLH750-128KP) |  |  | 153.43 | 2001-12-04 13:19 | Anjanece | 1 | 0 | #VALUE! | #VALUE!
POLARIS | SEE SPEC (PTLH750-128KP) | Y | POLARIS , SEE SPEC (PTLH750-128KP) |  |  | 155.62 | 2001-12-04 13:19 | Anjanece | 1 | 0 | #VALUE! | #VALUE!
POLARIS | SEE SPEC (PTLH750-128KP) | Y | POLARIS , SEE SPEC (PTLH750-128KP) |  |  | 155.85 | 2001-12-04 13:19 | Anjanece | 1 | 0 | #VALUE! | #VALUE!
POLARIS | SEE SPEC (PTLH750-128KP) | Y | POLARIS , SEE SPEC (PTLH750-128KP) |  |  | 156.3 | 2001-12-04 13:19 | Anjanece | 1 | 0 | #VALUE! | #VALUE!
POLARIS | SEE SPEC (PTLH750-128KP) | Y | POLARIS , SEE SPEC (PTLH750-128KP) |  |  | 156.77 | 2001-12-04 13:19 | Anjanece | 1 | 0 | #VALUE! | #VALUE!
POLARIS | SEE SPEC (PTLH750-128KP) | Y | POLARIS , SEE SPEC (PTLH750-128KP) |  |  | 158.86 | 2001-12-04 13:19 | Anjanece | 1 | 0 | #VALUE! | #VALUE!
POLARIS | SEE SPEC (PTLH750-128KP) | Y | POLARIS , SEE SPEC (PTLH750-128KP) |  |  | 161.52 | 2001-12-04 13:19 | Anjanece | 1 | 0 | #VALUE! | #VALUE!
POLARIS | SEE SPEC (PTLH750-128KP) | Y | POLARIS , SEE SPEC (PTLH750-128KP) |  |  | 164.08 | 2001-12-04 13:19 | Anjanece | 1 | 0 | #VALUE! | #VALUE!
POLARIS | SEE SPEC (PTLH750-128KP) | Y | POLARIS , SEE SPEC (PTLH750-128KP) |  |  | 164.17 | 2001-12-04 13:19 | Anjanece | 1 | 0 | #VALUE! | #VALUE!
POLARIS | SEE SPEC (PTLH750-128KP) | Y | POLARIS , SEE SPEC (PTLH750-128KP) |  |  | 165.18 | 2001-12-04 13:19 | Anjanece | 1 | 0 | #VALUE! | #VALUE!
POLARIS | SEE SPEC (PTLH750-128KP) | Y | POLARIS , SEE SPEC (PTLH750-128KP) |  |  | 165.28 | 2001-12-04 13:19 | Anjanece | 1 | 0 | #VALUE! | #VALUE!
POLARIS | SEE SPEC (PTLH750-128KP) | Y | POLARIS , SEE SPEC (PTLH750-128KP) |  |  | 165.49 | 2001-12-04 13:19 | Anjanece | 1 | 0 | #VALUE! | #VALUE!
POLARIS | SEE SPEC (PTLH750-128KP) | Y | POLARIS , SEE SPEC (PTLH750-128KP) |  |  | 165.86 | 2001-12-04 13:19 | Anjanece | 1 | 0 | #VALUE! | #VALUE!
POLARIS | SEE SPEC (PTLH750-128KP) | Y | POLARIS , SEE SPEC (PTLH750-128KP) |  |  | 166.11 | 2001-12-04 13:19 | Anjanece | 1 | 0 | #VALUE! | #VALUE!
POLARIS | SEE SPEC (PTLH750-128KP) | Y | POLARIS , SEE SPEC (PTLH750-128KP) |  |  | 166.38 | 2001-12-04 13:19 | Anjanece | 1 | 0 | #VALUE! | #VALUE!
POLARIS | SEE SPEC (PTLH750-128KP) | Y | POLARIS , SEE SPEC (PTLH750-128KP) |  |  | 166.43 | 2001-12-04 13:19 | Anjanece | 1 | 0 | #VALUE! | #VALUE!
POLARIS | SEE SPEC (PTLH750-128KP) | Y | POLARIS , SEE SPEC (PTLH750-128KP) |  |  | 166.51 | 2001-12-04 13:19 | Anjanece | 1 | 0 | #VALUE! | #VALUE!
POLARIS | SEE SPEC (PTLH750-128KP) | Y | POLARIS , SEE SPEC (PTLH750-128KP) |  |  | 208.7 | 2001-12-04 13:19 | Anjanece | 1 | 0 | #VALUE! | #VALUE!
POLARIS | SEE SPEC (PTLH750-128KP) | Y | POLARIS , SEE SPEC (PTLH750-128KP) |  |  | 210.27 | 2001-12-04 13:19 | Anjanece | 1 | 0 | #VALUE! | #VALUE!
POLARIS | SEE SPEC (PTLH750-128KP) | Y | POLARIS , SEE SPEC (PTLH750-128KP) |  |  | 211.37 | 2001-12-04 13:19 | Anjanece | 1 | 0 | #VALUE! | #VALUE!
POLARIS | SEE SPEC (PTLH750-128KP) | Y | POLARIS , SEE SPEC (PTLH750-128KP) |  |  | 215.35 | 2001-12-04 13:19 | Anjanece | 1 | 0 | #VALUE! | #VALUE!
POLARIS | SEE SPEC (PTLH750-128KP) | Y | POLARIS , SEE SPEC (PTLH750-128KP) |  |  | 224.58 | 2001-12-04 13:19 | Anjanece | 1 | 0 | #VALUE! | #VALUE!
POLARIS | SEE SPEC (PTLH750-128KP) | Y | POLARIS , SEE SPEC (PTLH750-128KP) |  |  | 231.5 | 2001-12-04 13:19 | Anjanece | 1 | 0 | #VALUE! | #VALUE!
POLARIS | SEE SPEC (PTLH750-128KP) | Y | POLARIS , SEE SPEC (PTLH750-128KP) |  |  | 231.97 | 2001-12-04 13:19 | Anjanece | 1 | 0 | #VALUE! | #VALUE!
POLARIS | SEE SPEC (PTLH750-128KP) | Y | POLARIS , SEE SPEC (PTLH750-128KP) |  |  | 233.03 | 2001-12-04 13:19 | Anjanece | 1 | 0 | #VALUE! | #VALUE!
POLARIS | SEE SPEC (PTLH750-128KP) | Y | POLARIS , SEE SPEC (PTLH750-128KP) |  |  | 235.09 | 2001-12-04 13:19 | Anjanece | 1 | 0 | #VALUE! | #VALUE!
POLARIS | SEE SPEC (PTLH750-128KP) | Y | POLARIS , SEE SPEC (PTLH750-128KP) |  |  | 240.57 | 2001-12-04 13:19 | Anjanece | 1 | 0 | #VALUE! | #VALUE!
POLARIS | SEE SPEC (PTLH750-128KP) | Y | POLARIS , SEE SPEC (PTLH750-128KP) |  |  | 240.63 | 2001-12-04 13:19 | Anjanece | 1 | 0 | #VALUE! | #VALUE!
POLARIS | SEE SPEC (PTLH750-128KP) | Y | POLARIS , SEE SPEC (PTLH750-128KP) |  |  | 240.78 | 2001-12-04 13:19 | Anjanece | 1 | 0 | #VALUE! | #VALUE!
POLARIS | SEE SPEC (PTLH750-128KP) | Y | POLARIS , SEE SPEC (PTLH750-128KP) |  |  | 240.85 | 2001-12-04 13:19 | Anjanece | 1 | 0 | #VALUE! | #VALUE!
POLARIS | SEE SPEC (PTLH750-128KP) | Y | POLARIS , SEE SPEC (PTLH750-128KP) |  |  | 240.88 | 2001-12-04 13:19 | Anjanece | 1 | 0 | #VALUE! | #VALUE!
POLARIS | SEE SPEC (PTLH750-128KP) | Y | POLARIS , SEE SPEC (PTLH750-128KP) |  |  | 240.89 | 2001-12-04 13:19 | Anjanece | 1 | 0 | #VALUE! | #VALUE!
POLARIS | SEE SPEC (PTLH750-128KP) | Y | POLARIS , SEE SPEC (PTLH750-128KP) |  |  | 240.91 | 2001-12-04 13:19 | Anjanece | 1 | 0 | #VALUE! | #VALUE!
POLARIS | SEE SPEC (PTLH750-128KP) | Y | POLARIS , SEE SPEC (PTLH750-128KP) |  |  | 301.49 | 2001-12-04 13:19 | Anjanece | 1 | 0 | #VALUE! | #VALUE!
POLARIS | SEE SPEC (PTLH750-128KP) | Y | POLARIS , SEE SPEC (PTLH750-128KP) |  |  | 310.58 | 2001-12-04 13:19 | Anjanece | 1 | 0 | #VALUE! | #VALUE!
POLARIS | SEE SPEC (PTLH750-128KP) | Y | POLARIS , SEE SPEC (PTLH750-128KP) |  |  | 321.27 | 2001-12-04 13:19 | Anjanece | 1 | 0 | #VALUE! | #VALUE!
POLARIS | SEE SPEC (PTLH750-128KP) | Y | POLARIS , SEE SPEC (PTLH750-128KP) |  |  | 322.74 | 2001-12-04 13:19 | Anjanece | 1 | 0 | #VALUE! | #VALUE!
POLARIS | SEE SPEC (PTLH750-128KP) | Y | POLARIS , SEE SPEC (PTLH750-128KP) |  |  | 353.09 | 2001-12-04 13:19 | Anjanece | 1 | 0 | #VALUE! | #VALUE!
POLARIS | SEE SPEC (PTLH750-128KP) | Y | POLARIS , SEE SPEC (PTLH750-128KP) |  |  | 434.58 | 2001-12-04 13:19 | Anjanece | 1 | 0 | #VALUE! | #VALUE!
POLARIS | SEE SPEC (PTLH750-128KP) | Y | POLARIS , SEE SPEC (PTLH750-128KP) |  |  | 437.14 | 2001-12-04 13:19 | Anjanece | 1 | 0 | #VALUE! | #VALUE!
POLARIS | SEE SPEC (PTLH750-128KP) | Y | POLARIS , SEE SPEC (PTLH750-128KP) |  |  | 445.01 | 2001-12-04 13:19 | Anjanece | 1 | 0 | #VALUE! | #VALUE!
POLARIS | SEE SPEC (PTLH750-128KP) | Y | POLARIS , SEE SPEC (PTLH750-128KP) |  |  | 453.7 | 2001-12-04 13:19 | Anjanece | 1 | 0 | #VALUE! | #VALUE!
POLARIS | SEE SPEC (PTLH750-128KP) | Y | POLARIS , SEE SPEC (PTLH750-128KP) |  |  | 455.16 | 2001-12-04 13:19 | Anjanece | 1 | 0 | #VALUE! | #VALUE!
POLARIS | SEE SPEC (PTLH750-128KP) | Y | POLARIS , SEE SPEC (PTLH750-128KP) |  |  | 459.19 | 2001-12-04 13:19 | Anjanece | 1 | 0 | #VALUE! | #VALUE!
POLARIS | SEE SPEC (PTLH750-128KP) | Y | POLARIS , SEE SPEC (PTLH750-128KP) |  |  | 515.2 | 2001-12-04 13:19 | Anjanece | 1 | 0 | #VALUE! | #VALUE!
POLARIS | SEE SPEC (PTLH750-128KP) | Y | POLARIS , SEE SPEC (PTLH750-128KP) |  | Storm Stores | 0 | 2019-07-29 09:36 | Anjanece | 1 | 0 | #VALUE! | #VALUE!
POLARIS | SEE SPEC (PTLH750-128KP) | Y | POLARIS , SEE SPEC (PTLH750-128KP) |  |  | 145.4 | 2019-07-29 09:36 | Anjanece | 1 | 0 | #VALUE! | #VALUE!
POLARIS | SEE SPEC (PTLH750-128KP) | Y | POLARIS , SEE SPEC (PTLH750-128KP) |  |  | 235.09 | 2019-07-29 09:36 | Anjanece | 1 | 0 | #VALUE! | #VALUE!
POLARIS | SEE SPEC (PTLH750-128KP) | Y | POLARIS , SEE SPEC (PTLH750-128KP) |  |  | 299.8 | 2019-07-29 09:36 | Anjanece | 1 | 0 | #VALUE! | #VALUE!
POLARIS | SEE SPEC (PTLH750-128KP) | Y | POLARIS , SEE SPEC (PTLH750-128KP) |  |  | 329.96 | 2019-07-29 09:36 | Anjanece | 1 | 0 | #VALUE! | #VALUE!
UTILCO | SEE SPEC (USG2-750R128KP) | Y | UTILCO , SEE SPEC (USG2-750R128KP) | JEA UNDERGROUND DISTRIBUTION | CSC Stores | 130.83 | 2001-12-04 13:19 | Anjanece | 1 | 0 | #VALUE! | #VALUE!
UTILCO | SEE SPEC (USG2-750R128KP) | Y | UTILCO , SEE SPEC (USG2-750R128KP) |  |  | 139.87 | 2001-12-04 13:19 | Anjanece | 1 | 0 | #VALUE! | #VALUE!
UTILCO | SEE SPEC (USG2-750R128KP) | Y | UTILCO , SEE SPEC (USG2-750R128KP) |  |  | 147.82 | 2001-12-04 13:19 | Anjanece | 1 | 0 | #VALUE! | #VALUE!
UTILCO | SEE SPEC (USG2-750R128KP) | Y | UTILCO , SEE SPEC (USG2-750R128KP) |  |  | 148.41 | 2001-12-04 13:19 | Anjanece | 1 | 0 | #VALUE! | #VALUE!
UTILCO | SEE SPEC (USG2-750R128KP) | Y | UTILCO , SEE SPEC (USG2-750R128KP) |  |  | 149.06 | 2001-12-04 13:19 | Anjanece | 1 | 0 | #VALUE! | #VALUE!
UTILCO | SEE SPEC (USG2-750R128KP) | Y | UTILCO , SEE SPEC (USG2-750R128KP) |  |  | 151.56 | 2001-12-04 13:19 | Anjanece | 1 | 0 | #VALUE! | #VALUE!
UTILCO | SEE SPEC (USG2-750R128KP) | Y | UTILCO , SEE SPEC (USG2-750R128KP) |  |  | 151.94 | 2001-12-04 13:19 | Anjanece | 1 | 0 | #VALUE! | #VALUE!
UTILCO | SEE SPEC (USG2-750R128KP) | Y | UTILCO , SEE SPEC (USG2-750R128KP) |  |  | 153.16 | 2001-12-04 13:19 | Anjanece | 1 | 0 | #VALUE! | #VALUE!
UTILCO | SEE SPEC (USG2-750R128KP) | Y | UTILCO , SEE SPEC (USG2-750R128KP) |  |  | 153.37 | 2001-12-04 13:19 | Anjanece | 1 | 0 | #VALUE! | #VALUE!
UTILCO | SEE SPEC (USG2-750R128KP) | Y | UTILCO , SEE SPEC (USG2-750R128KP) |  |  | 153.41 | 2001-12-04 13:19 | Anjanece | 1 | 0 | #VALUE! | #VALUE!
UTILCO | SEE SPEC (USG2-750R128KP) | Y | UTILCO , SEE SPEC (USG2-750R128KP) |  |  | 153.43 | 2001-12-04 13:19 | Anjanece | 1 | 0 | #VALUE! | #VALUE!
UTILCO | SEE SPEC (USG2-750R128KP) | Y | UTILCO , SEE SPEC (USG2-750R128KP) |  |  | 155.62 | 2001-12-04 13:19 | Anjanece | 1 | 0 | #VALUE! | #VALUE!
UTILCO | SEE SPEC (USG2-750R128KP) | Y | UTILCO , SEE SPEC (USG2-750R128KP) |  |  | 155.85 | 2001-12-04 13:19 | Anjanece | 1 | 0 | #VALUE! | #VALUE!
UTILCO | SEE SPEC (USG2-750R128KP) | Y | UTILCO , SEE SPEC (USG2-750R128KP) |  |  | 156.3 | 2001-12-04 13:19 | Anjanece | 1 | 0 | #VALUE! | #VALUE!
UTILCO | SEE SPEC (USG2-750R128KP) | Y | UTILCO , SEE SPEC (USG2-750R128KP) |  |  | 156.77 | 2001-12-04 13:19 | Anjanece | 1 | 0 | #VALUE! | #VALUE!
UTILCO | SEE SPEC (USG2-750R128KP) | Y | UTILCO , SEE SPEC (USG2-750R128KP) |  |  | 158.86 | 2001-12-04 13:19 | Anjanece | 1 | 0 | #VALUE! | #VALUE!
UTILCO | SEE SPEC (USG2-750R128KP) | Y | UTILCO , SEE SPEC (USG2-750R128KP) |  |  | 161.52 | 2001-12-04 13:19 | Anjanece | 1 | 0 | #VALUE! | #VALUE!
UTILCO | SEE SPEC (USG2-750R128KP) | Y | UTILCO , SEE SPEC (USG2-750R128KP) |  |  | 164.08 | 2001-12-04 13:19 | Anjanece | 1 | 0 | #VALUE! | #VALUE!
UTILCO | SEE SPEC (USG2-750R128KP) | Y | UTILCO , SEE SPEC (USG2-750R128KP) |  |  | 164.17 | 2001-12-04 13:19 | Anjanece | 1 | 0 | #VALUE! | #VALUE!
UTILCO | SEE SPEC (USG2-750R128KP) | Y | UTILCO , SEE SPEC (USG2-750R128KP) |  |  | 165.18 | 2001-12-04 13:19 | Anjanece | 1 | 0 | #VALUE! | #VALUE!
UTILCO | SEE SPEC (USG2-750R128KP) | Y | UTILCO , SEE SPEC (USG2-750R128KP) |  |  | 165.28 | 2001-12-04 13:19 | Anjanece | 1 | 0 | #VALUE! | #VALUE!
UTILCO | SEE SPEC (USG2-750R128KP) | Y | UTILCO , SEE SPEC (USG2-750R128KP) |  |  | 165.49 | 2001-12-04 13:19 | Anjanece | 1 | 0 | #VALUE! | #VALUE!
UTILCO | SEE SPEC (USG2-750R128KP) | Y | UTILCO , SEE SPEC (USG2-750R128KP) |  |  | 165.86 | 2001-12-04 13:19 | Anjanece | 1 | 0 | #VALUE! | #VALUE!
UTILCO | SEE SPEC (USG2-750R128KP) | Y | UTILCO , SEE SPEC (USG2-750R128KP) |  |  | 166.11 | 2001-12-04 13:19 | Anjanece | 1 | 0 | #VALUE! | #VALUE!
UTILCO | SEE SPEC (USG2-750R128KP) | Y | UTILCO , SEE SPEC (USG2-750R128KP) |  |  | 166.38 | 2001-12-04 13:19 | Anjanece | 1 | 0 | #VALUE! | #VALUE!
UTILCO | SEE SPEC (USG2-750R128KP) | Y | UTILCO , SEE SPEC (USG2-750R128KP) |  |  | 166.43 | 2001-12-04 13:19 | Anjanece | 1 | 0 | #VALUE! | #VALUE!
UTILCO | SEE SPEC (USG2-750R128KP) | Y | UTILCO , SEE SPEC (USG2-750R128KP) |  |  | 166.51 | 2001-12-04 13:19 | Anjanece | 1 | 0 | #VALUE! | #VALUE!
UTILCO | SEE SPEC (USG2-750R128KP) | Y | UTILCO , SEE SPEC (USG2-750R128KP) |  |  | 208.7 | 2001-12-04 13:19 | Anjanece | 1 | 0 | #VALUE! | #VALUE!
UTILCO | SEE SPEC (USG2-750R128KP) | Y | UTILCO , SEE SPEC (USG2-750R128KP) |  |  | 210.27 | 2001-12-04 13:19 | Anjanece | 1 | 0 | #VALUE! | #VALUE!
UTILCO | SEE SPEC (USG2-750R128KP) | Y | UTILCO , SEE SPEC (USG2-750R128KP) |  |  | 211.37 | 2001-12-04 13:19 | Anjanece | 1 | 0 | #VALUE! | #VALUE!
UTILCO | SEE SPEC (USG2-750R128KP) | Y | UTILCO , SEE SPEC (USG2-750R128KP) |  |  | 215.35 | 2001-12-04 13:19 | Anjanece | 1 | 0 | #VALUE! | #VALUE!
UTILCO | SEE SPEC (USG2-750R128KP) | Y | UTILCO , SEE SPEC (USG2-750R128KP) |  |  | 224.58 | 2001-12-04 13:19 | Anjanece | 1 | 0 | #VALUE! | #VALUE!
UTILCO | SEE SPEC (USG2-750R128KP) | Y | UTILCO , SEE SPEC (USG2-750R128KP) |  |  | 231.5 | 2001-12-04 13:19 | Anjanece | 1 | 0 | #VALUE! | #VALUE!
UTILCO | SEE SPEC (USG2-750R128KP) | Y | UTILCO , SEE SPEC (USG2-750R128KP) |  |  | 231.97 | 2001-12-04 13:19 | Anjanece | 1 | 0 | #VALUE! | #VALUE!
UTILCO | SEE SPEC (USG2-750R128KP) | Y | UTILCO , SEE SPEC (USG2-750R128KP) |  |  | 233.03 | 2001-12-04 13:19 | Anjanece | 1 | 0 | #VALUE! | #VALUE!
UTILCO | SEE SPEC (USG2-750R128KP) | Y | UTILCO , SEE SPEC (USG2-750R128KP) |  |  | 235.09 | 2001-12-04 13:19 | Anjanece | 1 | 0 | #VALUE! | #VALUE!
UTILCO | SEE SPEC (USG2-750R128KP) | Y | UTILCO , SEE SPEC (USG2-750R128KP) |  |  | 240.57 | 2001-12-04 13:19 | Anjanece | 1 | 0 | #VALUE! | #VALUE!
UTILCO | SEE SPEC (USG2-750R128KP) | Y | UTILCO , SEE SPEC (USG2-750R128KP) |  |  | 240.63 | 2001-12-04 13:19 | Anjanece | 1 | 0 | #VALUE! | #VALUE!
UTILCO | SEE SPEC (USG2-750R128KP) | Y | UTILCO , SEE SPEC (USG2-750R128KP) |  |  | 240.78 | 2001-12-04 13:19 | Anjanece | 1 | 0 | #VALUE! | #VALUE!
UTILCO | SEE SPEC (USG2-750R128KP) | Y | UTILCO , SEE SPEC (USG2-750R128KP) |  |  | 240.85 | 2001-12-04 13:19 | Anjanece | 1 | 0 | #VALUE! | #VALUE!
UTILCO | SEE SPEC (USG2-750R128KP) | Y | UTILCO , SEE SPEC (USG2-750R128KP) |  |  | 240.88 | 2001-12-04 13:19 | Anjanece | 1 | 0 | #VALUE! | #VALUE!
UTILCO | SEE SPEC (USG2-750R128KP) | Y | UTILCO , SEE SPEC (USG2-750R128KP) |  |  | 240.89 | 2001-12-04 13:19 | Anjanece | 1 | 0 | #VALUE! | #VALUE!
UTILCO | SEE SPEC (USG2-750R128KP) | Y | UTILCO , SEE SPEC (USG2-750R128KP) |  |  | 240.91 | 2001-12-04 13:19 | Anjanece | 1 | 0 | #VALUE! | #VALUE!
UTILCO | SEE SPEC (USG2-750R128KP) | Y | UTILCO , SEE SPEC (USG2-750R128KP) |  |  | 301.49 | 2001-12-04 13:19 | Anjanece | 1 | 0 | #VALUE! | #VALUE!
UTILCO | SEE SPEC (USG2-750R128KP) | Y | UTILCO , SEE SPEC (USG2-750R128KP) |  |  | 310.58 | 2001-12-04 13:19 | Anjanece | 1 | 0 | #VALUE! | #VALUE!
UTILCO | SEE SPEC (USG2-750R128KP) | Y | UTILCO , SEE SPEC (USG2-750R128KP) |  |  | 321.27 | 2001-12-04 13:19 | Anjanece | 1 | 0 | #VALUE! | #VALUE!
UTILCO | SEE SPEC (USG2-750R128KP) | Y | UTILCO , SEE SPEC (USG2-750R128KP) |  |  | 322.74 | 2001-12-04 13:19 | Anjanece | 1 | 0 | #VALUE! | #VALUE!
UTILCO | SEE SPEC (USG2-750R128KP) | Y | UTILCO , SEE SPEC (USG2-750R128KP) |  |  | 353.09 | 2001-12-04 13:19 | Anjanece | 1 | 0 | #VALUE! | #VALUE!
UTILCO | SEE SPEC (USG2-750R128KP) | Y | UTILCO , SEE SPEC (USG2-750R128KP) |  |  | 434.58 | 2001-12-04 13:19 | Anjanece | 1 | 0 | #VALUE! | #VALUE!
UTILCO | SEE SPEC (USG2-750R128KP) | Y | UTILCO , SEE SPEC (USG2-750R128KP) |  |  | 437.14 | 2001-12-04 13:19 | Anjanece | 1 | 0 | #VALUE! | #VALUE!
UTILCO | SEE SPEC (USG2-750R128KP) | Y | UTILCO , SEE SPEC (USG2-750R128KP) |  |  | 445.01 | 2001-12-04 13:19 | Anjanece | 1 | 0 | #VALUE! | #VALUE!
UTILCO | SEE SPEC (USG2-750R128KP) | Y | UTILCO , SEE SPEC (USG2-750R128KP) |  |  | 453.7 | 2001-12-04 13:19 | Anjanece | 1 | 0 | #VALUE! | #VALUE!
UTILCO | SEE SPEC (USG2-750R128KP) | Y | UTILCO , SEE SPEC (USG2-750R128KP) |  |  | 455.16 | 2001-12-04 13:19 | Anjanece | 1 | 0 | #VALUE! | #VALUE!
UTILCO | SEE SPEC (USG2-750R128KP) | Y | UTILCO , SEE SPEC (USG2-750R128KP) |  |  | 459.19 | 2001-12-04 13:19 | Anjanece | 1 | 0 | #VALUE! | #VALUE!
UTILCO | SEE SPEC (USG2-750R128KP) | Y | UTILCO , SEE SPEC (USG2-750R128KP) |  |  | 515.2 | 2001-12-04 13:19 | Anjanece | 1 | 0 | #VALUE! | #VALUE!
UTILCO | SEE SPEC (USG2-750R128KP) | Y | UTILCO , SEE SPEC (USG2-750R128KP) |  | Storm Stores | 0 | 2019-07-29 09:36 | Anjanece | 1 | 0 | #VALUE! | #VALUE!
UTILCO | SEE SPEC (USG2-750R128KP) | Y | UTILCO , SEE SPEC (USG2-750R128KP) |  |  | 145.4 | 2019-07-29 09:36 | Anjanece | 1 | 0 | #VALUE! | #VALUE!
UTILCO | SEE SPEC (USG2-750R128KP) | Y | UTILCO , SEE SPEC (USG2-750R128KP) |  |  | 235.09 | 2019-07-29 09:36 | Anjanece | 1 | 0 | #VALUE! | #VALUE!
UTILCO | SEE SPEC (USG2-750R128KP) | Y | UTILCO , SEE SPEC (USG2-750R128KP) |  |  | 299.8 | 2019-07-29 09:36 | Anjanece | 1 | 0 | #VALUE! | #VALUE!
UTILCO | SEE SPEC (USG2-750R128KP) | Y | UTILCO , SEE SPEC (USG2-750R128KP) |  |  | 329.96 | 2019-07-29 09:36 | Anjanece | 1 | 0 | #VALUE! | #VALUE!
ALCON | T4G3-500G-RB | Y | ALCON , T4G3-500G-RB | JEA OVERHEAD DISTRIBUTION | CSC Stores | 8.04 | 2002-05-21 11:32 | Anjanece | 8 | 0 | #VALUE! | #VALUE!
ALCON | T4G3-500G-RB | Y | ALCON , T4G3-500G-RB |  |  | 8.06 | 2002-05-21 11:32 | Anjanece | 8 | 0 | #VALUE! | #VALUE!
ALCON | T4G3-500G-RB | Y | ALCON , T4G3-500G-RB |  |  | 8.12 | 2002-05-21 11:32 | Anjanece | 8 | 0 | #VALUE! | #VALUE!
ALCON | T4G3-500G-RB | Y | ALCON , T4G3-500G-RB |  |  | 8.16 | 2002-05-21 11:32 | Anjanece | 8 | 0 | #VALUE! | #VALUE!
ALCON | T4G3-500G-RB | Y | ALCON , T4G3-500G-RB |  |  | 8.28 | 2002-05-21 11:32 | Anjanece | 8 | 0 | #VALUE! | #VALUE!
ALCON | T4G3-500G-RB | Y | ALCON , T4G3-500G-RB |  |  | 8.33 | 2002-05-21 11:32 | Anjanece | 8 | 0 | #VALUE! | #VALUE!
ALCON | T4G3-500G-RB | Y | ALCON , T4G3-500G-RB |  |  | 8.51 | 2002-05-21 11:32 | Anjanece | 8 | 0 | #VALUE! | #VALUE!
ALCON | T4G3-500G-RB | Y | ALCON , T4G3-500G-RB |  |  | 8.69 | 2002-05-21 11:32 | Anjanece | 8 | 0 | #VALUE! | #VALUE!
ALCON | T4G3-500G-RB | Y | ALCON , T4G3-500G-RB |  |  | 8.8 | 2002-05-21 11:32 | Anjanece | 8 | 0 | #VALUE! | #VALUE!
ALCON | T4G3-500G-RB | Y | ALCON , T4G3-500G-RB |  |  | 8.81 | 2002-05-21 11:32 | Anjanece | 8 | 0 | #VALUE! | #VALUE!
ALCON | T4G3-500G-RB | Y | ALCON , T4G3-500G-RB |  |  | 8.85 | 2002-05-21 11:32 | Anjanece | 8 | 0 | #VALUE! | #VALUE!
ALCON | T4G3-500G-RB | Y | ALCON , T4G3-500G-RB |  |  | 9.04 | 2002-05-21 11:32 | Anjanece | 8 | 0 | #VALUE! | #VALUE!
ALCON | T4G3-500G-RB | Y | ALCON , T4G3-500G-RB |  |  | 9.71 | 2002-05-21 11:32 | Anjanece | 8 | 0 | #VALUE! | #VALUE!
ALCON | T4G3-500G-RB | Y | ALCON , T4G3-500G-RB |  |  | 9.88 | 2002-05-21 11:32 | Anjanece | 8 | 0 | #VALUE! | #VALUE!
ALCON | T4G3-500G-RB | Y | ALCON , T4G3-500G-RB |  |  | 10.17 | 2002-05-21 11:32 | Anjanece | 8 | 0 | #VALUE! | #VALUE!
ALCON | T4G3-500G-RB | Y | ALCON , T4G3-500G-RB |  |  | 10.69 | 2002-05-21 11:32 | Anjanece | 8 | 0 | #VALUE! | #VALUE!
ALCON | T4G3-500G-RB | Y | ALCON , T4G3-500G-RB |  |  | 11.29 | 2002-05-21 11:32 | Anjanece | 8 | 0 | #VALUE! | #VALUE!
ALCON | T4G3-500G-RB | Y | ALCON , T4G3-500G-RB |  |  | 11.32 | 2002-05-21 11:32 | Anjanece | 8 | 0 | #VALUE! | #VALUE!
ALCON | T4G3-500G-RB | Y | ALCON , T4G3-500G-RB |  |  | 11.35 | 2002-05-21 11:32 | Anjanece | 8 | 0 | #VALUE! | #VALUE!
ALCON | T4G3-500G-RB | Y | ALCON , T4G3-500G-RB |  |  | 11.68 | 2002-05-21 11:32 | Anjanece | 8 | 0 | #VALUE! | #VALUE!
ALCON | T4G3-500G-RB | Y | ALCON , T4G3-500G-RB |  |  | 12.08 | 2002-05-21 11:32 | Anjanece | 8 | 0 | #VALUE! | #VALUE!
ALCON | T4G3-500G-RB | Y | ALCON , T4G3-500G-RB |  |  | 12.09 | 2002-05-21 11:32 | Anjanece | 8 | 0 | #VALUE! | #VALUE!
ALCON | T4G3-500G-RB | Y | ALCON , T4G3-500G-RB |  |  | 12.2 | 2002-05-21 11:32 | Anjanece | 8 | 0 | #VALUE! | #VALUE!
ALCON | T4G3-500G-RB | Y | ALCON , T4G3-500G-RB |  |  | 12.23 | 2002-05-21 11:32 | Anjanece | 8 | 0 | #VALUE! | #VALUE!
ALCON | T4G3-500G-RB | Y | ALCON , T4G3-500G-RB |  |  | 12.48 | 2002-05-21 11:32 | Anjanece | 8 | 0 | #VALUE! | #VALUE!
ALCON | T4G3-500G-RB | Y | ALCON , T4G3-500G-RB |  |  | 12.54 | 2002-05-21 11:32 | Anjanece | 8 | 0 | #VALUE! | #VALUE!
ALCON | T4G3-500G-RB | Y | ALCON , T4G3-500G-RB |  |  | 12.88 | 2002-05-21 11:32 | Anjanece | 8 | 0 | #VALUE! | #VALUE!
ALCON | T4G3-500G-RB | Y | ALCON , T4G3-500G-RB |  |  | 12.9 | 2002-05-21 11:32 | Anjanece | 8 | 0 | #VALUE! | #VALUE!
ALCON | T4G3-500G-RB | Y | ALCON , T4G3-500G-RB |  |  | 12.95 | 2002-05-21 11:32 | Anjanece | 8 | 0 | #VALUE! | #VALUE!
ALCON | T4G3-500G-RB | Y | ALCON , T4G3-500G-RB |  |  | 12.96 | 2002-05-21 11:32 | Anjanece | 8 | 0 | #VALUE! | #VALUE!
ALCON | T4G3-500G-RB | Y | ALCON , T4G3-500G-RB |  |  | 13.41 | 2002-05-21 11:32 | Anjanece | 8 | 0 | #VALUE! | #VALUE!
ALCON | T4G3-500G-RB | Y | ALCON , T4G3-500G-RB |  |  | 13.42 | 2002-05-21 11:32 | Anjanece | 8 | 0 | #VALUE! | #VALUE!
CONNECTOR MANUFACTURING CO. | L3D4-500I | Y | CONNECTOR MANUFACTURING CO. , L3D4-500I | JEA OVERHEAD DISTRIBUTION | CSC Stores | 8.04 | 2002-05-21 11:32 | Anjanece | 8 | 0 | #VALUE! | #VALUE!
CONNECTOR MANUFACTURING CO. | L3D4-500I | Y | CONNECTOR MANUFACTURING CO. , L3D4-500I |  |  | 8.06 | 2002-05-21 11:32 | Anjanece | 8 | 0 | #VALUE! | #VALUE!
CONNECTOR MANUFACTURING CO. | L3D4-500I | Y | CONNECTOR MANUFACTURING CO. , L3D4-500I |  |  | 8.12 | 2002-05-21 11:32 | Anjanece | 8 | 0 | #VALUE! | #VALUE!
CONNECTOR MANUFACTURING CO. | L3D4-500I | Y | CONNECTOR MANUFACTURING CO. , L3D4-500I |  |  | 8.16 | 2002-05-21 11:32 | Anjanece | 8 | 0 | #VALUE! | #VALUE!
CONNECTOR MANUFACTURING CO. | L3D4-500I | Y | CONNECTOR MANUFACTURING CO. , L3D4-500I |  |  | 8.28 | 2002-05-21 11:32 | Anjanece | 8 | 0 | #VALUE! | #VALUE!
CONNECTOR MANUFACTURING CO. | L3D4-500I | Y | CONNECTOR MANUFACTURING CO. , L3D4-500I |  |  | 8.33 | 2002-05-21 11:32 | Anjanece | 8 | 0 | #VALUE! | #VALUE!
CONNECTOR MANUFACTURING CO. | L3D4-500I | Y | CONNECTOR MANUFACTURING CO. , L3D4-500I |  |  | 8.51 | 2002-05-21 11:32 | Anjanece | 8 | 0 | #VALUE! | #VALUE!
CONNECTOR MANUFACTURING CO. | L3D4-500I | Y | CONNECTOR MANUFACTURING CO. , L3D4-500I |  |  | 8.69 | 2002-05-21 11:32 | Anjanece | 8 | 0 | #VALUE! | #VALUE!
CONNECTOR MANUFACTURING CO. | L3D4-500I | Y | CONNECTOR MANUFACTURING CO. , L3D4-500I |  |  | 8.8 | 2002-05-21 11:32 | Anjanece | 8 | 0 | #VALUE! | #VALUE!
CONNECTOR MANUFACTURING CO. | L3D4-500I | Y | CONNECTOR MANUFACTURING CO. , L3D4-500I |  |  | 8.81 | 2002-05-21 11:32 | Anjanece | 8 | 0 | #VALUE! | #VALUE!
CONNECTOR MANUFACTURING CO. | L3D4-500I | Y | CONNECTOR MANUFACTURING CO. , L3D4-500I |  |  | 8.85 | 2002-05-21 11:32 | Anjanece | 8 | 0 | #VALUE! | #VALUE!
CONNECTOR MANUFACTURING CO. | L3D4-500I | Y | CONNECTOR MANUFACTURING CO. , L3D4-500I |  |  | 9.04 | 2002-05-21 11:32 | Anjanece | 8 | 0 | #VALUE! | #VALUE!
CONNECTOR MANUFACTURING CO. | L3D4-500I | Y | CONNECTOR MANUFACTURING CO. , L3D4-500I |  |  | 9.71 | 2002-05-21 11:32 | Anjanece | 8 | 0 | #VALUE! | #VALUE!
CONNECTOR MANUFACTURING CO. | L3D4-500I | Y | CONNECTOR MANUFACTURING CO. , L3D4-500I |  |  | 9.88 | 2002-05-21 11:32 | Anjanece | 8 | 0 | #VALUE! | #VALUE!
CONNECTOR MANUFACTURING CO. | L3D4-500I | Y | CONNECTOR MANUFACTURING CO. , L3D4-500I |  |  | 10.17 | 2002-05-21 11:32 | Anjanece | 8 | 0 | #VALUE! | #VALUE!
CONNECTOR MANUFACTURING CO. | L3D4-500I | Y | CONNECTOR MANUFACTURING CO. , L3D4-500I |  |  | 10.69 | 2002-05-21 11:32 | Anjanece | 8 | 0 | #VALUE! | #VALUE!
CONNECTOR MANUFACTURING CO. | L3D4-500I | Y | CONNECTOR MANUFACTURING CO. , L3D4-500I |  |  | 11.29 | 2002-05-21 11:32 | Anjanece | 8 | 0 | #VALUE! | #VALUE!
CONNECTOR MANUFACTURING CO. | L3D4-500I | Y | CONNECTOR MANUFACTURING CO. , L3D4-500I |  |  | 11.32 | 2002-05-21 11:32 | Anjanece | 8 | 0 | #VALUE! | #VALUE!
CONNECTOR MANUFACTURING CO. | L3D4-500I | Y | CONNECTOR MANUFACTURING CO. , L3D4-500I |  |  | 11.35 | 2002-05-21 11:32 | Anjanece | 8 | 0 | #VALUE! | #VALUE!
CONNECTOR MANUFACTURING CO. | L3D4-500I | Y | CONNECTOR MANUFACTURING CO. , L3D4-500I |  |  | 11.68 | 2002-05-21 11:32 | Anjanece | 8 | 0 | #VALUE! | #VALUE!
CONNECTOR MANUFACTURING CO. | L3D4-500I | Y | CONNECTOR MANUFACTURING CO. , L3D4-500I |  |  | 12.08 | 2002-05-21 11:32 | Anjanece | 8 | 0 | #VALUE! | #VALUE!
CONNECTOR MANUFACTURING CO. | L3D4-500I | Y | CONNECTOR MANUFACTURING CO. , L3D4-500I |  |  | 12.09 | 2002-05-21 11:32 | Anjanece | 8 | 0 | #VALUE! | #VALUE!
CONNECTOR MANUFACTURING CO. | L3D4-500I | Y | CONNECTOR MANUFACTURING CO. , L3D4-500I |  |  | 12.2 | 2002-05-21 11:32 | Anjanece | 8 | 0 | #VALUE! | #VALUE!
CONNECTOR MANUFACTURING CO. | L3D4-500I | Y | CONNECTOR MANUFACTURING CO. , L3D4-500I |  |  | 12.23 | 2002-05-21 11:32 | Anjanece | 8 | 0 | #VALUE! | #VALUE!
CONNECTOR MANUFACTURING CO. | L3D4-500I | Y | CONNECTOR MANUFACTURING CO. , L3D4-500I |  |  | 12.48 | 2002-05-21 11:32 | Anjanece | 8 | 0 | #VALUE! | #VALUE!
CONNECTOR MANUFACTURING CO. | L3D4-500I | Y | CONNECTOR MANUFACTURING CO. , L3D4-500I |  |  | 12.54 | 2002-05-21 11:32 | Anjanece | 8 | 0 | #VALUE! | #VALUE!
CONNECTOR MANUFACTURING CO. | L3D4-500I | Y | CONNECTOR MANUFACTURING CO. , L3D4-500I |  |  | 12.88 | 2002-05-21 11:32 | Anjanece | 8 | 0 | #VALUE! | #VALUE!
CONNECTOR MANUFACTURING CO. | L3D4-500I | Y | CONNECTOR MANUFACTURING CO. , L3D4-500I |  |  | 12.9 | 2002-05-21 11:32 | Anjanece | 8 | 0 | #VALUE! | #VALUE!
CONNECTOR MANUFACTURING CO. | L3D4-500I | Y | CONNECTOR MANUFACTURING CO. , L3D4-500I |  |  | 12.95 | 2002-05-21 11:32 | Anjanece | 8 | 0 | #VALUE! | #VALUE!
CONNECTOR MANUFACTURING CO. | L3D4-500I | Y | CONNECTOR MANUFACTURING CO. , L3D4-500I |  |  | 12.96 | 2002-05-21 11:32 | Anjanece | 8 | 0 | #VALUE! | #VALUE!
CONNECTOR MANUFACTURING CO. | L3D4-500I | Y | CONNECTOR MANUFACTURING CO. , L3D4-500I |  |  | 13.41 | 2002-05-21 11:32 | Anjanece | 8 | 0 | #VALUE! | #VALUE!
CONNECTOR MANUFACTURING CO. | L3D4-500I | Y | CONNECTOR MANUFACTURING CO. , L3D4-500I |  |  | 13.42 | 2002-05-21 11:32 | Anjanece | 8 | 0 | #VALUE! | #VALUE!
HOMAC | ABT3500DSC | Y | HOMAC , ABT3500DSC | JEA OVERHEAD DISTRIBUTION | CSC Stores | 8.04 | 2002-05-21 11:32 | Anjanece | 8 | 0 | #VALUE! | #VALUE!
HOMAC | ABT3500DSC | Y | HOMAC , ABT3500DSC |  |  | 8.06 | 2002-05-21 11:32 | Anjanece | 8 | 0 | #VALUE! | #VALUE!
HOMAC | ABT3500DSC | Y | HOMAC , ABT3500DSC |  |  | 8.12 | 2002-05-21 11:32 | Anjanece | 8 | 0 | #VALUE! | #VALUE!
HOMAC | ABT3500DSC | Y | HOMAC , ABT3500DSC |  |  | 8.16 | 2002-05-21 11:32 | Anjanece | 8 | 0 | #VALUE! | #VALUE!
HOMAC | ABT3500DSC | Y | HOMAC , ABT3500DSC |  |  | 8.28 | 2002-05-21 11:32 | Anjanece | 8 | 0 | #VALUE! | #VALUE!
HOMAC | ABT3500DSC | Y | HOMAC , ABT3500DSC |  |  | 8.33 | 2002-05-21 11:32 | Anjanece | 8 | 0 | #VALUE! | #VALUE!
HOMAC | ABT3500DSC | Y | HOMAC , ABT3500DSC |  |  | 8.51 | 2002-05-21 11:32 | Anjanece | 8 | 0 | #VALUE! | #VALUE!
HOMAC | ABT3500DSC | Y | HOMAC , ABT3500DSC |  |  | 8.69 | 2002-05-21 11:32 | Anjanece | 8 | 0 | #VALUE! | #VALUE!
HOMAC | ABT3500DSC | Y | HOMAC , ABT3500DSC |  |  | 8.8 | 2002-05-21 11:32 | Anjanece | 8 | 0 | #VALUE! | #VALUE!
HOMAC | ABT3500DSC | Y | HOMAC , ABT3500DSC |  |  | 8.81 | 2002-05-21 11:32 | Anjanece | 8 | 0 | #VALUE! | #VALUE!
HOMAC | ABT3500DSC | Y | HOMAC , ABT3500DSC |  |  | 8.85 | 2002-05-21 11:32 | Anjanece | 8 | 0 | #VALUE! | #VALUE!
HOMAC | ABT3500DSC | Y | HOMAC , ABT3500DSC |  |  | 9.04 | 2002-05-21 11:32 | Anjanece | 8 | 0 | #VALUE! | #VALUE!
HOMAC | ABT3500DSC | Y | HOMAC , ABT3500DSC |  |  | 9.71 | 2002-05-21 11:32 | Anjanece | 8 | 0 | #VALUE! | #VALUE!
HOMAC | ABT3500DSC | Y | HOMAC , ABT3500DSC |  |  | 9.88 | 2002-05-21 11:32 | Anjanece | 8 | 0 | #VALUE! | #VALUE!
HOMAC | ABT3500DSC | Y | HOMAC , ABT3500DSC |  |  | 10.17 | 2002-05-21 11:32 | Anjanece | 8 | 0 | #VALUE! | #VALUE!
HOMAC | ABT3500DSC | Y | HOMAC , ABT3500DSC |  |  | 10.69 | 2002-05-21 11:32 | Anjanece | 8 | 0 | #VALUE! | #VALUE!
HOMAC | ABT3500DSC | Y | HOMAC , ABT3500DSC |  |  | 11.29 | 2002-05-21 11:32 | Anjanece | 8 | 0 | #VALUE! | #VALUE!
HOMAC | ABT3500DSC | Y | HOMAC , ABT3500DSC |  |  | 11.32 | 2002-05-21 11:32 | Anjanece | 8 | 0 | #VALUE! | #VALUE!
HOMAC | ABT3500DSC | Y | HOMAC , ABT3500DSC |  |  | 11.35 | 2002-05-21 11:32 | Anjanece | 8 | 0 | #VALUE! | #VALUE!
HOMAC | ABT3500DSC | Y | HOMAC , ABT3500DSC |  |  | 11.68 | 2002-05-21 11:32 | Anjanece | 8 | 0 | #VALUE! | #VALUE!
HOMAC | ABT3500DSC | Y | HOMAC , ABT3500DSC |  |  | 12.08 | 2002-05-21 11:32 | Anjanece | 8 | 0 | #VALUE! | #VALUE!
HOMAC | ABT3500DSC | Y | HOMAC , ABT3500DSC |  |  | 12.09 | 2002-05-21 11:32 | Anjanece | 8 | 0 | #VALUE! | #VALUE!
HOMAC | ABT3500DSC | Y | HOMAC , ABT3500DSC |  |  | 12.2 | 2002-05-21 11:32 | Anjanece | 8 | 0 | #VALUE! | #VALUE!
HOMAC | ABT3500DSC | Y | HOMAC , ABT3500DSC |  |  | 12.23 | 2002-05-21 11:32 | Anjanece | 8 | 0 | #VALUE! | #VALUE!
HOMAC | ABT3500DSC | Y | HOMAC , ABT3500DSC |  |  | 12.48 | 2002-05-21 11:32 | Anjanece | 8 | 0 | #VALUE! | #VALUE!
HOMAC | ABT3500DSC | Y | HOMAC , ABT3500DSC |  |  | 12.54 | 2002-05-21 11:32 | Anjanece | 8 | 0 | #VALUE! | #VALUE!
HOMAC | ABT3500DSC | Y | HOMAC , ABT3500DSC |  |  | 12.88 | 2002-05-21 11:32 | Anjanece | 8 | 0 | #VALUE! | #VALUE!
HOMAC | ABT3500DSC | Y | HOMAC , ABT3500DSC |  |  | 12.9 | 2002-05-21 11:32 | Anjanece | 8 | 0 | #VALUE! | #VALUE!
HOMAC | ABT3500DSC | Y | HOMAC , ABT3500DSC |  |  | 12.95 | 2002-05-21 11:32 | Anjanece | 8 | 0 | #VALUE! | #VALUE!
HOMAC | ABT3500DSC | Y | HOMAC , ABT3500DSC |  |  | 12.96 | 2002-05-21 11:32 | Anjanece | 8 | 0 | #VALUE! | #VALUE!
HOMAC | ABT3500DSC | Y | HOMAC , ABT3500DSC |  |  | 13.41 | 2002-05-21 11:32 | Anjanece | 8 | 0 | #VALUE! | #VALUE!
HOMAC | ABT3500DSC | Y | HOMAC , ABT3500DSC |  |  | 13.42 | 2002-05-21 11:32 | Anjanece | 8 | 0 | #VALUE! | #VALUE!
POLARIS | PTLH-500-43P | Y | POLARIS , PTLH-500-43P | JEA OVERHEAD DISTRIBUTION | CSC Stores | 8.04 | 2002-05-21 11:32 | Anjanece | 8 | 0 | #VALUE! | #VALUE!
POLARIS | PTLH-500-43P | Y | POLARIS , PTLH-500-43P |  |  | 8.06 | 2002-05-21 11:32 | Anjanece | 8 | 0 | #VALUE! | #VALUE!
POLARIS | PTLH-500-43P | Y | POLARIS , PTLH-500-43P |  |  | 8.12 | 2002-05-21 11:32 | Anjanece | 8 | 0 | #VALUE! | #VALUE!
POLARIS | PTLH-500-43P | Y | POLARIS , PTLH-500-43P |  |  | 8.16 | 2002-05-21 11:32 | Anjanece | 8 | 0 | #VALUE! | #VALUE!
POLARIS | PTLH-500-43P | Y | POLARIS , PTLH-500-43P |  |  | 8.28 | 2002-05-21 11:32 | Anjanece | 8 | 0 | #VALUE! | #VALUE!
POLARIS | PTLH-500-43P | Y | POLARIS , PTLH-500-43P |  |  | 8.33 | 2002-05-21 11:32 | Anjanece | 8 | 0 | #VALUE! | #VALUE!
POLARIS | PTLH-500-43P | Y | POLARIS , PTLH-500-43P |  |  | 8.51 | 2002-05-21 11:32 | Anjanece | 8 | 0 | #VALUE! | #VALUE!
POLARIS | PTLH-500-43P | Y | POLARIS , PTLH-500-43P |  |  | 8.69 | 2002-05-21 11:32 | Anjanece | 8 | 0 | #VALUE! | #VALUE!
POLARIS | PTLH-500-43P | Y | POLARIS , PTLH-500-43P |  |  | 8.8 | 2002-05-21 11:32 | Anjanece | 8 | 0 | #VALUE! | #VALUE!
POLARIS | PTLH-500-43P | Y | POLARIS , PTLH-500-43P |  |  | 8.81 | 2002-05-21 11:32 | Anjanece | 8 | 0 | #VALUE! | #VALUE!
POLARIS | PTLH-500-43P | Y | POLARIS , PTLH-500-43P |  |  | 8.85 | 2002-05-21 11:32 | Anjanece | 8 | 0 | #VALUE! | #VALUE!
POLARIS | PTLH-500-43P | Y | POLARIS , PTLH-500-43P |  |  | 9.04 | 2002-05-21 11:32 | Anjanece | 8 | 0 | #VALUE! | #VALUE!
POLARIS | PTLH-500-43P | Y | POLARIS , PTLH-500-43P |  |  | 9.71 | 2002-05-21 11:32 | Anjanece | 8 | 0 | #VALUE! | #VALUE!
POLARIS | PTLH-500-43P | Y | POLARIS , PTLH-500-43P |  |  | 9.88 | 2002-05-21 11:32 | Anjanece | 8 | 0 | #VALUE! | #VALUE!
POLARIS | PTLH-500-43P | Y | POLARIS , PTLH-500-43P |  |  | 10.17 | 2002-05-21 11:32 | Anjanece | 8 | 0 | #VALUE! | #VALUE!
POLARIS | PTLH-500-43P | Y | POLARIS , PTLH-500-43P |  |  | 10.69 | 2002-05-21 11:32 | Anjanece | 8 | 0 | #VALUE! | #VALUE!
POLARIS | PTLH-500-43P | Y | POLARIS , PTLH-500-43P |  |  | 11.29 | 2002-05-21 11:32 | Anjanece | 8 | 0 | #VALUE! | #VALUE!
POLARIS | PTLH-500-43P | Y | POLARIS , PTLH-500-43P |  |  | 11.32 | 2002-05-21 11:32 | Anjanece | 8 | 0 | #VALUE! | #VALUE!
POLARIS | PTLH-500-43P | Y | POLARIS , PTLH-500-43P |  |  | 11.35 | 2002-05-21 11:32 | Anjanece | 8 | 0 | #VALUE! | #VALUE!
POLARIS | PTLH-500-43P | Y | POLARIS , PTLH-500-43P |  |  | 11.68 | 2002-05-21 11:32 | Anjanece | 8 | 0 | #VALUE! | #VALUE!
POLARIS | PTLH-500-43P | Y | POLARIS , PTLH-500-43P |  |  | 12.08 | 2002-05-21 11:32 | Anjanece | 8 | 0 | #VALUE! | #VALUE!
POLARIS | PTLH-500-43P | Y | POLARIS , PTLH-500-43P |  |  | 12.09 | 2002-05-21 11:32 | Anjanece | 8 | 0 | #VALUE! | #VALUE!
POLARIS | PTLH-500-43P | Y | POLARIS , PTLH-500-43P |  |  | 12.2 | 2002-05-21 11:32 | Anjanece | 8 | 0 | #VALUE! | #VALUE!
POLARIS | PTLH-500-43P | Y | POLARIS , PTLH-500-43P |  |  | 12.23 | 2002-05-21 11:32 | Anjanece | 8 | 0 | #VALUE! | #VALUE!
POLARIS | PTLH-500-43P | Y | POLARIS , PTLH-500-43P |  |  | 12.48 | 2002-05-21 11:32 | Anjanece | 8 | 0 | #VALUE! | #VALUE!
POLARIS | PTLH-500-43P | Y | POLARIS , PTLH-500-43P |  |  | 12.54 | 2002-05-21 11:32 | Anjanece | 8 | 0 | #VALUE! | #VALUE!
POLARIS | PTLH-500-43P | Y | POLARIS , PTLH-500-43P |  |  | 12.88 | 2002-05-21 11:32 | Anjanece | 8 | 0 | #VALUE! | #VALUE!
POLARIS | PTLH-500-43P | Y | POLARIS , PTLH-500-43P |  |  | 12.9 | 2002-05-21 11:32 | Anjanece | 8 | 0 | #VALUE! | #VALUE!
POLARIS | PTLH-500-43P | Y | POLARIS , PTLH-500-43P |  |  | 12.95 | 2002-05-21 11:32 | Anjanece | 8 | 0 | #VALUE! | #VALUE!
POLARIS | PTLH-500-43P | Y | POLARIS , PTLH-500-43P |  |  | 12.96 | 2002-05-21 11:32 | Anjanece | 8 | 0 | #VALUE! | #VALUE!
POLARIS | PTLH-500-43P | Y | POLARIS , PTLH-500-43P |  |  | 13.41 | 2002-05-21 11:32 | Anjanece | 8 | 0 | #VALUE! | #VALUE!
POLARIS | PTLH-500-43P | Y | POLARIS , PTLH-500-43P |  |  | 13.42 | 2002-05-21 11:32 | Anjanece | 8 | 0 | #VALUE! | #VALUE!
UTILCO | USG2-500-C43P | Y | UTILCO , USG2-500-C43P | JEA OVERHEAD DISTRIBUTION | CSC Stores | 8.04 | 2002-05-21 11:32 | Anjanece | 8 | 0 | #VALUE! | #VALUE!
UTILCO | USG2-500-C43P | Y | UTILCO , USG2-500-C43P |  |  | 8.06 | 2002-05-21 11:32 | Anjanece | 8 | 0 | #VALUE! | #VALUE!
UTILCO | USG2-500-C43P | Y | UTILCO , USG2-500-C43P |  |  | 8.12 | 2002-05-21 11:32 | Anjanece | 8 | 0 | #VALUE! | #VALUE!
UTILCO | USG2-500-C43P | Y | UTILCO , USG2-500-C43P |  |  | 8.16 | 2002-05-21 11:32 | Anjanece | 8 | 0 | #VALUE! | #VALUE!
UTILCO | USG2-500-C43P | Y | UTILCO , USG2-500-C43P |  |  | 8.28 | 2002-05-21 11:32 | Anjanece | 8 | 0 | #VALUE! | #VALUE!
UTILCO | USG2-500-C43P | Y | UTILCO , USG2-500-C43P |  |  | 8.33 | 2002-05-21 11:32 | Anjanece | 8 | 0 | #VALUE! | #VALUE!
UTILCO | USG2-500-C43P | Y | UTILCO , USG2-500-C43P |  |  | 8.51 | 2002-05-21 11:32 | Anjanece | 8 | 0 | #VALUE! | #VALUE!
UTILCO | USG2-500-C43P | Y | UTILCO , USG2-500-C43P |  |  | 8.69 | 2002-05-21 11:32 | Anjanece | 8 | 0 | #VALUE! | #VALUE!
UTILCO | USG2-500-C43P | Y | UTILCO , USG2-500-C43P |  |  | 8.8 | 2002-05-21 11:32 | Anjanece | 8 | 0 | #VALUE! | #VALUE!
UTILCO | USG2-500-C43P | Y | UTILCO , USG2-500-C43P |  |  | 8.81 | 2002-05-21 11:32 | Anjanece | 8 | 0 | #VALUE! | #VALUE!
UTILCO | USG2-500-C43P | Y | UTILCO , USG2-500-C43P |  |  | 8.85 | 2002-05-21 11:32 | Anjanece | 8 | 0 | #VALUE! | #VALUE!
UTILCO | USG2-500-C43P | Y | UTILCO , USG2-500-C43P |  |  | 9.04 | 2002-05-21 11:32 | Anjanece | 8 | 0 | #VALUE! | #VALUE!
UTILCO | USG2-500-C43P | Y | UTILCO , USG2-500-C43P |  |  | 9.71 | 2002-05-21 11:32 | Anjanece | 8 | 0 | #VALUE! | #VALUE!
UTILCO | USG2-500-C43P | Y | UTILCO , USG2-500-C43P |  |  | 9.88 | 2002-05-21 11:32 | Anjanece | 8 | 0 | #VALUE! | #VALUE!
UTILCO | USG2-500-C43P | Y | UTILCO , USG2-500-C43P |  |  | 10.17 | 2002-05-21 11:32 | Anjanece | 8 | 0 | #VALUE! | #VALUE!
UTILCO | USG2-500-C43P | Y | UTILCO , USG2-500-C43P |  |  | 10.69 | 2002-05-21 11:32 | Anjanece | 8 | 0 | #VALUE! | #VALUE!
UTILCO | USG2-500-C43P | Y | UTILCO , USG2-500-C43P |  |  | 11.29 | 2002-05-21 11:32 | Anjanece | 8 | 0 | #VALUE! | #VALUE!
UTILCO | USG2-500-C43P | Y | UTILCO , USG2-500-C43P |  |  | 11.32 | 2002-05-21 11:32 | Anjanece | 8 | 0 | #VALUE! | #VALUE!
UTILCO | USG2-500-C43P | Y | UTILCO , USG2-500-C43P |  |  | 11.35 | 2002-05-21 11:32 | Anjanece | 8 | 0 | #VALUE! | #VALUE!
UTILCO | USG2-500-C43P | Y | UTILCO , USG2-500-C43P |  |  | 11.68 | 2002-05-21 11:32 | Anjanece | 8 | 0 | #VALUE! | #VALUE!
UTILCO | USG2-500-C43P | Y | UTILCO , USG2-500-C43P |  |  | 12.08 | 2002-05-21 11:32 | Anjanece | 8 | 0 | #VALUE! | #VALUE!
UTILCO | USG2-500-C43P | Y | UTILCO , USG2-500-C43P |  |  | 12.09 | 2002-05-21 11:32 | Anjanece | 8 | 0 | #VALUE! | #VALUE!
UTILCO | USG2-500-C43P | Y | UTILCO , USG2-500-C43P |  |  | 12.2 | 2002-05-21 11:32 | Anjanece | 8 | 0 | #VALUE! | #VALUE!
UTILCO | USG2-500-C43P | Y | UTILCO , USG2-500-C43P |  |  | 12.23 | 2002-05-21 11:32 | Anjanece | 8 | 0 | #VALUE! | #VALUE!
UTILCO | USG2-500-C43P | Y | UTILCO , USG2-500-C43P |  |  | 12.48 | 2002-05-21 11:32 | Anjanece | 8 | 0 | #VALUE! | #VALUE!
UTILCO | USG2-500-C43P | Y | UTILCO , USG2-500-C43P |  |  | 12.54 | 2002-05-21 11:32 | Anjanece | 8 | 0 | #VALUE! | #VALUE!
UTILCO | USG2-500-C43P | Y | UTILCO , USG2-500-C43P |  |  | 12.88 | 2002-05-21 11:32 | Anjanece | 8 | 0 | #VALUE! | #VALUE!
UTILCO | USG2-500-C43P | Y | UTILCO , USG2-500-C43P |  |  | 12.9 | 2002-05-21 11:32 | Anjanece | 8 | 0 | #VALUE! | #VALUE!
UTILCO | USG2-500-C43P | Y | UTILCO , USG2-500-C43P |  |  | 12.95 | 2002-05-21 11:32 | Anjanece | 8 | 0 | #VALUE! | #VALUE!
UTILCO | USG2-500-C43P | Y | UTILCO , USG2-500-C43P |  |  | 12.96 | 2002-05-21 11:32 | Anjanece | 8 | 0 | #VALUE! | #VALUE!
UTILCO | USG2-500-C43P | Y | UTILCO , USG2-500-C43P |  |  | 13.41 | 2002-05-21 11:32 | Anjanece | 8 | 0 | #VALUE! | #VALUE!
UTILCO | USG2-500-C43P | Y | UTILCO , USG2-500-C43P |  |  | 13.42 | 2002-05-21 11:32 | Anjanece | 8 | 0 | #VALUE! | #VALUE!
ALCON | BTC6-500G-RB | Y | ALCON , BTC6-500G-RB | JEA OVERHEAD DISTRIBUTION | CSC Stores | 10.82 | 2002-05-21 11:33 | Anjanece | 24 | 2800 | #VALUE! | #VALUE!
ALCON | BTC6-500G-RB | Y | ALCON , BTC6-500G-RB |  |  | 10.83 | 2002-05-21 11:33 | Anjanece | 24 | 2800 | #VALUE! | #VALUE!
ALCON | BTC6-500G-RB | Y | ALCON , BTC6-500G-RB |  |  | 10.87 | 2002-05-21 11:33 | Anjanece | 24 | 2800 | #VALUE! | #VALUE!
ALCON | BTC6-500G-RB | Y | ALCON , BTC6-500G-RB |  |  | 10.88 | 2002-05-21 11:33 | Anjanece | 24 | 2800 | #VALUE! | #VALUE!
ALCON | BTC6-500G-RB | Y | ALCON , BTC6-500G-RB |  |  | 10.89 | 2002-05-21 11:33 | Anjanece | 24 | 2800 | #VALUE! | #VALUE!
ALCON | BTC6-500G-RB | Y | ALCON , BTC6-500G-RB |  |  | 10.9 | 2002-05-21 11:33 | Anjanece | 24 | 2800 | #VALUE! | #VALUE!
ALCON | BTC6-500G-RB | Y | ALCON , BTC6-500G-RB |  |  | 10.91 | 2002-05-21 11:33 | Anjanece | 24 | 2800 | #VALUE! | #VALUE!
ALCON | BTC6-500G-RB | Y | ALCON , BTC6-500G-RB |  |  | 10.93 | 2002-05-21 11:33 | Anjanece | 24 | 2800 | #VALUE! | #VALUE!
ALCON | BTC6-500G-RB | Y | ALCON , BTC6-500G-RB |  |  | 10.98 | 2002-05-21 11:33 | Anjanece | 24 | 2800 | #VALUE! | #VALUE!
ALCON | BTC6-500G-RB | Y | ALCON , BTC6-500G-RB |  |  | 11.03 | 2002-05-21 11:33 | Anjanece | 24 | 2800 | #VALUE! | #VALUE!
ALCON | BTC6-500G-RB | Y | ALCON , BTC6-500G-RB |  |  | 11.11 | 2002-05-21 11:33 | Anjanece | 24 | 2800 | #VALUE! | #VALUE!
ALCON | BTC6-500G-RB | Y | ALCON , BTC6-500G-RB |  |  | 11.14 | 2002-05-21 11:33 | Anjanece | 24 | 2800 | #VALUE! | #VALUE!
ALCON | BTC6-500G-RB | Y | ALCON , BTC6-500G-RB |  |  | 11.19 | 2002-05-21 11:33 | Anjanece | 24 | 2800 | #VALUE! | #VALUE!
ALCON | BTC6-500G-RB | Y | ALCON , BTC6-500G-RB |  |  | 11.24 | 2002-05-21 11:33 | Anjanece | 24 | 2800 | #VALUE! | #VALUE!
ALCON | BTC6-500G-RB | Y | ALCON , BTC6-500G-RB |  |  | 11.41 | 2002-05-21 11:33 | Anjanece | 24 | 2800 | #VALUE! | #VALUE!
ALCON | BTC6-500G-RB | Y | ALCON , BTC6-500G-RB |  |  | 11.42 | 2002-05-21 11:33 | Anjanece | 24 | 2800 | #VALUE! | #VALUE!
ALCON | BTC6-500G-RB | Y | ALCON , BTC6-500G-RB |  |  | 11.62 | 2002-05-21 11:33 | Anjanece | 24 | 2800 | #VALUE! | #VALUE!
ALCON | BTC6-500G-RB | Y | ALCON , BTC6-500G-RB |  |  | 12.12 | 2002-05-21 11:33 | Anjanece | 24 | 2800 | #VALUE! | #VALUE!
ALCON | BTC6-500G-RB | Y | ALCON , BTC6-500G-RB |  |  | 12.16 | 2002-05-21 11:33 | Anjanece | 24 | 2800 | #VALUE! | #VALUE!
ALCON | BTC6-500G-RB | Y | ALCON , BTC6-500G-RB |  |  | 12.34 | 2002-05-21 11:33 | Anjanece | 24 | 2800 | #VALUE! | #VALUE!
ALCON | BTC6-500G-RB | Y | ALCON , BTC6-500G-RB |  |  | 12.45 | 2002-05-21 11:33 | Anjanece | 24 | 2800 | #VALUE! | #VALUE!
ALCON | BTC6-500G-RB | Y | ALCON , BTC6-500G-RB |  |  | 12.46 | 2002-05-21 11:33 | Anjanece | 24 | 2800 | #VALUE! | #VALUE!
ALCON | BTC6-500G-RB | Y | ALCON , BTC6-500G-RB |  |  | 12.48 | 2002-05-21 11:33 | Anjanece | 24 | 2800 | #VALUE! | #VALUE!
ALCON | BTC6-500G-RB | Y | ALCON , BTC6-500G-RB |  |  | 12.49 | 2002-05-21 11:33 | Anjanece | 24 | 2800 | #VALUE! | #VALUE!
ALCON | BTC6-500G-RB | Y | ALCON , BTC6-500G-RB |  |  | 12.52 | 2002-05-21 11:33 | Anjanece | 24 | 2800 | #VALUE! | #VALUE!
ALCON | BTC6-500G-RB | Y | ALCON , BTC6-500G-RB |  |  | 12.8 | 2002-05-21 11:33 | Anjanece | 24 | 2800 | #VALUE! | #VALUE!
ALCON | BTC6-500G-RB | Y | ALCON , BTC6-500G-RB |  |  | 12.81 | 2002-05-21 11:33 | Anjanece | 24 | 2800 | #VALUE! | #VALUE!
ALCON | BTC6-500G-RB | Y | ALCON , BTC6-500G-RB |  |  | 12.83 | 2002-05-21 11:33 | Anjanece | 24 | 2800 | #VALUE! | #VALUE!
ALCON | BTC6-500G-RB | Y | ALCON , BTC6-500G-RB |  |  | 12.85 | 2002-05-21 11:33 | Anjanece | 24 | 2800 | #VALUE! | #VALUE!
ALCON | BTC6-500G-RB | Y | ALCON , BTC6-500G-RB |  |  | 12.86 | 2002-05-21 11:33 | Anjanece | 24 | 2800 | #VALUE! | #VALUE!
ALCON | BTC6-500G-RB | Y | ALCON , BTC6-500G-RB |  |  | 12.87 | 2002-05-21 11:33 | Anjanece | 24 | 2800 | #VALUE! | #VALUE!
ALCON | BTC6-500G-RB | Y | ALCON , BTC6-500G-RB |  |  | 12.9 | 2002-05-21 11:33 | Anjanece | 24 | 2800 | #VALUE! | #VALUE!
ALCON | BTC6-500G-RB | Y | ALCON , BTC6-500G-RB |  |  | 12.91 | 2002-05-21 11:33 | Anjanece | 24 | 2800 | #VALUE! | #VALUE!
ALCON | BTC6-500G-RB | Y | ALCON , BTC6-500G-RB |  |  | 12.92 | 2002-05-21 11:33 | Anjanece | 24 | 2800 | #VALUE! | #VALUE!
ALCON | BTC6-500G-RB | Y | ALCON , BTC6-500G-RB |  |  | 12.98 | 2002-05-21 11:33 | Anjanece | 24 | 2800 | #VALUE! | #VALUE!
ALCON | BTC6-500G-RB | Y | ALCON , BTC6-500G-RB |  |  | 13.04 | 2002-05-21 11:33 | Anjanece | 24 | 2800 | #VALUE! | #VALUE!
ALCON | BTC6-500G-RB | Y | ALCON , BTC6-500G-RB |  |  | 13.07 | 2002-05-21 11:33 | Anjanece | 24 | 2800 | #VALUE! | #VALUE!
ALCON | BTC6-500G-RB | Y | ALCON , BTC6-500G-RB |  |  | 13.15 | 2002-05-21 11:33 | Anjanece | 24 | 2800 | #VALUE! | #VALUE!
ALCON | BTC6-500G-RB | Y | ALCON , BTC6-500G-RB |  |  | 13.16 | 2002-05-21 11:33 | Anjanece | 24 | 2800 | #VALUE! | #VALUE!
ALCON | BTC6-500G-RB | Y | ALCON , BTC6-500G-RB |  |  | 13.2 | 2002-05-21 11:33 | Anjanece | 24 | 2800 | #VALUE! | #VALUE!
ALCON | BTC6-500G-RB | Y | ALCON , BTC6-500G-RB |  |  | 13.22 | 2002-05-21 11:33 | Anjanece | 24 | 2800 | #VALUE! | #VALUE!
ALCON | BTC6-500G-RB | Y | ALCON , BTC6-500G-RB |  |  | 13.25 | 2002-05-21 11:33 | Anjanece | 24 | 2800 | #VALUE! | #VALUE!
ALCON | BTC6-500G-RB | Y | ALCON , BTC6-500G-RB |  |  | 13.29 | 2002-05-21 11:33 | Anjanece | 24 | 2800 | #VALUE! | #VALUE!
ALCON | BTC6-500G-RB | Y | ALCON , BTC6-500G-RB |  |  | 13.43 | 2002-05-21 11:33 | Anjanece | 24 | 2800 | #VALUE! | #VALUE!
ALCON | BTC6-500G-RB | Y | ALCON , BTC6-500G-RB |  |  | 13.93 | 2002-05-21 11:33 | Anjanece | 24 | 2800 | #VALUE! | #VALUE!
ALCON | BTC6-500G-RB | Y | ALCON , BTC6-500G-RB |  |  | 13.94 | 2002-05-21 11:33 | Anjanece | 24 | 2800 | #VALUE! | #VALUE!
ALCON | BTC6-500G-RB | Y | ALCON , BTC6-500G-RB |  |  | 13.95 | 2002-05-21 11:33 | Anjanece | 24 | 2800 | #VALUE! | #VALUE!
ALCON | BTC6-500G-RB | Y | ALCON , BTC6-500G-RB |  |  | 14.19 | 2002-05-21 11:33 | Anjanece | 24 | 2800 | #VALUE! | #VALUE!
ALCON | BTC6-500G-RB | Y | ALCON , BTC6-500G-RB |  |  | 14.35 | 2002-05-21 11:33 | Anjanece | 24 | 2800 | #VALUE! | #VALUE!
ALCON | BTC6-500G-RB | Y | ALCON , BTC6-500G-RB |  |  | 14.38 | 2002-05-21 11:33 | Anjanece | 24 | 2800 | #VALUE! | #VALUE!
ALCON | BTC6-500G-RB | Y | ALCON , BTC6-500G-RB |  |  | 14.43 | 2002-05-21 11:33 | Anjanece | 24 | 2800 | #VALUE! | #VALUE!
ALCON | BTC6-500G-RB | Y | ALCON , BTC6-500G-RB |  |  | 14.53 | 2002-05-21 11:33 | Anjanece | 24 | 2800 | #VALUE! | #VALUE!
ALCON | BTC6-500G-RB | Y | ALCON , BTC6-500G-RB |  |  | 14.54 | 2002-05-21 11:33 | Anjanece | 24 | 2800 | #VALUE! | #VALUE!
ALCON | BTC6-500G-RB | Y | ALCON , BTC6-500G-RB |  |  | 14.56 | 2002-05-21 11:33 | Anjanece | 24 | 2800 | #VALUE! | #VALUE!
ALCON | BTC6-500G-RB | Y | ALCON , BTC6-500G-RB |  |  | 14.64 | 2002-05-21 11:33 | Anjanece | 24 | 2800 | #VALUE! | #VALUE!
ALCON | BTC6-500G-RB | Y | ALCON , BTC6-500G-RB |  |  | 14.82 | 2002-05-21 11:33 | Anjanece | 24 | 2800 | #VALUE! | #VALUE!
ALCON | BTC6-500G-RB | Y | ALCON , BTC6-500G-RB |  |  | 14.89 | 2002-05-21 11:33 | Anjanece | 24 | 2800 | #VALUE! | #VALUE!
ALCON | BTC6-500G-RB | Y | ALCON , BTC6-500G-RB |  |  | 14.93 | 2002-05-21 11:33 | Anjanece | 24 | 2800 | #VALUE! | #VALUE!
ALCON | BTC6-500G-RB | Y | ALCON , BTC6-500G-RB |  |  | 14.97 | 2002-05-21 11:33 | Anjanece | 24 | 2800 | #VALUE! | #VALUE!
ALCON | BTC6-500G-RB | Y | ALCON , BTC6-500G-RB |  |  | 15.01 | 2002-05-21 11:33 | Anjanece | 24 | 2800 | #VALUE! | #VALUE!
ALCON | BTC6-500G-RB | Y | ALCON , BTC6-500G-RB |  |  | 15.03 | 2002-05-21 11:33 | Anjanece | 24 | 2800 | #VALUE! | #VALUE!
ALCON | BTC6-500G-RB | Y | ALCON , BTC6-500G-RB |  |  | 15.17 | 2002-05-21 11:33 | Anjanece | 24 | 2800 | #VALUE! | #VALUE!
ALCON | BTC6-500G-RB | Y | ALCON , BTC6-500G-RB |  |  | 15.39 | 2002-05-21 11:33 | Anjanece | 24 | 2800 | #VALUE! | #VALUE!
ALCON | BTC6-500G-RB | Y | ALCON , BTC6-500G-RB |  |  | 15.41 | 2002-05-21 11:33 | Anjanece | 24 | 2800 | #VALUE! | #VALUE!
ALCON | BTC6-500G-RB | Y | ALCON , BTC6-500G-RB |  |  | 15.42 | 2002-05-21 11:33 | Anjanece | 24 | 2800 | #VALUE! | #VALUE!
ALCON | BTC6-500G-RB | Y | ALCON , BTC6-500G-RB |  |  | 15.84 | 2002-05-21 11:33 | Anjanece | 24 | 2800 | #VALUE! | #VALUE!
ALCON | BTC6-500G-RB | Y | ALCON , BTC6-500G-RB |  |  | 15.89 | 2002-05-21 11:33 | Anjanece | 24 | 2800 | #VALUE! | #VALUE!
ALCON | BTC6-500G-RB | Y | ALCON , BTC6-500G-RB |  |  | 16.25 | 2002-05-21 11:33 | Anjanece | 24 | 2800 | #VALUE! | #VALUE!
ALCON | BTC6-500G-RB | Y | ALCON , BTC6-500G-RB |  |  | 16.29 | 2002-05-21 11:33 | Anjanece | 24 | 2800 | #VALUE! | #VALUE!
ALCON | BTC6-500G-RB | Y | ALCON , BTC6-500G-RB |  |  | 16.33 | 2002-05-21 11:33 | Anjanece | 24 | 2800 | #VALUE! | #VALUE!
ALCON | BTC6-500G-RB | Y | ALCON , BTC6-500G-RB |  |  | 16.42 | 2002-05-21 11:33 | Anjanece | 24 | 2800 | #VALUE! | #VALUE!
ALCON | BTC6-500G-RB | Y | ALCON , BTC6-500G-RB |  |  | 16.48 | 2002-05-21 11:33 | Anjanece | 24 | 2800 | #VALUE! | #VALUE!
ALCON | BTC6-500G-RB | Y | ALCON , BTC6-500G-RB |  |  | 16.49 | 2002-05-21 11:33 | Anjanece | 24 | 2800 | #VALUE! | #VALUE!
ALCON | BTC6-500G-RB | Y | ALCON , BTC6-500G-RB |  |  | 16.61 | 2002-05-21 11:33 | Anjanece | 24 | 2800 | #VALUE! | #VALUE!
ALCON | BTC6-500G-RB | Y | ALCON , BTC6-500G-RB |  |  | 16.72 | 2002-05-21 11:33 | Anjanece | 24 | 2800 | #VALUE! | #VALUE!
ALCON | BTC6-500G-RB | Y | ALCON , BTC6-500G-RB |  |  | 18.91 | 2002-05-21 11:33 | Anjanece | 24 | 2800 | #VALUE! | #VALUE!
ALCON | BTC6-500G-RB | Y | ALCON , BTC6-500G-RB |  |  | 19.67 | 2002-05-21 11:33 | Anjanece | 24 | 2800 | #VALUE! | #VALUE!
ALCON | BTC6-500G-RB | Y | ALCON , BTC6-500G-RB |  |  | 19.74 | 2002-05-21 11:33 | Anjanece | 24 | 2800 | #VALUE! | #VALUE!
ALCON | BTC6-500G-RB | Y | ALCON , BTC6-500G-RB |  |  | 20.6 | 2002-05-21 11:33 | Anjanece | 24 | 2800 | #VALUE! | #VALUE!
ALCON | BTC6-500G-RB | Y | ALCON , BTC6-500G-RB |  |  | 20.78 | 2002-05-21 11:33 | Anjanece | 24 | 2800 | #VALUE! | #VALUE!
ALCON | BTC6-500G-RB | Y | ALCON , BTC6-500G-RB |  |  | 20.79 | 2002-05-21 11:33 | Anjanece | 24 | 2800 | #VALUE! | #VALUE!
ALCON | BTC6-500G-RB | Y | ALCON , BTC6-500G-RB |  |  | 20.83 | 2002-05-21 11:33 | Anjanece | 24 | 2800 | #VALUE! | #VALUE!
ALCON | BTC6-500G-RB | Y | ALCON , BTC6-500G-RB |  |  | 20.86 | 2002-05-21 11:33 | Anjanece | 24 | 2800 | #VALUE! | #VALUE!
ALCON | BTC6-500G-RB | Y | ALCON , BTC6-500G-RB |  |  | 21.03 | 2002-05-21 11:33 | Anjanece | 24 | 2800 | #VALUE! | #VALUE!
ALCON | BTC6-500G-RB | Y | ALCON , BTC6-500G-RB |  |  | 21.04 | 2002-05-21 11:33 | Anjanece | 24 | 2800 | #VALUE! | #VALUE!
ALCON | BTC6-500G-RB | Y | ALCON , BTC6-500G-RB |  |  | 21.06 | 2002-05-21 11:33 | Anjanece | 24 | 2800 | #VALUE! | #VALUE!
ALCON | BTC6-500G-RB | Y | ALCON , BTC6-500G-RB |  |  | 21.07 | 2002-05-21 11:33 | Anjanece | 24 | 2800 | #VALUE! | #VALUE!
ALCON | BTC6-500G-RB | Y | ALCON , BTC6-500G-RB |  |  | 21.08 | 2002-05-21 11:33 | Anjanece | 24 | 2800 | #VALUE! | #VALUE!
ALCON | BTC6-500G-RB | Y | ALCON , BTC6-500G-RB |  |  | 21.09 | 2002-05-21 11:33 | Anjanece | 24 | 2800 | #VALUE! | #VALUE!
ALCON | BTC6-500G-RB | Y | ALCON , BTC6-500G-RB |  |  | 21.15 | 2002-05-21 11:33 | Anjanece | 24 | 2800 | #VALUE! | #VALUE!
ALCON | BTC6-500G-RB | Y | ALCON , BTC6-500G-RB |  |  | 21.16 | 2002-05-21 11:33 | Anjanece | 24 | 2800 | #VALUE! | #VALUE!
ALCON | BTC6-500G-RB | Y | ALCON , BTC6-500G-RB |  |  | 21.23 | 2002-05-21 11:33 | Anjanece | 24 | 2800 | #VALUE! | #VALUE!
ALCON | BTC6-500G-RB | Y | ALCON , BTC6-500G-RB |  |  | 21.24 | 2002-05-21 11:33 | Anjanece | 24 | 2800 | #VALUE! | #VALUE!
ALCON | BTC6-500G-RB | Y | ALCON , BTC6-500G-RB |  |  | 21.35 | 2002-05-21 11:33 | Anjanece | 24 | 2800 | #VALUE! | #VALUE!
ALCON | BTC6-500G-RB | Y | ALCON , BTC6-500G-RB |  |  | 21.37 | 2002-05-21 11:33 | Anjanece | 24 | 2800 | #VALUE! | #VALUE!
ALCON | BTC6-500G-RB | Y | ALCON , BTC6-500G-RB |  |  | 21.41 | 2002-05-21 11:33 | Anjanece | 24 | 2800 | #VALUE! | #VALUE!
ALCON | BTC6-500G-RB | Y | ALCON , BTC6-500G-RB |  |  | 21.44 | 2002-05-21 11:33 | Anjanece | 24 | 2800 | #VALUE! | #VALUE!
ALCON | BTC6-500G-RB | Y | ALCON , BTC6-500G-RB |  |  | 21.48 | 2002-05-21 11:33 | Anjanece | 24 | 2800 | #VALUE! | #VALUE!
ALCON | BTC6-500G-RB | Y | ALCON , BTC6-500G-RB |  |  | 21.5 | 2002-05-21 11:33 | Anjanece | 24 | 2800 | #VALUE! | #VALUE!
ALCON | BTC6-500G-RB | Y | ALCON , BTC6-500G-RB |  |  | 21.56 | 2002-05-21 11:33 | Anjanece | 24 | 2800 | #VALUE! | #VALUE!
ALCON | BTC6-500G-RB | Y | ALCON , BTC6-500G-RB |  |  | 21.6 | 2002-05-21 11:33 | Anjanece | 24 | 2800 | #VALUE! | #VALUE!
ALCON | BTC6-500G-RB | Y | ALCON , BTC6-500G-RB |  | Storm Stores | 0 | 2018-04-16 10:15 | Anjanece | 24 | 2800 | #VALUE! | #VALUE!
ALCON | BTC6-500G-RB | Y | ALCON , BTC6-500G-RB |  |  | 12.72 | 2018-04-16 10:15 | Anjanece | 24 | 2800 | #VALUE! | #VALUE!
ALCON | BTC6-500G-RB | Y | ALCON , BTC6-500G-RB |  |  | 13.33 | 2018-04-16 10:15 | Anjanece | 24 | 2800 | #VALUE! | #VALUE!
ALCON | BTC6-500G-RB | Y | ALCON , BTC6-500G-RB |  |  | 17.05 | 2018-04-16 10:15 | Anjanece | 24 | 2800 | #VALUE! | #VALUE!
ALCON | BTC6-500G-RB | Y | ALCON , BTC6-500G-RB |  |  | 18.11 | 2018-04-16 10:15 | Anjanece | 24 | 2800 | #VALUE! | #VALUE!
ALCON | BTC6-500G-RB | Y | ALCON , BTC6-500G-RB |  |  | 19.06 | 2018-04-16 10:15 | Anjanece | 24 | 2800 | #VALUE! | #VALUE!
ALCON | BTC6-500G-RB | Y | ALCON , BTC6-500G-RB |  |  | 19.09 | 2018-04-16 10:15 | Anjanece | 24 | 2800 | #VALUE! | #VALUE!
ALCON | BTC6-500G-RB | Y | ALCON , BTC6-500G-RB |  |  | 19.25 | 2018-04-16 10:15 | Anjanece | 24 | 2800 | #VALUE! | #VALUE!
ALCON | BTC6-500G-RB | Y | ALCON , BTC6-500G-RB |  |  | 19.33 | 2018-04-16 10:15 | Anjanece | 24 | 2800 | #VALUE! | #VALUE!
ALCON | BTC6-500G-RB | Y | ALCON , BTC6-500G-RB |  |  | 19.45 | 2018-04-16 10:15 | Anjanece | 24 | 2800 | #VALUE! | #VALUE!
ALCON | BTC6-500G-RB | Y | ALCON , BTC6-500G-RB |  |  | 19.6 | 2018-04-16 10:15 | Anjanece | 24 | 2800 | #VALUE! | #VALUE!
ALCON | BTC6-500G-RB | Y | ALCON , BTC6-500G-RB |  |  | 19.74 | 2018-04-16 10:15 | Anjanece | 24 | 2800 | #VALUE! | #VALUE!
ALCON | BTC6-500G-RB | Y | ALCON , BTC6-500G-RB |  |  | 19.77 | 2018-04-16 10:15 | Anjanece | 24 | 2800 | #VALUE! | #VALUE!
ALCON | BTC6-500G-RB | Y | ALCON , BTC6-500G-RB |  |  | 20.11 | 2018-04-16 10:15 | Anjanece | 24 | 2800 | #VALUE! | #VALUE!
ALCON | BTC6-500G-RB | Y | ALCON , BTC6-500G-RB |  |  | 20.34 | 2018-04-16 10:15 | Anjanece | 24 | 2800 | #VALUE! | #VALUE!
CONNECTOR MANUFACTURING CO. | NP6-500I | Y | CONNECTOR MANUFACTURING CO. , NP6-500I | JEA OVERHEAD DISTRIBUTION | CSC Stores | 10.82 | 2002-05-21 11:33 | Anjanece | 24 | 2800 | #VALUE! | #VALUE!
CONNECTOR MANUFACTURING CO. | NP6-500I | Y | CONNECTOR MANUFACTURING CO. , NP6-500I |  |  | 10.83 | 2002-05-21 11:33 | Anjanece | 24 | 2800 | #VALUE! | #VALUE!
CONNECTOR MANUFACTURING CO. | NP6-500I | Y | CONNECTOR MANUFACTURING CO. , NP6-500I |  |  | 10.87 | 2002-05-21 11:33 | Anjanece | 24 | 2800 | #VALUE! | #VALUE!
CONNECTOR MANUFACTURING CO. | NP6-500I | Y | CONNECTOR MANUFACTURING CO. , NP6-500I |  |  | 10.88 | 2002-05-21 11:33 | Anjanece | 24 | 2800 | #VALUE! | #VALUE!
CONNECTOR MANUFACTURING CO. | NP6-500I | Y | CONNECTOR MANUFACTURING CO. , NP6-500I |  |  | 10.89 | 2002-05-21 11:33 | Anjanece | 24 | 2800 | #VALUE! | #VALUE!
CONNECTOR MANUFACTURING CO. | NP6-500I | Y | CONNECTOR MANUFACTURING CO. , NP6-500I |  |  | 10.9 | 2002-05-21 11:33 | Anjanece | 24 | 2800 | #VALUE! | #VALUE!
CONNECTOR MANUFACTURING CO. | NP6-500I | Y | CONNECTOR MANUFACTURING CO. , NP6-500I |  |  | 10.91 | 2002-05-21 11:33 | Anjanece | 24 | 2800 | #VALUE! | #VALUE!
CONNECTOR MANUFACTURING CO. | NP6-500I | Y | CONNECTOR MANUFACTURING CO. , NP6-500I |  |  | 10.93 | 2002-05-21 11:33 | Anjanece | 24 | 2800 | #VALUE! | #VALUE!
CONNECTOR MANUFACTURING CO. | NP6-500I | Y | CONNECTOR MANUFACTURING CO. , NP6-500I |  |  | 10.98 | 2002-05-21 11:33 | Anjanece | 24 | 2800 | #VALUE! | #VALUE!
CONNECTOR MANUFACTURING CO. | NP6-500I | Y | CONNECTOR MANUFACTURING CO. , NP6-500I |  |  | 11.03 | 2002-05-21 11:33 | Anjanece | 24 | 2800 | #VALUE! | #VALUE!
CONNECTOR MANUFACTURING CO. | NP6-500I | Y | CONNECTOR MANUFACTURING CO. , NP6-500I |  |  | 11.11 | 2002-05-21 11:33 | Anjanece | 24 | 2800 | #VALUE! | #VALUE!
CONNECTOR MANUFACTURING CO. | NP6-500I | Y | CONNECTOR MANUFACTURING CO. , NP6-500I |  |  | 11.14 | 2002-05-21 11:33 | Anjanece | 24 | 2800 | #VALUE! | #VALUE!
CONNECTOR MANUFACTURING CO. | NP6-500I | Y | CONNECTOR MANUFACTURING CO. , NP6-500I |  |  | 11.19 | 2002-05-21 11:33 | Anjanece | 24 | 2800 | #VALUE! | #VALUE!
CONNECTOR MANUFACTURING CO. | NP6-500I | Y | CONNECTOR MANUFACTURING CO. , NP6-500I |  |  | 11.24 | 2002-05-21 11:33 | Anjanece | 24 | 2800 | #VALUE! | #VALUE!
CONNECTOR MANUFACTURING CO. | NP6-500I | Y | CONNECTOR MANUFACTURING CO. , NP6-500I |  |  | 11.41 | 2002-05-21 11:33 | Anjanece | 24 | 2800 | #VALUE! | #VALUE!
CONNECTOR MANUFACTURING CO. | NP6-500I | Y | CONNECTOR MANUFACTURING CO. , NP6-500I |  |  | 11.42 | 2002-05-21 11:33 | Anjanece | 24 | 2800 | #VALUE! | #VALUE!
CONNECTOR MANUFACTURING CO. | NP6-500I | Y | CONNECTOR MANUFACTURING CO. , NP6-500I |  |  | 11.62 | 2002-05-21 11:33 | Anjanece | 24 | 2800 | #VALUE! | #VALUE!
CONNECTOR MANUFACTURING CO. | NP6-500I | Y | CONNECTOR MANUFACTURING CO. , NP6-500I |  |  | 12.12 | 2002-05-21 11:33 | Anjanece | 24 | 2800 | #VALUE! | #VALUE!
CONNECTOR MANUFACTURING CO. | NP6-500I | Y | CONNECTOR MANUFACTURING CO. , NP6-500I |  |  | 12.16 | 2002-05-21 11:33 | Anjanece | 24 | 2800 | #VALUE! | #VALUE!
CONNECTOR MANUFACTURING CO. | NP6-500I | Y | CONNECTOR MANUFACTURING CO. , NP6-500I |  |  | 12.34 | 2002-05-21 11:33 | Anjanece | 24 | 2800 | #VALUE! | #VALUE!
CONNECTOR MANUFACTURING CO. | NP6-500I | Y | CONNECTOR MANUFACTURING CO. , NP6-500I |  |  | 12.45 | 2002-05-21 11:33 | Anjanece | 24 | 2800 | #VALUE! | #VALUE!
CONNECTOR MANUFACTURING CO. | NP6-500I | Y | CONNECTOR MANUFACTURING CO. , NP6-500I |  |  | 12.46 | 2002-05-21 11:33 | Anjanece | 24 | 2800 | #VALUE! | #VALUE!
CONNECTOR MANUFACTURING CO. | NP6-500I | Y | CONNECTOR MANUFACTURING CO. , NP6-500I |  |  | 12.48 | 2002-05-21 11:33 | Anjanece | 24 | 2800 | #VALUE! | #VALUE!
CONNECTOR MANUFACTURING CO. | NP6-500I | Y | CONNECTOR MANUFACTURING CO. , NP6-500I |  |  | 12.49 | 2002-05-21 11:33 | Anjanece | 24 | 2800 | #VALUE! | #VALUE!
CONNECTOR MANUFACTURING CO. | NP6-500I | Y | CONNECTOR MANUFACTURING CO. , NP6-500I |  |  | 12.52 | 2002-05-21 11:33 | Anjanece | 24 | 2800 | #VALUE! | #VALUE!
CONNECTOR MANUFACTURING CO. | NP6-500I | Y | CONNECTOR MANUFACTURING CO. , NP6-500I |  |  | 12.8 | 2002-05-21 11:33 | Anjanece | 24 | 2800 | #VALUE! | #VALUE!
CONNECTOR MANUFACTURING CO. | NP6-500I | Y | CONNECTOR MANUFACTURING CO. , NP6-500I |  |  | 12.81 | 2002-05-21 11:33 | Anjanece | 24 | 2800 | #VALUE! | #VALUE!
CONNECTOR MANUFACTURING CO. | NP6-500I | Y | CONNECTOR MANUFACTURING CO. , NP6-500I |  |  | 12.83 | 2002-05-21 11:33 | Anjanece | 24 | 2800 | #VALUE! | #VALUE!
CONNECTOR MANUFACTURING CO. | NP6-500I | Y | CONNECTOR MANUFACTURING CO. , NP6-500I |  |  | 12.85 | 2002-05-21 11:33 | Anjanece | 24 | 2800 | #VALUE! | #VALUE!
CONNECTOR MANUFACTURING CO. | NP6-500I | Y | CONNECTOR MANUFACTURING CO. , NP6-500I |  |  | 12.86 | 2002-05-21 11:33 | Anjanece | 24 | 2800 | #VALUE! | #VALUE!
CONNECTOR MANUFACTURING CO. | NP6-500I | Y | CONNECTOR MANUFACTURING CO. , NP6-500I |  |  | 12.87 | 2002-05-21 11:33 | Anjanece | 24 | 2800 | #VALUE! | #VALUE!
CONNECTOR MANUFACTURING CO. | NP6-500I | Y | CONNECTOR MANUFACTURING CO. , NP6-500I |  |  | 12.9 | 2002-05-21 11:33 | Anjanece | 24 | 2800 | #VALUE! | #VALUE!
CONNECTOR MANUFACTURING CO. | NP6-500I | Y | CONNECTOR MANUFACTURING CO. , NP6-500I |  |  | 12.91 | 2002-05-21 11:33 | Anjanece | 24 | 2800 | #VALUE! | #VALUE!
CONNECTOR MANUFACTURING CO. | NP6-500I | Y | CONNECTOR MANUFACTURING CO. , NP6-500I |  |  | 12.92 | 2002-05-21 11:33 | Anjanece | 24 | 2800 | #VALUE! | #VALUE!
CONNECTOR MANUFACTURING CO. | NP6-500I | Y | CONNECTOR MANUFACTURING CO. , NP6-500I |  |  | 12.98 | 2002-05-21 11:33 | Anjanece | 24 | 2800 | #VALUE! | #VALUE!
CONNECTOR MANUFACTURING CO. | NP6-500I | Y | CONNECTOR MANUFACTURING CO. , NP6-500I |  |  | 13.04 | 2002-05-21 11:33 | Anjanece | 24 | 2800 | #VALUE! | #VALUE!
CONNECTOR MANUFACTURING CO. | NP6-500I | Y | CONNECTOR MANUFACTURING CO. , NP6-500I |  |  | 13.07 | 2002-05-21 11:33 | Anjanece | 24 | 2800 | #VALUE! | #VALUE!
CONNECTOR MANUFACTURING CO. | NP6-500I | Y | CONNECTOR MANUFACTURING CO. , NP6-500I |  |  | 13.15 | 2002-05-21 11:33 | Anjanece | 24 | 2800 | #VALUE! | #VALUE!
CONNECTOR MANUFACTURING CO. | NP6-500I | Y | CONNECTOR MANUFACTURING CO. , NP6-500I |  |  | 13.16 | 2002-05-21 11:33 | Anjanece | 24 | 2800 | #VALUE! | #VALUE!
CONNECTOR MANUFACTURING CO. | NP6-500I | Y | CONNECTOR MANUFACTURING CO. , NP6-500I |  |  | 13.2 | 2002-05-21 11:33 | Anjanece | 24 | 2800 | #VALUE! | #VALUE!
CONNECTOR MANUFACTURING CO. | NP6-500I | Y | CONNECTOR MANUFACTURING CO. , NP6-500I |  |  | 13.22 | 2002-05-21 11:33 | Anjanece | 24 | 2800 | #VALUE! | #VALUE!
CONNECTOR MANUFACTURING CO. | NP6-500I | Y | CONNECTOR MANUFACTURING CO. , NP6-500I |  |  | 13.25 | 2002-05-21 11:33 | Anjanece | 24 | 2800 | #VALUE! | #VALUE!
CONNECTOR MANUFACTURING CO. | NP6-500I | Y | CONNECTOR MANUFACTURING CO. , NP6-500I |  |  | 13.29 | 2002-05-21 11:33 | Anjanece | 24 | 2800 | #VALUE! | #VALUE!
CONNECTOR MANUFACTURING CO. | NP6-500I | Y | CONNECTOR MANUFACTURING CO. , NP6-500I |  |  | 13.43 | 2002-05-21 11:33 | Anjanece | 24 | 2800 | #VALUE! | #VALUE!
CONNECTOR MANUFACTURING CO. | NP6-500I | Y | CONNECTOR MANUFACTURING CO. , NP6-500I |  |  | 13.93 | 2002-05-21 11:33 | Anjanece | 24 | 2800 | #VALUE! | #VALUE!
CONNECTOR MANUFACTURING CO. | NP6-500I | Y | CONNECTOR MANUFACTURING CO. , NP6-500I |  |  | 13.94 | 2002-05-21 11:33 | Anjanece | 24 | 2800 | #VALUE! | #VALUE!
CONNECTOR MANUFACTURING CO. | NP6-500I | Y | CONNECTOR MANUFACTURING CO. , NP6-500I |  |  | 13.95 | 2002-05-21 11:33 | Anjanece | 24 | 2800 | #VALUE! | #VALUE!
CONNECTOR MANUFACTURING CO. | NP6-500I | Y | CONNECTOR MANUFACTURING CO. , NP6-500I |  |  | 14.19 | 2002-05-21 11:33 | Anjanece | 24 | 2800 | #VALUE! | #VALUE!
CONNECTOR MANUFACTURING CO. | NP6-500I | Y | CONNECTOR MANUFACTURING CO. , NP6-500I |  |  | 14.35 | 2002-05-21 11:33 | Anjanece | 24 | 2800 | #VALUE! | #VALUE!
CONNECTOR MANUFACTURING CO. | NP6-500I | Y | CONNECTOR MANUFACTURING CO. , NP6-500I |  |  | 14.38 | 2002-05-21 11:33 | Anjanece | 24 | 2800 | #VALUE! | #VALUE!
CONNECTOR MANUFACTURING CO. | NP6-500I | Y | CONNECTOR MANUFACTURING CO. , NP6-500I |  |  | 14.43 | 2002-05-21 11:33 | Anjanece | 24 | 2800 | #VALUE! | #VALUE!
CONNECTOR MANUFACTURING CO. | NP6-500I | Y | CONNECTOR MANUFACTURING CO. , NP6-500I |  |  | 14.53 | 2002-05-21 11:33 | Anjanece | 24 | 2800 | #VALUE! | #VALUE!
CONNECTOR MANUFACTURING CO. | NP6-500I | Y | CONNECTOR MANUFACTURING CO. , NP6-500I |  |  | 14.54 | 2002-05-21 11:33 | Anjanece | 24 | 2800 | #VALUE! | #VALUE!
CONNECTOR MANUFACTURING CO. | NP6-500I | Y | CONNECTOR MANUFACTURING CO. , NP6-500I |  |  | 14.56 | 2002-05-21 11:33 | Anjanece | 24 | 2800 | #VALUE! | #VALUE!
CONNECTOR MANUFACTURING CO. | NP6-500I | Y | CONNECTOR MANUFACTURING CO. , NP6-500I |  |  | 14.64 | 2002-05-21 11:33 | Anjanece | 24 | 2800 | #VALUE! | #VALUE!
CONNECTOR MANUFACTURING CO. | NP6-500I | Y | CONNECTOR MANUFACTURING CO. , NP6-500I |  |  | 14.82 | 2002-05-21 11:33 | Anjanece | 24 | 2800 | #VALUE! | #VALUE!
CONNECTOR MANUFACTURING CO. | NP6-500I | Y | CONNECTOR MANUFACTURING CO. , NP6-500I |  |  | 14.89 | 2002-05-21 11:33 | Anjanece | 24 | 2800 | #VALUE! | #VALUE!
CONNECTOR MANUFACTURING CO. | NP6-500I | Y | CONNECTOR MANUFACTURING CO. , NP6-500I |  |  | 14.93 | 2002-05-21 11:33 | Anjanece | 24 | 2800 | #VALUE! | #VALUE!
CONNECTOR MANUFACTURING CO. | NP6-500I | Y | CONNECTOR MANUFACTURING CO. , NP6-500I |  |  | 14.97 | 2002-05-21 11:33 | Anjanece | 24 | 2800 | #VALUE! | #VALUE!
CONNECTOR MANUFACTURING CO. | NP6-500I | Y | CONNECTOR MANUFACTURING CO. , NP6-500I |  |  | 15.01 | 2002-05-21 11:33 | Anjanece | 24 | 2800 | #VALUE! | #VALUE!
CONNECTOR MANUFACTURING CO. | NP6-500I | Y | CONNECTOR MANUFACTURING CO. , NP6-500I |  |  | 15.03 | 2002-05-21 11:33 | Anjanece | 24 | 2800 | #VALUE! | #VALUE!
CONNECTOR MANUFACTURING CO. | NP6-500I | Y | CONNECTOR MANUFACTURING CO. , NP6-500I |  |  | 15.17 | 2002-05-21 11:33 | Anjanece | 24 | 2800 | #VALUE! | #VALUE!
CONNECTOR MANUFACTURING CO. | NP6-500I | Y | CONNECTOR MANUFACTURING CO. , NP6-500I |  |  | 15.39 | 2002-05-21 11:33 | Anjanece | 24 | 2800 | #VALUE! | #VALUE!
CONNECTOR MANUFACTURING CO. | NP6-500I | Y | CONNECTOR MANUFACTURING CO. , NP6-500I |  |  | 15.41 | 2002-05-21 11:33 | Anjanece | 24 | 2800 | #VALUE! | #VALUE!
CONNECTOR MANUFACTURING CO. | NP6-500I | Y | CONNECTOR MANUFACTURING CO. , NP6-500I |  |  | 15.42 | 2002-05-21 11:33 | Anjanece | 24 | 2800 | #VALUE! | #VALUE!
CONNECTOR MANUFACTURING CO. | NP6-500I | Y | CONNECTOR MANUFACTURING CO. , NP6-500I |  |  | 15.84 | 2002-05-21 11:33 | Anjanece | 24 | 2800 | #VALUE! | #VALUE!
CONNECTOR MANUFACTURING CO. | NP6-500I | Y | CONNECTOR MANUFACTURING CO. , NP6-500I |  |  | 15.89 | 2002-05-21 11:33 | Anjanece | 24 | 2800 | #VALUE! | #VALUE!
CONNECTOR MANUFACTURING CO. | NP6-500I | Y | CONNECTOR MANUFACTURING CO. , NP6-500I |  |  | 16.25 | 2002-05-21 11:33 | Anjanece | 24 | 2800 | #VALUE! | #VALUE!
CONNECTOR MANUFACTURING CO. | NP6-500I | Y | CONNECTOR MANUFACTURING CO. , NP6-500I |  |  | 16.29 | 2002-05-21 11:33 | Anjanece | 24 | 2800 | #VALUE! | #VALUE!
CONNECTOR MANUFACTURING CO. | NP6-500I | Y | CONNECTOR MANUFACTURING CO. , NP6-500I |  |  | 16.33 | 2002-05-21 11:33 | Anjanece | 24 | 2800 | #VALUE! | #VALUE!
CONNECTOR MANUFACTURING CO. | NP6-500I | Y | CONNECTOR MANUFACTURING CO. , NP6-500I |  |  | 16.42 | 2002-05-21 11:33 | Anjanece | 24 | 2800 | #VALUE! | #VALUE!
CONNECTOR MANUFACTURING CO. | NP6-500I | Y | CONNECTOR MANUFACTURING CO. , NP6-500I |  |  | 16.48 | 2002-05-21 11:33 | Anjanece | 24 | 2800 | #VALUE! | #VALUE!
CONNECTOR MANUFACTURING CO. | NP6-500I | Y | CONNECTOR MANUFACTURING CO. , NP6-500I |  |  | 16.49 | 2002-05-21 11:33 | Anjanece | 24 | 2800 | #VALUE! | #VALUE!
CONNECTOR MANUFACTURING CO. | NP6-500I | Y | CONNECTOR MANUFACTURING CO. , NP6-500I |  |  | 16.61 | 2002-05-21 11:33 | Anjanece | 24 | 2800 | #VALUE! | #VALUE!
CONNECTOR MANUFACTURING CO. | NP6-500I | Y | CONNECTOR MANUFACTURING CO. , NP6-500I |  |  | 16.72 | 2002-05-21 11:33 | Anjanece | 24 | 2800 | #VALUE! | #VALUE!
CONNECTOR MANUFACTURING CO. | NP6-500I | Y | CONNECTOR MANUFACTURING CO. , NP6-500I |  |  | 18.91 | 2002-05-21 11:33 | Anjanece | 24 | 2800 | #VALUE! | #VALUE!
CONNECTOR MANUFACTURING CO. | NP6-500I | Y | CONNECTOR MANUFACTURING CO. , NP6-500I |  |  | 19.67 | 2002-05-21 11:33 | Anjanece | 24 | 2800 | #VALUE! | #VALUE!
CONNECTOR MANUFACTURING CO. | NP6-500I | Y | CONNECTOR MANUFACTURING CO. , NP6-500I |  |  | 19.74 | 2002-05-21 11:33 | Anjanece | 24 | 2800 | #VALUE! | #VALUE!
CONNECTOR MANUFACTURING CO. | NP6-500I | Y | CONNECTOR MANUFACTURING CO. , NP6-500I |  |  | 20.6 | 2002-05-21 11:33 | Anjanece | 24 | 2800 | #VALUE! | #VALUE!
CONNECTOR MANUFACTURING CO. | NP6-500I | Y | CONNECTOR MANUFACTURING CO. , NP6-500I |  |  | 20.78 | 2002-05-21 11:33 | Anjanece | 24 | 2800 | #VALUE! | #VALUE!
CONNECTOR MANUFACTURING CO. | NP6-500I | Y | CONNECTOR MANUFACTURING CO. , NP6-500I |  |  | 20.79 | 2002-05-21 11:33 | Anjanece | 24 | 2800 | #VALUE! | #VALUE!
CONNECTOR MANUFACTURING CO. | NP6-500I | Y | CONNECTOR MANUFACTURING CO. , NP6-500I |  |  | 20.83 | 2002-05-21 11:33 | Anjanece | 24 | 2800 | #VALUE! | #VALUE!
CONNECTOR MANUFACTURING CO. | NP6-500I | Y | CONNECTOR MANUFACTURING CO. , NP6-500I |  |  | 20.86 | 2002-05-21 11:33 | Anjanece | 24 | 2800 | #VALUE! | #VALUE!
CONNECTOR MANUFACTURING CO. | NP6-500I | Y | CONNECTOR MANUFACTURING CO. , NP6-500I |  |  | 21.03 | 2002-05-21 11:33 | Anjanece | 24 | 2800 | #VALUE! | #VALUE!
CONNECTOR MANUFACTURING CO. | NP6-500I | Y | CONNECTOR MANUFACTURING CO. , NP6-500I |  |  | 21.04 | 2002-05-21 11:33 | Anjanece | 24 | 2800 | #VALUE! | #VALUE!
CONNECTOR MANUFACTURING CO. | NP6-500I | Y | CONNECTOR MANUFACTURING CO. , NP6-500I |  |  | 21.06 | 2002-05-21 11:33 | Anjanece | 24 | 2800 | #VALUE! | #VALUE!
CONNECTOR MANUFACTURING CO. | NP6-500I | Y | CONNECTOR MANUFACTURING CO. , NP6-500I |  |  | 21.07 | 2002-05-21 11:33 | Anjanece | 24 | 2800 | #VALUE! | #VALUE!
CONNECTOR MANUFACTURING CO. | NP6-500I | Y | CONNECTOR MANUFACTURING CO. , NP6-500I |  |  | 21.08 | 2002-05-21 11:33 | Anjanece | 24 | 2800 | #VALUE! | #VALUE!
CONNECTOR MANUFACTURING CO. | NP6-500I | Y | CONNECTOR MANUFACTURING CO. , NP6-500I |  |  | 21.09 | 2002-05-21 11:33 | Anjanece | 24 | 2800 | #VALUE! | #VALUE!
CONNECTOR MANUFACTURING CO. | NP6-500I | Y | CONNECTOR MANUFACTURING CO. , NP6-500I |  |  | 21.15 | 2002-05-21 11:33 | Anjanece | 24 | 2800 | #VALUE! | #VALUE!
CONNECTOR MANUFACTURING CO. | NP6-500I | Y | CONNECTOR MANUFACTURING CO. , NP6-500I |  |  | 21.16 | 2002-05-21 11:33 | Anjanece | 24 | 2800 | #VALUE! | #VALUE!
CONNECTOR MANUFACTURING CO. | NP6-500I | Y | CONNECTOR MANUFACTURING CO. , NP6-500I |  |  | 21.23 | 2002-05-21 11:33 | Anjanece | 24 | 2800 | #VALUE! | #VALUE!
CONNECTOR MANUFACTURING CO. | NP6-500I | Y | CONNECTOR MANUFACTURING CO. , NP6-500I |  |  | 21.24 | 2002-05-21 11:33 | Anjanece | 24 | 2800 | #VALUE! | #VALUE!
CONNECTOR MANUFACTURING CO. | NP6-500I | Y | CONNECTOR MANUFACTURING CO. , NP6-500I |  |  | 21.35 | 2002-05-21 11:33 | Anjanece | 24 | 2800 | #VALUE! | #VALUE!
CONNECTOR MANUFACTURING CO. | NP6-500I | Y | CONNECTOR MANUFACTURING CO. , NP6-500I |  |  | 21.37 | 2002-05-21 11:33 | Anjanece | 24 | 2800 | #VALUE! | #VALUE!
CONNECTOR MANUFACTURING CO. | NP6-500I | Y | CONNECTOR MANUFACTURING CO. , NP6-500I |  |  | 21.41 | 2002-05-21 11:33 | Anjanece | 24 | 2800 | #VALUE! | #VALUE!
CONNECTOR MANUFACTURING CO. | NP6-500I | Y | CONNECTOR MANUFACTURING CO. , NP6-500I |  |  | 21.44 | 2002-05-21 11:33 | Anjanece | 24 | 2800 | #VALUE! | #VALUE!
CONNECTOR MANUFACTURING CO. | NP6-500I | Y | CONNECTOR MANUFACTURING CO. , NP6-500I |  |  | 21.48 | 2002-05-21 11:33 | Anjanece | 24 | 2800 | #VALUE! | #VALUE!
CONNECTOR MANUFACTURING CO. | NP6-500I | Y | CONNECTOR MANUFACTURING CO. , NP6-500I |  |  | 21.5 | 2002-05-21 11:33 | Anjanece | 24 | 2800 | #VALUE! | #VALUE!
CONNECTOR MANUFACTURING CO. | NP6-500I | Y | CONNECTOR MANUFACTURING CO. , NP6-500I |  |  | 21.56 | 2002-05-21 11:33 | Anjanece | 24 | 2800 | #VALUE! | #VALUE!
CONNECTOR MANUFACTURING CO. | NP6-500I | Y | CONNECTOR MANUFACTURING CO. , NP6-500I |  |  | 21.6 | 2002-05-21 11:33 | Anjanece | 24 | 2800 | #VALUE! | #VALUE!
CONNECTOR MANUFACTURING CO. | NP6-500I | Y | CONNECTOR MANUFACTURING CO. , NP6-500I |  | Storm Stores | 0 | 2018-04-16 10:15 | Anjanece | 24 | 2800 | #VALUE! | #VALUE!
CONNECTOR MANUFACTURING CO. | NP6-500I | Y | CONNECTOR MANUFACTURING CO. , NP6-500I |  |  | 12.72 | 2018-04-16 10:15 | Anjanece | 24 | 2800 | #VALUE! | #VALUE!
CONNECTOR MANUFACTURING CO. | NP6-500I | Y | CONNECTOR MANUFACTURING CO. , NP6-500I |  |  | 13.33 | 2018-04-16 10:15 | Anjanece | 24 | 2800 | #VALUE! | #VALUE!
CONNECTOR MANUFACTURING CO. | NP6-500I | Y | CONNECTOR MANUFACTURING CO. , NP6-500I |  |  | 17.05 | 2018-04-16 10:15 | Anjanece | 24 | 2800 | #VALUE! | #VALUE!
CONNECTOR MANUFACTURING CO. | NP6-500I | Y | CONNECTOR MANUFACTURING CO. , NP6-500I |  |  | 18.11 | 2018-04-16 10:15 | Anjanece | 24 | 2800 | #VALUE! | #VALUE!
CONNECTOR MANUFACTURING CO. | NP6-500I | Y | CONNECTOR MANUFACTURING CO. , NP6-500I |  |  | 19.06 | 2018-04-16 10:15 | Anjanece | 24 | 2800 | #VALUE! | #VALUE!
CONNECTOR MANUFACTURING CO. | NP6-500I | Y | CONNECTOR MANUFACTURING CO. , NP6-500I |  |  | 19.09 | 2018-04-16 10:15 | Anjanece | 24 | 2800 | #VALUE! | #VALUE!
CONNECTOR MANUFACTURING CO. | NP6-500I | Y | CONNECTOR MANUFACTURING CO. , NP6-500I |  |  | 19.25 | 2018-04-16 10:15 | Anjanece | 24 | 2800 | #VALUE! | #VALUE!
CONNECTOR MANUFACTURING CO. | NP6-500I | Y | CONNECTOR MANUFACTURING CO. , NP6-500I |  |  | 19.33 | 2018-04-16 10:15 | Anjanece | 24 | 2800 | #VALUE! | #VALUE!
CONNECTOR MANUFACTURING CO. | NP6-500I | Y | CONNECTOR MANUFACTURING CO. , NP6-500I |  |  | 19.45 | 2018-04-16 10:15 | Anjanece | 24 | 2800 | #VALUE! | #VALUE!
CONNECTOR MANUFACTURING CO. | NP6-500I | Y | CONNECTOR MANUFACTURING CO. , NP6-500I |  |  | 19.6 | 2018-04-16 10:15 | Anjanece | 24 | 2800 | #VALUE! | #VALUE!
CONNECTOR MANUFACTURING CO. | NP6-500I | Y | CONNECTOR MANUFACTURING CO. , NP6-500I |  |  | 19.74 | 2018-04-16 10:15 | Anjanece | 24 | 2800 | #VALUE! | #VALUE!
CONNECTOR MANUFACTURING CO. | NP6-500I | Y | CONNECTOR MANUFACTURING CO. , NP6-500I |  |  | 19.77 | 2018-04-16 10:15 | Anjanece | 24 | 2800 | #VALUE! | #VALUE!
CONNECTOR MANUFACTURING CO. | NP6-500I | Y | CONNECTOR MANUFACTURING CO. , NP6-500I |  |  | 20.11 | 2018-04-16 10:15 | Anjanece | 24 | 2800 | #VALUE! | #VALUE!
CONNECTOR MANUFACTURING CO. | NP6-500I | Y | CONNECTOR MANUFACTURING CO. , NP6-500I |  |  | 20.34 | 2018-04-16 10:15 | Anjanece | 24 | 2800 | #VALUE! | #VALUE!
HOMAC | ABP6500C | Y | HOMAC , ABP6500C | JEA OVERHEAD DISTRIBUTION | CSC Stores | 10.82 | 2002-05-21 11:33 | Anjanece | 24 | 2800 | #VALUE! | #VALUE!
HOMAC | ABP6500C | Y | HOMAC , ABP6500C |  |  | 10.83 | 2002-05-21 11:33 | Anjanece | 24 | 2800 | #VALUE! | #VALUE!
HOMAC | ABP6500C | Y | HOMAC , ABP6500C |  |  | 10.87 | 2002-05-21 11:33 | Anjanece | 24 | 2800 | #VALUE! | #VALUE!
HOMAC | ABP6500C | Y | HOMAC , ABP6500C |  |  | 10.88 | 2002-05-21 11:33 | Anjanece | 24 | 2800 | #VALUE! | #VALUE!
HOMAC | ABP6500C | Y | HOMAC , ABP6500C |  |  | 10.89 | 2002-05-21 11:33 | Anjanece | 24 | 2800 | #VALUE! | #VALUE!
HOMAC | ABP6500C | Y | HOMAC , ABP6500C |  |  | 10.9 | 2002-05-21 11:33 | Anjanece | 24 | 2800 | #VALUE! | #VALUE!
HOMAC | ABP6500C | Y | HOMAC , ABP6500C |  |  | 10.91 | 2002-05-21 11:33 | Anjanece | 24 | 2800 | #VALUE! | #VALUE!
HOMAC | ABP6500C | Y | HOMAC , ABP6500C |  |  | 10.93 | 2002-05-21 11:33 | Anjanece | 24 | 2800 | #VALUE! | #VALUE!
HOMAC | ABP6500C | Y | HOMAC , ABP6500C |  |  | 10.98 | 2002-05-21 11:33 | Anjanece | 24 | 2800 | #VALUE! | #VALUE!
HOMAC | ABP6500C | Y | HOMAC , ABP6500C |  |  | 11.03 | 2002-05-21 11:33 | Anjanece | 24 | 2800 | #VALUE! | #VALUE!
HOMAC | ABP6500C | Y | HOMAC , ABP6500C |  |  | 11.11 | 2002-05-21 11:33 | Anjanece | 24 | 2800 | #VALUE! | #VALUE!
HOMAC | ABP6500C | Y | HOMAC , ABP6500C |  |  | 11.14 | 2002-05-21 11:33 | Anjanece | 24 | 2800 | #VALUE! | #VALUE!
HOMAC | ABP6500C | Y | HOMAC , ABP6500C |  |  | 11.19 | 2002-05-21 11:33 | Anjanece | 24 | 2800 | #VALUE! | #VALUE!
HOMAC | ABP6500C | Y | HOMAC , ABP6500C |  |  | 11.24 | 2002-05-21 11:33 | Anjanece | 24 | 2800 | #VALUE! | #VALUE!
HOMAC | ABP6500C | Y | HOMAC , ABP6500C |  |  | 11.41 | 2002-05-21 11:33 | Anjanece | 24 | 2800 | #VALUE! | #VALUE!
HOMAC | ABP6500C | Y | HOMAC , ABP6500C |  |  | 11.42 | 2002-05-21 11:33 | Anjanece | 24 | 2800 | #VALUE! | #VALUE!
HOMAC | ABP6500C | Y | HOMAC , ABP6500C |  |  | 11.62 | 2002-05-21 11:33 | Anjanece | 24 | 2800 | #VALUE! | #VALUE!
HOMAC | ABP6500C | Y | HOMAC , ABP6500C |  |  | 12.12 | 2002-05-21 11:33 | Anjanece | 24 | 2800 | #VALUE! | #VALUE!
HOMAC | ABP6500C | Y | HOMAC , ABP6500C |  |  | 12.16 | 2002-05-21 11:33 | Anjanece | 24 | 2800 | #VALUE! | #VALUE!
HOMAC | ABP6500C | Y | HOMAC , ABP6500C |  |  | 12.34 | 2002-05-21 11:33 | Anjanece | 24 | 2800 | #VALUE! | #VALUE!
HOMAC | ABP6500C | Y | HOMAC , ABP6500C |  |  | 12.45 | 2002-05-21 11:33 | Anjanece | 24 | 2800 | #VALUE! | #VALUE!
HOMAC | ABP6500C | Y | HOMAC , ABP6500C |  |  | 12.46 | 2002-05-21 11:33 | Anjanece | 24 | 2800 | #VALUE! | #VALUE!
HOMAC | ABP6500C | Y | HOMAC , ABP6500C |  |  | 12.48 | 2002-05-21 11:33 | Anjanece | 24 | 2800 | #VALUE! | #VALUE!
HOMAC | ABP6500C | Y | HOMAC , ABP6500C |  |  | 12.49 | 2002-05-21 11:33 | Anjanece | 24 | 2800 | #VALUE! | #VALUE!
HOMAC | ABP6500C | Y | HOMAC , ABP6500C |  |  | 12.52 | 2002-05-21 11:33 | Anjanece | 24 | 2800 | #VALUE! | #VALUE!
HOMAC | ABP6500C | Y | HOMAC , ABP6500C |  |  | 12.8 | 2002-05-21 11:33 | Anjanece | 24 | 2800 | #VALUE! | #VALUE!
HOMAC | ABP6500C | Y | HOMAC , ABP6500C |  |  | 12.81 | 2002-05-21 11:33 | Anjanece | 24 | 2800 | #VALUE! | #VALUE!
HOMAC | ABP6500C | Y | HOMAC , ABP6500C |  |  | 12.83 | 2002-05-21 11:33 | Anjanece | 24 | 2800 | #VALUE! | #VALUE!
HOMAC | ABP6500C | Y | HOMAC , ABP6500C |  |  | 12.85 | 2002-05-21 11:33 | Anjanece | 24 | 2800 | #VALUE! | #VALUE!
HOMAC | ABP6500C | Y | HOMAC , ABP6500C |  |  | 12.86 | 2002-05-21 11:33 | Anjanece | 24 | 2800 | #VALUE! | #VALUE!
HOMAC | ABP6500C | Y | HOMAC , ABP6500C |  |  | 12.87 | 2002-05-21 11:33 | Anjanece | 24 | 2800 | #VALUE! | #VALUE!
HOMAC | ABP6500C | Y | HOMAC , ABP6500C |  |  | 12.9 | 2002-05-21 11:33 | Anjanece | 24 | 2800 | #VALUE! | #VALUE!
HOMAC | ABP6500C | Y | HOMAC , ABP6500C |  |  | 12.91 | 2002-05-21 11:33 | Anjanece | 24 | 2800 | #VALUE! | #VALUE!
HOMAC | ABP6500C | Y | HOMAC , ABP6500C |  |  | 12.92 | 2002-05-21 11:33 | Anjanece | 24 | 2800 | #VALUE! | #VALUE!
HOMAC | ABP6500C | Y | HOMAC , ABP6500C |  |  | 12.98 | 2002-05-21 11:33 | Anjanece | 24 | 2800 | #VALUE! | #VALUE!
HOMAC | ABP6500C | Y | HOMAC , ABP6500C |  |  | 13.04 | 2002-05-21 11:33 | Anjanece | 24 | 2800 | #VALUE! | #VALUE!
HOMAC | ABP6500C | Y | HOMAC , ABP6500C |  |  | 13.07 | 2002-05-21 11:33 | Anjanece | 24 | 2800 | #VALUE! | #VALUE!
HOMAC | ABP6500C | Y | HOMAC , ABP6500C |  |  | 13.15 | 2002-05-21 11:33 | Anjanece | 24 | 2800 | #VALUE! | #VALUE!
HOMAC | ABP6500C | Y | HOMAC , ABP6500C |  |  | 13.16 | 2002-05-21 11:33 | Anjanece | 24 | 2800 | #VALUE! | #VALUE!
HOMAC | ABP6500C | Y | HOMAC , ABP6500C |  |  | 13.2 | 2002-05-21 11:33 | Anjanece | 24 | 2800 | #VALUE! | #VALUE!
HOMAC | ABP6500C | Y | HOMAC , ABP6500C |  |  | 13.22 | 2002-05-21 11:33 | Anjanece | 24 | 2800 | #VALUE! | #VALUE!
HOMAC | ABP6500C | Y | HOMAC , ABP6500C |  |  | 13.25 | 2002-05-21 11:33 | Anjanece | 24 | 2800 | #VALUE! | #VALUE!
HOMAC | ABP6500C | Y | HOMAC , ABP6500C |  |  | 13.29 | 2002-05-21 11:33 | Anjanece | 24 | 2800 | #VALUE! | #VALUE!
HOMAC | ABP6500C | Y | HOMAC , ABP6500C |  |  | 13.43 | 2002-05-21 11:33 | Anjanece | 24 | 2800 | #VALUE! | #VALUE!
HOMAC | ABP6500C | Y | HOMAC , ABP6500C |  |  | 13.93 | 2002-05-21 11:33 | Anjanece | 24 | 2800 | #VALUE! | #VALUE!
HOMAC | ABP6500C | Y | HOMAC , ABP6500C |  |  | 13.94 | 2002-05-21 11:33 | Anjanece | 24 | 2800 | #VALUE! | #VALUE!
HOMAC | ABP6500C | Y | HOMAC , ABP6500C |  |  | 13.95 | 2002-05-21 11:33 | Anjanece | 24 | 2800 | #VALUE! | #VALUE!
HOMAC | ABP6500C | Y | HOMAC , ABP6500C |  |  | 14.19 | 2002-05-21 11:33 | Anjanece | 24 | 2800 | #VALUE! | #VALUE!
HOMAC | ABP6500C | Y | HOMAC , ABP6500C |  |  | 14.35 | 2002-05-21 11:33 | Anjanece | 24 | 2800 | #VALUE! | #VALUE!
HOMAC | ABP6500C | Y | HOMAC , ABP6500C |  |  | 14.38 | 2002-05-21 11:33 | Anjanece | 24 | 2800 | #VALUE! | #VALUE!
HOMAC | ABP6500C | Y | HOMAC , ABP6500C |  |  | 14.43 | 2002-05-21 11:33 | Anjanece | 24 | 2800 | #VALUE! | #VALUE!
HOMAC | ABP6500C | Y | HOMAC , ABP6500C |  |  | 14.53 | 2002-05-21 11:33 | Anjanece | 24 | 2800 | #VALUE! | #VALUE!
HOMAC | ABP6500C | Y | HOMAC , ABP6500C |  |  | 14.54 | 2002-05-21 11:33 | Anjanece | 24 | 2800 | #VALUE! | #VALUE!
HOMAC | ABP6500C | Y | HOMAC , ABP6500C |  |  | 14.56 | 2002-05-21 11:33 | Anjanece | 24 | 2800 | #VALUE! | #VALUE!
HOMAC | ABP6500C | Y | HOMAC , ABP6500C |  |  | 14.64 | 2002-05-21 11:33 | Anjanece | 24 | 2800 | #VALUE! | #VALUE!
HOMAC | ABP6500C | Y | HOMAC , ABP6500C |  |  | 14.82 | 2002-05-21 11:33 | Anjanece | 24 | 2800 | #VALUE! | #VALUE!
HOMAC | ABP6500C | Y | HOMAC , ABP6500C |  |  | 14.89 | 2002-05-21 11:33 | Anjanece | 24 | 2800 | #VALUE! | #VALUE!
HOMAC | ABP6500C | Y | HOMAC , ABP6500C |  |  | 14.93 | 2002-05-21 11:33 | Anjanece | 24 | 2800 | #VALUE! | #VALUE!
HOMAC | ABP6500C | Y | HOMAC , ABP6500C |  |  | 14.97 | 2002-05-21 11:33 | Anjanece | 24 | 2800 | #VALUE! | #VALUE!
HOMAC | ABP6500C | Y | HOMAC , ABP6500C |  |  | 15.01 | 2002-05-21 11:33 | Anjanece | 24 | 2800 | #VALUE! | #VALUE!
HOMAC | ABP6500C | Y | HOMAC , ABP6500C |  |  | 15.03 | 2002-05-21 11:33 | Anjanece | 24 | 2800 | #VALUE! | #VALUE!
HOMAC | ABP6500C | Y | HOMAC , ABP6500C |  |  | 15.17 | 2002-05-21 11:33 | Anjanece | 24 | 2800 | #VALUE! | #VALUE!
HOMAC | ABP6500C | Y | HOMAC , ABP6500C |  |  | 15.39 | 2002-05-21 11:33 | Anjanece | 24 | 2800 | #VALUE! | #VALUE!
HOMAC | ABP6500C | Y | HOMAC , ABP6500C |  |  | 15.41 | 2002-05-21 11:33 | Anjanece | 24 | 2800 | #VALUE! | #VALUE!
HOMAC | ABP6500C | Y | HOMAC , ABP6500C |  |  | 15.42 | 2002-05-21 11:33 | Anjanece | 24 | 2800 | #VALUE! | #VALUE!
HOMAC | ABP6500C | Y | HOMAC , ABP6500C |  |  | 15.84 | 2002-05-21 11:33 | Anjanece | 24 | 2800 | #VALUE! | #VALUE!
HOMAC | ABP6500C | Y | HOMAC , ABP6500C |  |  | 15.89 | 2002-05-21 11:33 | Anjanece | 24 | 2800 | #VALUE! | #VALUE!
HOMAC | ABP6500C | Y | HOMAC , ABP6500C |  |  | 16.25 | 2002-05-21 11:33 | Anjanece | 24 | 2800 | #VALUE! | #VALUE!
HOMAC | ABP6500C | Y | HOMAC , ABP6500C |  |  | 16.29 | 2002-05-21 11:33 | Anjanece | 24 | 2800 | #VALUE! | #VALUE!
HOMAC | ABP6500C | Y | HOMAC , ABP6500C |  |  | 16.33 | 2002-05-21 11:33 | Anjanece | 24 | 2800 | #VALUE! | #VALUE!
HOMAC | ABP6500C | Y | HOMAC , ABP6500C |  |  | 16.42 | 2002-05-21 11:33 | Anjanece | 24 | 2800 | #VALUE! | #VALUE!
HOMAC | ABP6500C | Y | HOMAC , ABP6500C |  |  | 16.48 | 2002-05-21 11:33 | Anjanece | 24 | 2800 | #VALUE! | #VALUE!
HOMAC | ABP6500C | Y | HOMAC , ABP6500C |  |  | 16.49 | 2002-05-21 11:33 | Anjanece | 24 | 2800 | #VALUE! | #VALUE!
HOMAC | ABP6500C | Y | HOMAC , ABP6500C |  |  | 16.61 | 2002-05-21 11:33 | Anjanece | 24 | 2800 | #VALUE! | #VALUE!
HOMAC | ABP6500C | Y | HOMAC , ABP6500C |  |  | 16.72 | 2002-05-21 11:33 | Anjanece | 24 | 2800 | #VALUE! | #VALUE!
HOMAC | ABP6500C | Y | HOMAC , ABP6500C |  |  | 18.91 | 2002-05-21 11:33 | Anjanece | 24 | 2800 | #VALUE! | #VALUE!
HOMAC | ABP6500C | Y | HOMAC , ABP6500C |  |  | 19.67 | 2002-05-21 11:33 | Anjanece | 24 | 2800 | #VALUE! | #VALUE!
HOMAC | ABP6500C | Y | HOMAC , ABP6500C |  |  | 19.74 | 2002-05-21 11:33 | Anjanece | 24 | 2800 | #VALUE! | #VALUE!
HOMAC | ABP6500C | Y | HOMAC , ABP6500C |  |  | 20.6 | 2002-05-21 11:33 | Anjanece | 24 | 2800 | #VALUE! | #VALUE!
HOMAC | ABP6500C | Y | HOMAC , ABP6500C |  |  | 20.78 | 2002-05-21 11:33 | Anjanece | 24 | 2800 | #VALUE! | #VALUE!
HOMAC | ABP6500C | Y | HOMAC , ABP6500C |  |  | 20.79 | 2002-05-21 11:33 | Anjanece | 24 | 2800 | #VALUE! | #VALUE!
HOMAC | ABP6500C | Y | HOMAC , ABP6500C |  |  | 20.83 | 2002-05-21 11:33 | Anjanece | 24 | 2800 | #VALUE! | #VALUE!
HOMAC | ABP6500C | Y | HOMAC , ABP6500C |  |  | 20.86 | 2002-05-21 11:33 | Anjanece | 24 | 2800 | #VALUE! | #VALUE!
HOMAC | ABP6500C | Y | HOMAC , ABP6500C |  |  | 21.03 | 2002-05-21 11:33 | Anjanece | 24 | 2800 | #VALUE! | #VALUE!
HOMAC | ABP6500C | Y | HOMAC , ABP6500C |  |  | 21.04 | 2002-05-21 11:33 | Anjanece | 24 | 2800 | #VALUE! | #VALUE!
HOMAC | ABP6500C | Y | HOMAC , ABP6500C |  |  | 21.06 | 2002-05-21 11:33 | Anjanece | 24 | 2800 | #VALUE! | #VALUE!
HOMAC | ABP6500C | Y | HOMAC , ABP6500C |  |  | 21.07 | 2002-05-21 11:33 | Anjanece | 24 | 2800 | #VALUE! | #VALUE!
HOMAC | ABP6500C | Y | HOMAC , ABP6500C |  |  | 21.08 | 2002-05-21 11:33 | Anjanece | 24 | 2800 | #VALUE! | #VALUE!
HOMAC | ABP6500C | Y | HOMAC , ABP6500C |  |  | 21.09 | 2002-05-21 11:33 | Anjanece | 24 | 2800 | #VALUE! | #VALUE!
HOMAC | ABP6500C | Y | HOMAC , ABP6500C |  |  | 21.15 | 2002-05-21 11:33 | Anjanece | 24 | 2800 | #VALUE! | #VALUE!
HOMAC | ABP6500C | Y | HOMAC , ABP6500C |  |  | 21.16 | 2002-05-21 11:33 | Anjanece | 24 | 2800 | #VALUE! | #VALUE!
HOMAC | ABP6500C | Y | HOMAC , ABP6500C |  |  | 21.23 | 2002-05-21 11:33 | Anjanece | 24 | 2800 | #VALUE! | #VALUE!
HOMAC | ABP6500C | Y | HOMAC , ABP6500C |  |  | 21.24 | 2002-05-21 11:33 | Anjanece | 24 | 2800 | #VALUE! | #VALUE!
HOMAC | ABP6500C | Y | HOMAC , ABP6500C |  |  | 21.35 | 2002-05-21 11:33 | Anjanece | 24 | 2800 | #VALUE! | #VALUE!
HOMAC | ABP6500C | Y | HOMAC , ABP6500C |  |  | 21.37 | 2002-05-21 11:33 | Anjanece | 24 | 2800 | #VALUE! | #VALUE!
HOMAC | ABP6500C | Y | HOMAC , ABP6500C |  |  | 21.41 | 2002-05-21 11:33 | Anjanece | 24 | 2800 | #VALUE! | #VALUE!
HOMAC | ABP6500C | Y | HOMAC , ABP6500C |  |  | 21.44 | 2002-05-21 11:33 | Anjanece | 24 | 2800 | #VALUE! | #VALUE!
HOMAC | ABP6500C | Y | HOMAC , ABP6500C |  |  | 21.48 | 2002-05-21 11:33 | Anjanece | 24 | 2800 | #VALUE! | #VALUE!
HOMAC | ABP6500C | Y | HOMAC , ABP6500C |  |  | 21.5 | 2002-05-21 11:33 | Anjanece | 24 | 2800 | #VALUE! | #VALUE!
HOMAC | ABP6500C | Y | HOMAC , ABP6500C |  |  | 21.56 | 2002-05-21 11:33 | Anjanece | 24 | 2800 | #VALUE! | #VALUE!
HOMAC | ABP6500C | Y | HOMAC , ABP6500C |  |  | 21.6 | 2002-05-21 11:33 | Anjanece | 24 | 2800 | #VALUE! | #VALUE!
HOMAC | ABP6500C | Y | HOMAC , ABP6500C |  | Storm Stores | 0 | 2018-04-16 10:15 | Anjanece | 24 | 2800 | #VALUE! | #VALUE!
HOMAC | ABP6500C | Y | HOMAC , ABP6500C |  |  | 12.72 | 2018-04-16 10:15 | Anjanece | 24 | 2800 | #VALUE! | #VALUE!
HOMAC | ABP6500C | Y | HOMAC , ABP6500C |  |  | 13.33 | 2018-04-16 10:15 | Anjanece | 24 | 2800 | #VALUE! | #VALUE!
HOMAC | ABP6500C | Y | HOMAC , ABP6500C |  |  | 17.05 | 2018-04-16 10:15 | Anjanece | 24 | 2800 | #VALUE! | #VALUE!
HOMAC | ABP6500C | Y | HOMAC , ABP6500C |  |  | 18.11 | 2018-04-16 10:15 | Anjanece | 24 | 2800 | #VALUE! | #VALUE!
HOMAC | ABP6500C | Y | HOMAC , ABP6500C |  |  | 19.06 | 2018-04-16 10:15 | Anjanece | 24 | 2800 | #VALUE! | #VALUE!
HOMAC | ABP6500C | Y | HOMAC , ABP6500C |  |  | 19.09 | 2018-04-16 10:15 | Anjanece | 24 | 2800 | #VALUE! | #VALUE!
HOMAC | ABP6500C | Y | HOMAC , ABP6500C |  |  | 19.25 | 2018-04-16 10:15 | Anjanece | 24 | 2800 | #VALUE! | #VALUE!
HOMAC | ABP6500C | Y | HOMAC , ABP6500C |  |  | 19.33 | 2018-04-16 10:15 | Anjanece | 24 | 2800 | #VALUE! | #VALUE!
HOMAC | ABP6500C | Y | HOMAC , ABP6500C |  |  | 19.45 | 2018-04-16 10:15 | Anjanece | 24 | 2800 | #VALUE! | #VALUE!
HOMAC | ABP6500C | Y | HOMAC , ABP6500C |  |  | 19.6 | 2018-04-16 10:15 | Anjanece | 24 | 2800 | #VALUE! | #VALUE!
HOMAC | ABP6500C | Y | HOMAC , ABP6500C |  |  | 19.74 | 2018-04-16 10:15 | Anjanece | 24 | 2800 | #VALUE! | #VALUE!
HOMAC | ABP6500C | Y | HOMAC , ABP6500C |  |  | 19.77 | 2018-04-16 10:15 | Anjanece | 24 | 2800 | #VALUE! | #VALUE!
HOMAC | ABP6500C | Y | HOMAC , ABP6500C |  |  | 20.11 | 2018-04-16 10:15 | Anjanece | 24 | 2800 | #VALUE! | #VALUE!
HOMAC | ABP6500C | Y | HOMAC , ABP6500C |  |  | 20.34 | 2018-04-16 10:15 | Anjanece | 24 | 2800 | #VALUE! | #VALUE!
POLARIS | PPT-5006P | Y | POLARIS , PPT-5006P | JEA OVERHEAD DISTRIBUTION | CSC Stores | 10.82 | 2002-05-21 11:33 | Anjanece | 24 | 2800 | #VALUE! | #VALUE!
POLARIS | PPT-5006P | Y | POLARIS , PPT-5006P |  |  | 10.83 | 2002-05-21 11:33 | Anjanece | 24 | 2800 | #VALUE! | #VALUE!
POLARIS | PPT-5006P | Y | POLARIS , PPT-5006P |  |  | 10.87 | 2002-05-21 11:33 | Anjanece | 24 | 2800 | #VALUE! | #VALUE!
POLARIS | PPT-5006P | Y | POLARIS , PPT-5006P |  |  | 10.88 | 2002-05-21 11:33 | Anjanece | 24 | 2800 | #VALUE! | #VALUE!
POLARIS | PPT-5006P | Y | POLARIS , PPT-5006P |  |  | 10.89 | 2002-05-21 11:33 | Anjanece | 24 | 2800 | #VALUE! | #VALUE!
POLARIS | PPT-5006P | Y | POLARIS , PPT-5006P |  |  | 10.9 | 2002-05-21 11:33 | Anjanece | 24 | 2800 | #VALUE! | #VALUE!
POLARIS | PPT-5006P | Y | POLARIS , PPT-5006P |  |  | 10.91 | 2002-05-21 11:33 | Anjanece | 24 | 2800 | #VALUE! | #VALUE!
POLARIS | PPT-5006P | Y | POLARIS , PPT-5006P |  |  | 10.93 | 2002-05-21 11:33 | Anjanece | 24 | 2800 | #VALUE! | #VALUE!
POLARIS | PPT-5006P | Y | POLARIS , PPT-5006P |  |  | 10.98 | 2002-05-21 11:33 | Anjanece | 24 | 2800 | #VALUE! | #VALUE!
POLARIS | PPT-5006P | Y | POLARIS , PPT-5006P |  |  | 11.03 | 2002-05-21 11:33 | Anjanece | 24 | 2800 | #VALUE! | #VALUE!
POLARIS | PPT-5006P | Y | POLARIS , PPT-5006P |  |  | 11.11 | 2002-05-21 11:33 | Anjanece | 24 | 2800 | #VALUE! | #VALUE!
POLARIS | PPT-5006P | Y | POLARIS , PPT-5006P |  |  | 11.14 | 2002-05-21 11:33 | Anjanece | 24 | 2800 | #VALUE! | #VALUE!
POLARIS | PPT-5006P | Y | POLARIS , PPT-5006P |  |  | 11.19 | 2002-05-21 11:33 | Anjanece | 24 | 2800 | #VALUE! | #VALUE!
POLARIS | PPT-5006P | Y | POLARIS , PPT-5006P |  |  | 11.24 | 2002-05-21 11:33 | Anjanece | 24 | 2800 | #VALUE! | #VALUE!
POLARIS | PPT-5006P | Y | POLARIS , PPT-5006P |  |  | 11.41 | 2002-05-21 11:33 | Anjanece | 24 | 2800 | #VALUE! | #VALUE!
POLARIS | PPT-5006P | Y | POLARIS , PPT-5006P |  |  | 11.42 | 2002-05-21 11:33 | Anjanece | 24 | 2800 | #VALUE! | #VALUE!
POLARIS | PPT-5006P | Y | POLARIS , PPT-5006P |  |  | 11.62 | 2002-05-21 11:33 | Anjanece | 24 | 2800 | #VALUE! | #VALUE!
POLARIS | PPT-5006P | Y | POLARIS , PPT-5006P |  |  | 12.12 | 2002-05-21 11:33 | Anjanece | 24 | 2800 | #VALUE! | #VALUE!
POLARIS | PPT-5006P | Y | POLARIS , PPT-5006P |  |  | 12.16 | 2002-05-21 11:33 | Anjanece | 24 | 2800 | #VALUE! | #VALUE!
POLARIS | PPT-5006P | Y | POLARIS , PPT-5006P |  |  | 12.34 | 2002-05-21 11:33 | Anjanece | 24 | 2800 | #VALUE! | #VALUE!
POLARIS | PPT-5006P | Y | POLARIS , PPT-5006P |  |  | 12.45 | 2002-05-21 11:33 | Anjanece | 24 | 2800 | #VALUE! | #VALUE!
POLARIS | PPT-5006P | Y | POLARIS , PPT-5006P |  |  | 12.46 | 2002-05-21 11:33 | Anjanece | 24 | 2800 | #VALUE! | #VALUE!
POLARIS | PPT-5006P | Y | POLARIS , PPT-5006P |  |  | 12.48 | 2002-05-21 11:33 | Anjanece | 24 | 2800 | #VALUE! | #VALUE!
POLARIS | PPT-5006P | Y | POLARIS , PPT-5006P |  |  | 12.49 | 2002-05-21 11:33 | Anjanece | 24 | 2800 | #VALUE! | #VALUE!
POLARIS | PPT-5006P | Y | POLARIS , PPT-5006P |  |  | 12.52 | 2002-05-21 11:33 | Anjanece | 24 | 2800 | #VALUE! | #VALUE!
POLARIS | PPT-5006P | Y | POLARIS , PPT-5006P |  |  | 12.8 | 2002-05-21 11:33 | Anjanece | 24 | 2800 | #VALUE! | #VALUE!
POLARIS | PPT-5006P | Y | POLARIS , PPT-5006P |  |  | 12.81 | 2002-05-21 11:33 | Anjanece | 24 | 2800 | #VALUE! | #VALUE!
POLARIS | PPT-5006P | Y | POLARIS , PPT-5006P |  |  | 12.83 | 2002-05-21 11:33 | Anjanece | 24 | 2800 | #VALUE! | #VALUE!
POLARIS | PPT-5006P | Y | POLARIS , PPT-5006P |  |  | 12.85 | 2002-05-21 11:33 | Anjanece | 24 | 2800 | #VALUE! | #VALUE!
POLARIS | PPT-5006P | Y | POLARIS , PPT-5006P |  |  | 12.86 | 2002-05-21 11:33 | Anjanece | 24 | 2800 | #VALUE! | #VALUE!
POLARIS | PPT-5006P | Y | POLARIS , PPT-5006P |  |  | 12.87 | 2002-05-21 11:33 | Anjanece | 24 | 2800 | #VALUE! | #VALUE!
POLARIS | PPT-5006P | Y | POLARIS , PPT-5006P |  |  | 12.9 | 2002-05-21 11:33 | Anjanece | 24 | 2800 | #VALUE! | #VALUE!
POLARIS | PPT-5006P | Y | POLARIS , PPT-5006P |  |  | 12.91 | 2002-05-21 11:33 | Anjanece | 24 | 2800 | #VALUE! | #VALUE!
POLARIS | PPT-5006P | Y | POLARIS , PPT-5006P |  |  | 12.92 | 2002-05-21 11:33 | Anjanece | 24 | 2800 | #VALUE! | #VALUE!
POLARIS | PPT-5006P | Y | POLARIS , PPT-5006P |  |  | 12.98 | 2002-05-21 11:33 | Anjanece | 24 | 2800 | #VALUE! | #VALUE!
POLARIS | PPT-5006P | Y | POLARIS , PPT-5006P |  |  | 13.04 | 2002-05-21 11:33 | Anjanece | 24 | 2800 | #VALUE! | #VALUE!
POLARIS | PPT-5006P | Y | POLARIS , PPT-5006P |  |  | 13.07 | 2002-05-21 11:33 | Anjanece | 24 | 2800 | #VALUE! | #VALUE!
POLARIS | PPT-5006P | Y | POLARIS , PPT-5006P |  |  | 13.15 | 2002-05-21 11:33 | Anjanece | 24 | 2800 | #VALUE! | #VALUE!
POLARIS | PPT-5006P | Y | POLARIS , PPT-5006P |  |  | 13.16 | 2002-05-21 11:33 | Anjanece | 24 | 2800 | #VALUE! | #VALUE!
POLARIS | PPT-5006P | Y | POLARIS , PPT-5006P |  |  | 13.2 | 2002-05-21 11:33 | Anjanece | 24 | 2800 | #VALUE! | #VALUE!
POLARIS | PPT-5006P | Y | POLARIS , PPT-5006P |  |  | 13.22 | 2002-05-21 11:33 | Anjanece | 24 | 2800 | #VALUE! | #VALUE!
POLARIS | PPT-5006P | Y | POLARIS , PPT-5006P |  |  | 13.25 | 2002-05-21 11:33 | Anjanece | 24 | 2800 | #VALUE! | #VALUE!
POLARIS | PPT-5006P | Y | POLARIS , PPT-5006P |  |  | 13.29 | 2002-05-21 11:33 | Anjanece | 24 | 2800 | #VALUE! | #VALUE!
POLARIS | PPT-5006P | Y | POLARIS , PPT-5006P |  |  | 13.43 | 2002-05-21 11:33 | Anjanece | 24 | 2800 | #VALUE! | #VALUE!
POLARIS | PPT-5006P | Y | POLARIS , PPT-5006P |  |  | 13.93 | 2002-05-21 11:33 | Anjanece | 24 | 2800 | #VALUE! | #VALUE!
POLARIS | PPT-5006P | Y | POLARIS , PPT-5006P |  |  | 13.94 | 2002-05-21 11:33 | Anjanece | 24 | 2800 | #VALUE! | #VALUE!
POLARIS | PPT-5006P | Y | POLARIS , PPT-5006P |  |  | 13.95 | 2002-05-21 11:33 | Anjanece | 24 | 2800 | #VALUE! | #VALUE!
POLARIS | PPT-5006P | Y | POLARIS , PPT-5006P |  |  | 14.19 | 2002-05-21 11:33 | Anjanece | 24 | 2800 | #VALUE! | #VALUE!
POLARIS | PPT-5006P | Y | POLARIS , PPT-5006P |  |  | 14.35 | 2002-05-21 11:33 | Anjanece | 24 | 2800 | #VALUE! | #VALUE!
POLARIS | PPT-5006P | Y | POLARIS , PPT-5006P |  |  | 14.38 | 2002-05-21 11:33 | Anjanece | 24 | 2800 | #VALUE! | #VALUE!
POLARIS | PPT-5006P | Y | POLARIS , PPT-5006P |  |  | 14.43 | 2002-05-21 11:33 | Anjanece | 24 | 2800 | #VALUE! | #VALUE!
POLARIS | PPT-5006P | Y | POLARIS , PPT-5006P |  |  | 14.53 | 2002-05-21 11:33 | Anjanece | 24 | 2800 | #VALUE! | #VALUE!
POLARIS | PPT-5006P | Y | POLARIS , PPT-5006P |  |  | 14.54 | 2002-05-21 11:33 | Anjanece | 24 | 2800 | #VALUE! | #VALUE!
POLARIS | PPT-5006P | Y | POLARIS , PPT-5006P |  |  | 14.56 | 2002-05-21 11:33 | Anjanece | 24 | 2800 | #VALUE! | #VALUE!
POLARIS | PPT-5006P | Y | POLARIS , PPT-5006P |  |  | 14.64 | 2002-05-21 11:33 | Anjanece | 24 | 2800 | #VALUE! | #VALUE!
POLARIS | PPT-5006P | Y | POLARIS , PPT-5006P |  |  | 14.82 | 2002-05-21 11:33 | Anjanece | 24 | 2800 | #VALUE! | #VALUE!
POLARIS | PPT-5006P | Y | POLARIS , PPT-5006P |  |  | 14.89 | 2002-05-21 11:33 | Anjanece | 24 | 2800 | #VALUE! | #VALUE!
POLARIS | PPT-5006P | Y | POLARIS , PPT-5006P |  |  | 14.93 | 2002-05-21 11:33 | Anjanece | 24 | 2800 | #VALUE! | #VALUE!
POLARIS | PPT-5006P | Y | POLARIS , PPT-5006P |  |  | 14.97 | 2002-05-21 11:33 | Anjanece | 24 | 2800 | #VALUE! | #VALUE!
POLARIS | PPT-5006P | Y | POLARIS , PPT-5006P |  |  | 15.01 | 2002-05-21 11:33 | Anjanece | 24 | 2800 | #VALUE! | #VALUE!
POLARIS | PPT-5006P | Y | POLARIS , PPT-5006P |  |  | 15.03 | 2002-05-21 11:33 | Anjanece | 24 | 2800 | #VALUE! | #VALUE!
POLARIS | PPT-5006P | Y | POLARIS , PPT-5006P |  |  | 15.17 | 2002-05-21 11:33 | Anjanece | 24 | 2800 | #VALUE! | #VALUE!
POLARIS | PPT-5006P | Y | POLARIS , PPT-5006P |  |  | 15.39 | 2002-05-21 11:33 | Anjanece | 24 | 2800 | #VALUE! | #VALUE!
POLARIS | PPT-5006P | Y | POLARIS , PPT-5006P |  |  | 15.41 | 2002-05-21 11:33 | Anjanece | 24 | 2800 | #VALUE! | #VALUE!
POLARIS | PPT-5006P | Y | POLARIS , PPT-5006P |  |  | 15.42 | 2002-05-21 11:33 | Anjanece | 24 | 2800 | #VALUE! | #VALUE!
POLARIS | PPT-5006P | Y | POLARIS , PPT-5006P |  |  | 15.84 | 2002-05-21 11:33 | Anjanece | 24 | 2800 | #VALUE! | #VALUE!
POLARIS | PPT-5006P | Y | POLARIS , PPT-5006P |  |  | 15.89 | 2002-05-21 11:33 | Anjanece | 24 | 2800 | #VALUE! | #VALUE!
POLARIS | PPT-5006P | Y | POLARIS , PPT-5006P |  |  | 16.25 | 2002-05-21 11:33 | Anjanece | 24 | 2800 | #VALUE! | #VALUE!
POLARIS | PPT-5006P | Y | POLARIS , PPT-5006P |  |  | 16.29 | 2002-05-21 11:33 | Anjanece | 24 | 2800 | #VALUE! | #VALUE!
POLARIS | PPT-5006P | Y | POLARIS , PPT-5006P |  |  | 16.33 | 2002-05-21 11:33 | Anjanece | 24 | 2800 | #VALUE! | #VALUE!
POLARIS | PPT-5006P | Y | POLARIS , PPT-5006P |  |  | 16.42 | 2002-05-21 11:33 | Anjanece | 24 | 2800 | #VALUE! | #VALUE!
POLARIS | PPT-5006P | Y | POLARIS , PPT-5006P |  |  | 16.48 | 2002-05-21 11:33 | Anjanece | 24 | 2800 | #VALUE! | #VALUE!
POLARIS | PPT-5006P | Y | POLARIS , PPT-5006P |  |  | 16.49 | 2002-05-21 11:33 | Anjanece | 24 | 2800 | #VALUE! | #VALUE!
POLARIS | PPT-5006P | Y | POLARIS , PPT-5006P |  |  | 16.61 | 2002-05-21 11:33 | Anjanece | 24 | 2800 | #VALUE! | #VALUE!
POLARIS | PPT-5006P | Y | POLARIS , PPT-5006P |  |  | 16.72 | 2002-05-21 11:33 | Anjanece | 24 | 2800 | #VALUE! | #VALUE!
POLARIS | PPT-5006P | Y | POLARIS , PPT-5006P |  |  | 18.91 | 2002-05-21 11:33 | Anjanece | 24 | 2800 | #VALUE! | #VALUE!
POLARIS | PPT-5006P | Y | POLARIS , PPT-5006P |  |  | 19.67 | 2002-05-21 11:33 | Anjanece | 24 | 2800 | #VALUE! | #VALUE!
POLARIS | PPT-5006P | Y | POLARIS , PPT-5006P |  |  | 19.74 | 2002-05-21 11:33 | Anjanece | 24 | 2800 | #VALUE! | #VALUE!
POLARIS | PPT-5006P | Y | POLARIS , PPT-5006P |  |  | 20.6 | 2002-05-21 11:33 | Anjanece | 24 | 2800 | #VALUE! | #VALUE!
POLARIS | PPT-5006P | Y | POLARIS , PPT-5006P |  |  | 20.78 | 2002-05-21 11:33 | Anjanece | 24 | 2800 | #VALUE! | #VALUE!
POLARIS | PPT-5006P | Y | POLARIS , PPT-5006P |  |  | 20.79 | 2002-05-21 11:33 | Anjanece | 24 | 2800 | #VALUE! | #VALUE!
POLARIS | PPT-5006P | Y | POLARIS , PPT-5006P |  |  | 20.83 | 2002-05-21 11:33 | Anjanece | 24 | 2800 | #VALUE! | #VALUE!
POLARIS | PPT-5006P | Y | POLARIS , PPT-5006P |  |  | 20.86 | 2002-05-21 11:33 | Anjanece | 24 | 2800 | #VALUE! | #VALUE!
POLARIS | PPT-5006P | Y | POLARIS , PPT-5006P |  |  | 21.03 | 2002-05-21 11:33 | Anjanece | 24 | 2800 | #VALUE! | #VALUE!
POLARIS | PPT-5006P | Y | POLARIS , PPT-5006P |  |  | 21.04 | 2002-05-21 11:33 | Anjanece | 24 | 2800 | #VALUE! | #VALUE!
POLARIS | PPT-5006P | Y | POLARIS , PPT-5006P |  |  | 21.06 | 2002-05-21 11:33 | Anjanece | 24 | 2800 | #VALUE! | #VALUE!
POLARIS | PPT-5006P | Y | POLARIS , PPT-5006P |  |  | 21.07 | 2002-05-21 11:33 | Anjanece | 24 | 2800 | #VALUE! | #VALUE!
POLARIS | PPT-5006P | Y | POLARIS , PPT-5006P |  |  | 21.08 | 2002-05-21 11:33 | Anjanece | 24 | 2800 | #VALUE! | #VALUE!
POLARIS | PPT-5006P | Y | POLARIS , PPT-5006P |  |  | 21.09 | 2002-05-21 11:33 | Anjanece | 24 | 2800 | #VALUE! | #VALUE!
POLARIS | PPT-5006P | Y | POLARIS , PPT-5006P |  |  | 21.15 | 2002-05-21 11:33 | Anjanece | 24 | 2800 | #VALUE! | #VALUE!
POLARIS | PPT-5006P | Y | POLARIS , PPT-5006P |  |  | 21.16 | 2002-05-21 11:33 | Anjanece | 24 | 2800 | #VALUE! | #VALUE!
POLARIS | PPT-5006P | Y | POLARIS , PPT-5006P |  |  | 21.23 | 2002-05-21 11:33 | Anjanece | 24 | 2800 | #VALUE! | #VALUE!
POLARIS | PPT-5006P | Y | POLARIS , PPT-5006P |  |  | 21.24 | 2002-05-21 11:33 | Anjanece | 24 | 2800 | #VALUE! | #VALUE!
POLARIS | PPT-5006P | Y | POLARIS , PPT-5006P |  |  | 21.35 | 2002-05-21 11:33 | Anjanece | 24 | 2800 | #VALUE! | #VALUE!
POLARIS | PPT-5006P | Y | POLARIS , PPT-5006P |  |  | 21.37 | 2002-05-21 11:33 | Anjanece | 24 | 2800 | #VALUE! | #VALUE!
POLARIS | PPT-5006P | Y | POLARIS , PPT-5006P |  |  | 21.41 | 2002-05-21 11:33 | Anjanece | 24 | 2800 | #VALUE! | #VALUE!
POLARIS | PPT-5006P | Y | POLARIS , PPT-5006P |  |  | 21.44 | 2002-05-21 11:33 | Anjanece | 24 | 2800 | #VALUE! | #VALUE!
POLARIS | PPT-5006P | Y | POLARIS , PPT-5006P |  |  | 21.48 | 2002-05-21 11:33 | Anjanece | 24 | 2800 | #VALUE! | #VALUE!
POLARIS | PPT-5006P | Y | POLARIS , PPT-5006P |  |  | 21.5 | 2002-05-21 11:33 | Anjanece | 24 | 2800 | #VALUE! | #VALUE!
POLARIS | PPT-5006P | Y | POLARIS , PPT-5006P |  |  | 21.56 | 2002-05-21 11:33 | Anjanece | 24 | 2800 | #VALUE! | #VALUE!
POLARIS | PPT-5006P | Y | POLARIS , PPT-5006P |  |  | 21.6 | 2002-05-21 11:33 | Anjanece | 24 | 2800 | #VALUE! | #VALUE!
POLARIS | PPT-5006P | Y | POLARIS , PPT-5006P |  | Storm Stores | 0 | 2018-04-16 10:15 | Anjanece | 24 | 2800 | #VALUE! | #VALUE!
POLARIS | PPT-5006P | Y | POLARIS , PPT-5006P |  |  | 12.72 | 2018-04-16 10:15 | Anjanece | 24 | 2800 | #VALUE! | #VALUE!
POLARIS | PPT-5006P | Y | POLARIS , PPT-5006P |  |  | 13.33 | 2018-04-16 10:15 | Anjanece | 24 | 2800 | #VALUE! | #VALUE!
POLARIS | PPT-5006P | Y | POLARIS , PPT-5006P |  |  | 17.05 | 2018-04-16 10:15 | Anjanece | 24 | 2800 | #VALUE! | #VALUE!
POLARIS | PPT-5006P | Y | POLARIS , PPT-5006P |  |  | 18.11 | 2018-04-16 10:15 | Anjanece | 24 | 2800 | #VALUE! | #VALUE!
POLARIS | PPT-5006P | Y | POLARIS , PPT-5006P |  |  | 19.06 | 2018-04-16 10:15 | Anjanece | 24 | 2800 | #VALUE! | #VALUE!
POLARIS | PPT-5006P | Y | POLARIS , PPT-5006P |  |  | 19.09 | 2018-04-16 10:15 | Anjanece | 24 | 2800 | #VALUE! | #VALUE!
POLARIS | PPT-5006P | Y | POLARIS , PPT-5006P |  |  | 19.25 | 2018-04-16 10:15 | Anjanece | 24 | 2800 | #VALUE! | #VALUE!
POLARIS | PPT-5006P | Y | POLARIS , PPT-5006P |  |  | 19.33 | 2018-04-16 10:15 | Anjanece | 24 | 2800 | #VALUE! | #VALUE!
POLARIS | PPT-5006P | Y | POLARIS , PPT-5006P |  |  | 19.45 | 2018-04-16 10:15 | Anjanece | 24 | 2800 | #VALUE! | #VALUE!
POLARIS | PPT-5006P | Y | POLARIS , PPT-5006P |  |  | 19.6 | 2018-04-16 10:15 | Anjanece | 24 | 2800 | #VALUE! | #VALUE!
POLARIS | PPT-5006P | Y | POLARIS , PPT-5006P |  |  | 19.74 | 2018-04-16 10:15 | Anjanece | 24 | 2800 | #VALUE! | #VALUE!
POLARIS | PPT-5006P | Y | POLARIS , PPT-5006P |  |  | 19.77 | 2018-04-16 10:15 | Anjanece | 24 | 2800 | #VALUE! | #VALUE!
POLARIS | PPT-5006P | Y | POLARIS , PPT-5006P |  |  | 20.11 | 2018-04-16 10:15 | Anjanece | 24 | 2800 | #VALUE! | #VALUE!
POLARIS | PPT-5006P | Y | POLARIS , PPT-5006P |  |  | 20.34 | 2018-04-16 10:15 | Anjanece | 24 | 2800 | #VALUE! | #VALUE!
UTILCO | PTT6-500P | Y | UTILCO , PTT6-500P | JEA OVERHEAD DISTRIBUTION | CSC Stores | 10.82 | 2002-05-21 11:33 | Anjanece | 24 | 2800 | #VALUE! | #VALUE!
UTILCO | PTT6-500P | Y | UTILCO , PTT6-500P |  |  | 10.83 | 2002-05-21 11:33 | Anjanece | 24 | 2800 | #VALUE! | #VALUE!
UTILCO | PTT6-500P | Y | UTILCO , PTT6-500P |  |  | 10.87 | 2002-05-21 11:33 | Anjanece | 24 | 2800 | #VALUE! | #VALUE!
UTILCO | PTT6-500P | Y | UTILCO , PTT6-500P |  |  | 10.88 | 2002-05-21 11:33 | Anjanece | 24 | 2800 | #VALUE! | #VALUE!
UTILCO | PTT6-500P | Y | UTILCO , PTT6-500P |  |  | 10.89 | 2002-05-21 11:33 | Anjanece | 24 | 2800 | #VALUE! | #VALUE!
UTILCO | PTT6-500P | Y | UTILCO , PTT6-500P |  |  | 10.9 | 2002-05-21 11:33 | Anjanece | 24 | 2800 | #VALUE! | #VALUE!
UTILCO | PTT6-500P | Y | UTILCO , PTT6-500P |  |  | 10.91 | 2002-05-21 11:33 | Anjanece | 24 | 2800 | #VALUE! | #VALUE!
UTILCO | PTT6-500P | Y | UTILCO , PTT6-500P |  |  | 10.93 | 2002-05-21 11:33 | Anjanece | 24 | 2800 | #VALUE! | #VALUE!
UTILCO | PTT6-500P | Y | UTILCO , PTT6-500P |  |  | 10.98 | 2002-05-21 11:33 | Anjanece | 24 | 2800 | #VALUE! | #VALUE!
UTILCO | PTT6-500P | Y | UTILCO , PTT6-500P |  |  | 11.03 | 2002-05-21 11:33 | Anjanece | 24 | 2800 | #VALUE! | #VALUE!
UTILCO | PTT6-500P | Y | UTILCO , PTT6-500P |  |  | 11.11 | 2002-05-21 11:33 | Anjanece | 24 | 2800 | #VALUE! | #VALUE!
UTILCO | PTT6-500P | Y | UTILCO , PTT6-500P |  |  | 11.14 | 2002-05-21 11:33 | Anjanece | 24 | 2800 | #VALUE! | #VALUE!
UTILCO | PTT6-500P | Y | UTILCO , PTT6-500P |  |  | 11.19 | 2002-05-21 11:33 | Anjanece | 24 | 2800 | #VALUE! | #VALUE!
UTILCO | PTT6-500P | Y | UTILCO , PTT6-500P |  |  | 11.24 | 2002-05-21 11:33 | Anjanece | 24 | 2800 | #VALUE! | #VALUE!
UTILCO | PTT6-500P | Y | UTILCO , PTT6-500P |  |  | 11.41 | 2002-05-21 11:33 | Anjanece | 24 | 2800 | #VALUE! | #VALUE!
UTILCO | PTT6-500P | Y | UTILCO , PTT6-500P |  |  | 11.42 | 2002-05-21 11:33 | Anjanece | 24 | 2800 | #VALUE! | #VALUE!
UTILCO | PTT6-500P | Y | UTILCO , PTT6-500P |  |  | 11.62 | 2002-05-21 11:33 | Anjanece | 24 | 2800 | #VALUE! | #VALUE!
UTILCO | PTT6-500P | Y | UTILCO , PTT6-500P |  |  | 12.12 | 2002-05-21 11:33 | Anjanece | 24 | 2800 | #VALUE! | #VALUE!
UTILCO | PTT6-500P | Y | UTILCO , PTT6-500P |  |  | 12.16 | 2002-05-21 11:33 | Anjanece | 24 | 2800 | #VALUE! | #VALUE!
UTILCO | PTT6-500P | Y | UTILCO , PTT6-500P |  |  | 12.34 | 2002-05-21 11:33 | Anjanece | 24 | 2800 | #VALUE! | #VALUE!
UTILCO | PTT6-500P | Y | UTILCO , PTT6-500P |  |  | 12.45 | 2002-05-21 11:33 | Anjanece | 24 | 2800 | #VALUE! | #VALUE!
UTILCO | PTT6-500P | Y | UTILCO , PTT6-500P |  |  | 12.46 | 2002-05-21 11:33 | Anjanece | 24 | 2800 | #VALUE! | #VALUE!
UTILCO | PTT6-500P | Y | UTILCO , PTT6-500P |  |  | 12.48 | 2002-05-21 11:33 | Anjanece | 24 | 2800 | #VALUE! | #VALUE!
UTILCO | PTT6-500P | Y | UTILCO , PTT6-500P |  |  | 12.49 | 2002-05-21 11:33 | Anjanece | 24 | 2800 | #VALUE! | #VALUE!
UTILCO | PTT6-500P | Y | UTILCO , PTT6-500P |  |  | 12.52 | 2002-05-21 11:33 | Anjanece | 24 | 2800 | #VALUE! | #VALUE!
UTILCO | PTT6-500P | Y | UTILCO , PTT6-500P |  |  | 12.8 | 2002-05-21 11:33 | Anjanece | 24 | 2800 | #VALUE! | #VALUE!
UTILCO | PTT6-500P | Y | UTILCO , PTT6-500P |  |  | 12.81 | 2002-05-21 11:33 | Anjanece | 24 | 2800 | #VALUE! | #VALUE!
UTILCO | PTT6-500P | Y | UTILCO , PTT6-500P |  |  | 12.83 | 2002-05-21 11:33 | Anjanece | 24 | 2800 | #VALUE! | #VALUE!
UTILCO | PTT6-500P | Y | UTILCO , PTT6-500P |  |  | 12.85 | 2002-05-21 11:33 | Anjanece | 24 | 2800 | #VALUE! | #VALUE!
UTILCO | PTT6-500P | Y | UTILCO , PTT6-500P |  |  | 12.86 | 2002-05-21 11:33 | Anjanece | 24 | 2800 | #VALUE! | #VALUE!
UTILCO | PTT6-500P | Y | UTILCO , PTT6-500P |  |  | 12.87 | 2002-05-21 11:33 | Anjanece | 24 | 2800 | #VALUE! | #VALUE!
UTILCO | PTT6-500P | Y | UTILCO , PTT6-500P |  |  | 12.9 | 2002-05-21 11:33 | Anjanece | 24 | 2800 | #VALUE! | #VALUE!
UTILCO | PTT6-500P | Y | UTILCO , PTT6-500P |  |  | 12.91 | 2002-05-21 11:33 | Anjanece | 24 | 2800 | #VALUE! | #VALUE!
UTILCO | PTT6-500P | Y | UTILCO , PTT6-500P |  |  | 12.92 | 2002-05-21 11:33 | Anjanece | 24 | 2800 | #VALUE! | #VALUE!
UTILCO | PTT6-500P | Y | UTILCO , PTT6-500P |  |  | 12.98 | 2002-05-21 11:33 | Anjanece | 24 | 2800 | #VALUE! | #VALUE!
UTILCO | PTT6-500P | Y | UTILCO , PTT6-500P |  |  | 13.04 | 2002-05-21 11:33 | Anjanece | 24 | 2800 | #VALUE! | #VALUE!
UTILCO | PTT6-500P | Y | UTILCO , PTT6-500P |  |  | 13.07 | 2002-05-21 11:33 | Anjanece | 24 | 2800 | #VALUE! | #VALUE!
UTILCO | PTT6-500P | Y | UTILCO , PTT6-500P |  |  | 13.15 | 2002-05-21 11:33 | Anjanece | 24 | 2800 | #VALUE! | #VALUE!
UTILCO | PTT6-500P | Y | UTILCO , PTT6-500P |  |  | 13.16 | 2002-05-21 11:33 | Anjanece | 24 | 2800 | #VALUE! | #VALUE!
UTILCO | PTT6-500P | Y | UTILCO , PTT6-500P |  |  | 13.2 | 2002-05-21 11:33 | Anjanece | 24 | 2800 | #VALUE! | #VALUE!
UTILCO | PTT6-500P | Y | UTILCO , PTT6-500P |  |  | 13.22 | 2002-05-21 11:33 | Anjanece | 24 | 2800 | #VALUE! | #VALUE!
UTILCO | PTT6-500P | Y | UTILCO , PTT6-500P |  |  | 13.25 | 2002-05-21 11:33 | Anjanece | 24 | 2800 | #VALUE! | #VALUE!
UTILCO | PTT6-500P | Y | UTILCO , PTT6-500P |  |  | 13.29 | 2002-05-21 11:33 | Anjanece | 24 | 2800 | #VALUE! | #VALUE!
UTILCO | PTT6-500P | Y | UTILCO , PTT6-500P |  |  | 13.43 | 2002-05-21 11:33 | Anjanece | 24 | 2800 | #VALUE! | #VALUE!
UTILCO | PTT6-500P | Y | UTILCO , PTT6-500P |  |  | 13.93 | 2002-05-21 11:33 | Anjanece | 24 | 2800 | #VALUE! | #VALUE!
UTILCO | PTT6-500P | Y | UTILCO , PTT6-500P |  |  | 13.94 | 2002-05-21 11:33 | Anjanece | 24 | 2800 | #VALUE! | #VALUE!
UTILCO | PTT6-500P | Y | UTILCO , PTT6-500P |  |  | 13.95 | 2002-05-21 11:33 | Anjanece | 24 | 2800 | #VALUE! | #VALUE!
UTILCO | PTT6-500P | Y | UTILCO , PTT6-500P |  |  | 14.19 | 2002-05-21 11:33 | Anjanece | 24 | 2800 | #VALUE! | #VALUE!
UTILCO | PTT6-500P | Y | UTILCO , PTT6-500P |  |  | 14.35 | 2002-05-21 11:33 | Anjanece | 24 | 2800 | #VALUE! | #VALUE!
UTILCO | PTT6-500P | Y | UTILCO , PTT6-500P |  |  | 14.38 | 2002-05-21 11:33 | Anjanece | 24 | 2800 | #VALUE! | #VALUE!
UTILCO | PTT6-500P | Y | UTILCO , PTT6-500P |  |  | 14.43 | 2002-05-21 11:33 | Anjanece | 24 | 2800 | #VALUE! | #VALUE!
UTILCO | PTT6-500P | Y | UTILCO , PTT6-500P |  |  | 14.53 | 2002-05-21 11:33 | Anjanece | 24 | 2800 | #VALUE! | #VALUE!
UTILCO | PTT6-500P | Y | UTILCO , PTT6-500P |  |  | 14.54 | 2002-05-21 11:33 | Anjanece | 24 | 2800 | #VALUE! | #VALUE!
UTILCO | PTT6-500P | Y | UTILCO , PTT6-500P |  |  | 14.56 | 2002-05-21 11:33 | Anjanece | 24 | 2800 | #VALUE! | #VALUE!
UTILCO | PTT6-500P | Y | UTILCO , PTT6-500P |  |  | 14.64 | 2002-05-21 11:33 | Anjanece | 24 | 2800 | #VALUE! | #VALUE!
UTILCO | PTT6-500P | Y | UTILCO , PTT6-500P |  |  | 14.82 | 2002-05-21 11:33 | Anjanece | 24 | 2800 | #VALUE! | #VALUE!
UTILCO | PTT6-500P | Y | UTILCO , PTT6-500P |  |  | 14.89 | 2002-05-21 11:33 | Anjanece | 24 | 2800 | #VALUE! | #VALUE!
UTILCO | PTT6-500P | Y | UTILCO , PTT6-500P |  |  | 14.93 | 2002-05-21 11:33 | Anjanece | 24 | 2800 | #VALUE! | #VALUE!
UTILCO | PTT6-500P | Y | UTILCO , PTT6-500P |  |  | 14.97 | 2002-05-21 11:33 | Anjanece | 24 | 2800 | #VALUE! | #VALUE!
UTILCO | PTT6-500P | Y | UTILCO , PTT6-500P |  |  | 15.01 | 2002-05-21 11:33 | Anjanece | 24 | 2800 | #VALUE! | #VALUE!
UTILCO | PTT6-500P | Y | UTILCO , PTT6-500P |  |  | 15.03 | 2002-05-21 11:33 | Anjanece | 24 | 2800 | #VALUE! | #VALUE!
UTILCO | PTT6-500P | Y | UTILCO , PTT6-500P |  |  | 15.17 | 2002-05-21 11:33 | Anjanece | 24 | 2800 | #VALUE! | #VALUE!
UTILCO | PTT6-500P | Y | UTILCO , PTT6-500P |  |  | 15.39 | 2002-05-21 11:33 | Anjanece | 24 | 2800 | #VALUE! | #VALUE!
UTILCO | PTT6-500P | Y | UTILCO , PTT6-500P |  |  | 15.41 | 2002-05-21 11:33 | Anjanece | 24 | 2800 | #VALUE! | #VALUE!
UTILCO | PTT6-500P | Y | UTILCO , PTT6-500P |  |  | 15.42 | 2002-05-21 11:33 | Anjanece | 24 | 2800 | #VALUE! | #VALUE!
UTILCO | PTT6-500P | Y | UTILCO , PTT6-500P |  |  | 15.84 | 2002-05-21 11:33 | Anjanece | 24 | 2800 | #VALUE! | #VALUE!
UTILCO | PTT6-500P | Y | UTILCO , PTT6-500P |  |  | 15.89 | 2002-05-21 11:33 | Anjanece | 24 | 2800 | #VALUE! | #VALUE!
UTILCO | PTT6-500P | Y | UTILCO , PTT6-500P |  |  | 16.25 | 2002-05-21 11:33 | Anjanece | 24 | 2800 | #VALUE! | #VALUE!
UTILCO | PTT6-500P | Y | UTILCO , PTT6-500P |  |  | 16.29 | 2002-05-21 11:33 | Anjanece | 24 | 2800 | #VALUE! | #VALUE!
UTILCO | PTT6-500P | Y | UTILCO , PTT6-500P |  |  | 16.33 | 2002-05-21 11:33 | Anjanece | 24 | 2800 | #VALUE! | #VALUE!
UTILCO | PTT6-500P | Y | UTILCO , PTT6-500P |  |  | 16.42 | 2002-05-21 11:33 | Anjanece | 24 | 2800 | #VALUE! | #VALUE!
UTILCO | PTT6-500P | Y | UTILCO , PTT6-500P |  |  | 16.48 | 2002-05-21 11:33 | Anjanece | 24 | 2800 | #VALUE! | #VALUE!
UTILCO | PTT6-500P | Y | UTILCO , PTT6-500P |  |  | 16.49 | 2002-05-21 11:33 | Anjanece | 24 | 2800 | #VALUE! | #VALUE!
UTILCO | PTT6-500P | Y | UTILCO , PTT6-500P |  |  | 16.61 | 2002-05-21 11:33 | Anjanece | 24 | 2800 | #VALUE! | #VALUE!
UTILCO | PTT6-500P | Y | UTILCO , PTT6-500P |  |  | 16.72 | 2002-05-21 11:33 | Anjanece | 24 | 2800 | #VALUE! | #VALUE!
UTILCO | PTT6-500P | Y | UTILCO , PTT6-500P |  |  | 18.91 | 2002-05-21 11:33 | Anjanece | 24 | 2800 | #VALUE! | #VALUE!
UTILCO | PTT6-500P | Y | UTILCO , PTT6-500P |  |  | 19.67 | 2002-05-21 11:33 | Anjanece | 24 | 2800 | #VALUE! | #VALUE!
UTILCO | PTT6-500P | Y | UTILCO , PTT6-500P |  |  | 19.74 | 2002-05-21 11:33 | Anjanece | 24 | 2800 | #VALUE! | #VALUE!
UTILCO | PTT6-500P | Y | UTILCO , PTT6-500P |  |  | 20.6 | 2002-05-21 11:33 | Anjanece | 24 | 2800 | #VALUE! | #VALUE!
UTILCO | PTT6-500P | Y | UTILCO , PTT6-500P |  |  | 20.78 | 2002-05-21 11:33 | Anjanece | 24 | 2800 | #VALUE! | #VALUE!
UTILCO | PTT6-500P | Y | UTILCO , PTT6-500P |  |  | 20.79 | 2002-05-21 11:33 | Anjanece | 24 | 2800 | #VALUE! | #VALUE!
UTILCO | PTT6-500P | Y | UTILCO , PTT6-500P |  |  | 20.83 | 2002-05-21 11:33 | Anjanece | 24 | 2800 | #VALUE! | #VALUE!
UTILCO | PTT6-500P | Y | UTILCO , PTT6-500P |  |  | 20.86 | 2002-05-21 11:33 | Anjanece | 24 | 2800 | #VALUE! | #VALUE!
UTILCO | PTT6-500P | Y | UTILCO , PTT6-500P |  |  | 21.03 | 2002-05-21 11:33 | Anjanece | 24 | 2800 | #VALUE! | #VALUE!
UTILCO | PTT6-500P | Y | UTILCO , PTT6-500P |  |  | 21.04 | 2002-05-21 11:33 | Anjanece | 24 | 2800 | #VALUE! | #VALUE!
UTILCO | PTT6-500P | Y | UTILCO , PTT6-500P |  |  | 21.06 | 2002-05-21 11:33 | Anjanece | 24 | 2800 | #VALUE! | #VALUE!
UTILCO | PTT6-500P | Y | UTILCO , PTT6-500P |  |  | 21.07 | 2002-05-21 11:33 | Anjanece | 24 | 2800 | #VALUE! | #VALUE!
UTILCO | PTT6-500P | Y | UTILCO , PTT6-500P |  |  | 21.08 | 2002-05-21 11:33 | Anjanece | 24 | 2800 | #VALUE! | #VALUE!
UTILCO | PTT6-500P | Y | UTILCO , PTT6-500P |  |  | 21.09 | 2002-05-21 11:33 | Anjanece | 24 | 2800 | #VALUE! | #VALUE!
UTILCO | PTT6-500P | Y | UTILCO , PTT6-500P |  |  | 21.15 | 2002-05-21 11:33 | Anjanece | 24 | 2800 | #VALUE! | #VALUE!
UTILCO | PTT6-500P | Y | UTILCO , PTT6-500P |  |  | 21.16 | 2002-05-21 11:33 | Anjanece | 24 | 2800 | #VALUE! | #VALUE!
UTILCO | PTT6-500P | Y | UTILCO , PTT6-500P |  |  | 21.23 | 2002-05-21 11:33 | Anjanece | 24 | 2800 | #VALUE! | #VALUE!
UTILCO | PTT6-500P | Y | UTILCO , PTT6-500P |  |  | 21.24 | 2002-05-21 11:33 | Anjanece | 24 | 2800 | #VALUE! | #VALUE!
UTILCO | PTT6-500P | Y | UTILCO , PTT6-500P |  |  | 21.35 | 2002-05-21 11:33 | Anjanece | 24 | 2800 | #VALUE! | #VALUE!
UTILCO | PTT6-500P | Y | UTILCO , PTT6-500P |  |  | 21.37 | 2002-05-21 11:33 | Anjanece | 24 | 2800 | #VALUE! | #VALUE!
UTILCO | PTT6-500P | Y | UTILCO , PTT6-500P |  |  | 21.41 | 2002-05-21 11:33 | Anjanece | 24 | 2800 | #VALUE! | #VALUE!
UTILCO | PTT6-500P | Y | UTILCO , PTT6-500P |  |  | 21.44 | 2002-05-21 11:33 | Anjanece | 24 | 2800 | #VALUE! | #VALUE!
UTILCO | PTT6-500P | Y | UTILCO , PTT6-500P |  |  | 21.48 | 2002-05-21 11:33 | Anjanece | 24 | 2800 | #VALUE! | #VALUE!
UTILCO | PTT6-500P | Y | UTILCO , PTT6-500P |  |  | 21.5 | 2002-05-21 11:33 | Anjanece | 24 | 2800 | #VALUE! | #VALUE!
UTILCO | PTT6-500P | Y | UTILCO , PTT6-500P |  |  | 21.56 | 2002-05-21 11:33 | Anjanece | 24 | 2800 | #VALUE! | #VALUE!
UTILCO | PTT6-500P | Y | UTILCO , PTT6-500P |  |  | 21.6 | 2002-05-21 11:33 | Anjanece | 24 | 2800 | #VALUE! | #VALUE!
UTILCO | PTT6-500P | Y | UTILCO , PTT6-500P |  | Storm Stores | 0 | 2018-04-16 10:15 | Anjanece | 24 | 2800 | #VALUE! | #VALUE!
UTILCO | PTT6-500P | Y | UTILCO , PTT6-500P |  |  | 12.72 | 2018-04-16 10:15 | Anjanece | 24 | 2800 | #VALUE! | #VALUE!
UTILCO | PTT6-500P | Y | UTILCO , PTT6-500P |  |  | 13.33 | 2018-04-16 10:15 | Anjanece | 24 | 2800 | #VALUE! | #VALUE!
UTILCO | PTT6-500P | Y | UTILCO , PTT6-500P |  |  | 17.05 | 2018-04-16 10:15 | Anjanece | 24 | 2800 | #VALUE! | #VALUE!
UTILCO | PTT6-500P | Y | UTILCO , PTT6-500P |  |  | 18.11 | 2018-04-16 10:15 | Anjanece | 24 | 2800 | #VALUE! | #VALUE!
UTILCO | PTT6-500P | Y | UTILCO , PTT6-500P |  |  | 19.06 | 2018-04-16 10:15 | Anjanece | 24 | 2800 | #VALUE! | #VALUE!
UTILCO | PTT6-500P | Y | UTILCO , PTT6-500P |  |  | 19.09 | 2018-04-16 10:15 | Anjanece | 24 | 2800 | #VALUE! | #VALUE!
UTILCO | PTT6-500P | Y | UTILCO , PTT6-500P |  |  | 19.25 | 2018-04-16 10:15 | Anjanece | 24 | 2800 | #VALUE! | #VALUE!
UTILCO | PTT6-500P | Y | UTILCO , PTT6-500P |  |  | 19.33 | 2018-04-16 10:15 | Anjanece | 24 | 2800 | #VALUE! | #VALUE!
UTILCO | PTT6-500P | Y | UTILCO , PTT6-500P |  |  | 19.45 | 2018-04-16 10:15 | Anjanece | 24 | 2800 | #VALUE! | #VALUE!
UTILCO | PTT6-500P | Y | UTILCO , PTT6-500P |  |  | 19.6 | 2018-04-16 10:15 | Anjanece | 24 | 2800 | #VALUE! | #VALUE!
UTILCO | PTT6-500P | Y | UTILCO , PTT6-500P |  |  | 19.74 | 2018-04-16 10:15 | Anjanece | 24 | 2800 | #VALUE! | #VALUE!
UTILCO | PTT6-500P | Y | UTILCO , PTT6-500P |  |  | 19.77 | 2018-04-16 10:15 | Anjanece | 24 | 2800 | #VALUE! | #VALUE!
UTILCO | PTT6-500P | Y | UTILCO , PTT6-500P |  |  | 20.11 | 2018-04-16 10:15 | Anjanece | 24 | 2800 | #VALUE! | #VALUE!
UTILCO | PTT6-500P | Y | UTILCO , PTT6-500P |  |  | 20.34 | 2018-04-16 10:15 | Anjanece | 24 | 2800 | #VALUE! | #VALUE!
HOMAC | RABP6350C | Y | HOMAC , RABP6350C | JEA OVERHEAD DISTRIBUTION | CSC Stores | 28.98 | 2008-04-01 12:31 | Anjanece | 150 | 0 | #VALUE! | #VALUE!
HOMAC | RABP6350C | Y | HOMAC , RABP6350C |  |  | 31.84 | 2008-04-01 12:31 | Anjanece | 150 | 0 | #VALUE! | #VALUE!
HOMAC | RABP6350C | Y | HOMAC , RABP6350C |  |  | 31.85 | 2008-04-01 12:31 | Anjanece | 150 | 0 | #VALUE! | #VALUE!
HOMAC | RABP6350C | Y | HOMAC , RABP6350C |  |  | 33.52 | 2008-04-01 12:31 | Anjanece | 150 | 0 | #VALUE! | #VALUE!
HOMAC | RABP6350C | Y | HOMAC , RABP6350C |  |  | 33.59 | 2008-04-01 12:31 | Anjanece | 150 | 0 | #VALUE! | #VALUE!
HOMAC | RABP6350C | Y | HOMAC , RABP6350C |  |  | 33.6 | 2008-04-01 12:31 | Anjanece | 150 | 0 | #VALUE! | #VALUE!
HOMAC | RABP6350C | Y | HOMAC , RABP6350C |  |  | 33.89 | 2008-04-01 12:31 | Anjanece | 150 | 0 | #VALUE! | #VALUE!
HOMAC | RABP6350C | Y | HOMAC , RABP6350C |  |  | 34.01 | 2008-04-01 12:31 | Anjanece | 150 | 0 | #VALUE! | #VALUE!
HOMAC | RABP6350C | Y | HOMAC , RABP6350C |  |  | 34.65 | 2008-04-01 12:31 | Anjanece | 150 | 0 | #VALUE! | #VALUE!
HOMAC | RABP6350C | Y | HOMAC , RABP6350C |  |  | 34.74 | 2008-04-01 12:31 | Anjanece | 150 | 0 | #VALUE! | #VALUE!
HOMAC | RABP6350C | Y | HOMAC , RABP6350C |  |  | 34.89 | 2008-04-01 12:31 | Anjanece | 150 | 0 | #VALUE! | #VALUE!
HOMAC | RABP6350C | Y | HOMAC , RABP6350C |  |  | 34.93 | 2008-04-01 12:31 | Anjanece | 150 | 0 | #VALUE! | #VALUE!
HOMAC | RABP6350C | Y | HOMAC , RABP6350C |  |  | 34.97 | 2008-04-01 12:31 | Anjanece | 150 | 0 | #VALUE! | #VALUE!
HOMAC | RABP6350C | Y | HOMAC , RABP6350C |  |  | 35.64 | 2008-04-01 12:31 | Anjanece | 150 | 0 | #VALUE! | #VALUE!
HOMAC | RABP6350C | Y | HOMAC , RABP6350C |  |  | 35.81 | 2008-04-01 12:31 | Anjanece | 150 | 0 | #VALUE! | #VALUE!
HOMAC | RABP6350C | Y | HOMAC , RABP6350C |  |  | 40.61 | 2008-04-01 12:31 | Anjanece | 150 | 0 | #VALUE! | #VALUE!
HOMAC | RABP6350C | Y | HOMAC , RABP6350C |  |  | 56.15 | 2008-04-01 12:31 | Anjanece | 150 | 0 | #VALUE! | #VALUE!
HOMAC | RABP6350C | Y | HOMAC , RABP6350C |  |  | 65.1 | 2008-04-01 12:31 | Anjanece | 150 | 0 | #VALUE! | #VALUE!
CONNECTOR MANUFACTURING CO. | L3D4-750IK-JEA | Y | CONNECTOR MANUFACTURING CO. , L3D4-750IK-JEA | JEA OVERHEAD DISTRIBUTION | CSC Stores | 0 | 2016-07-05 09:47 | Anjanece | 3 | 0 | #VALUE! | #VALUE!
CONNECTOR MANUFACTURING CO. | L3D4-750IK-JEA | Y | CONNECTOR MANUFACTURING CO. , L3D4-750IK-JEA |  |  | 45.89 | 2016-07-05 09:47 | Anjanece | 3 | 0 | #VALUE! | #VALUE!
CONNECTOR MANUFACTURING CO. | L3D4-750IK-JEA | Y | CONNECTOR MANUFACTURING CO. , L3D4-750IK-JEA |  |  | 47.86 | 2016-07-05 09:47 | Anjanece | 3 | 0 | #VALUE! | #VALUE!
CONNECTOR MANUFACTURING CO. | L3D4-750IK-JEA | Y | CONNECTOR MANUFACTURING CO. , L3D4-750IK-JEA |  |  | 75.22 | 2016-07-05 09:47 | Anjanece | 3 | 0 | #VALUE! | #VALUE!
CONNECTOR MANUFACTURING CO. | L3D4-750IK-JEA | Y | CONNECTOR MANUFACTURING CO. , L3D4-750IK-JEA |  |  | 76.09 | 2016-07-05 09:47 | Anjanece | 3 | 0 | #VALUE! | #VALUE!
CONNECTOR MANUFACTURING CO. | L3D4-750IK-JEA | Y | CONNECTOR MANUFACTURING CO. , L3D4-750IK-JEA |  |  | 100 | 2016-07-05 09:47 | Anjanece | 3 | 0 | #VALUE! | #VALUE!
THOMAS AND BETTS | TC5342A | Y | THOMAS AND BETTS , TC5342A | JEA OVERHEAD DISTRIBUTION | CSC Stores | 0.59 | 1992-01-14 | Anjanece | 100 | 0 | #VALUE! | #VALUE!
THOMAS AND BETTS | TC5342A | Y | THOMAS AND BETTS , TC5342A |  |  | 0.7 | 1992-01-14 | Anjanece | 100 | 0 | #VALUE! | #VALUE!
THOMAS AND BETTS | TC5342A | Y | THOMAS AND BETTS , TC5342A |  |  | 0.74 | 1992-01-14 | Anjanece | 100 | 0 | #VALUE! | #VALUE!
THOMAS AND BETTS | TC5342A | Y | THOMAS AND BETTS , TC5342A |  |  | 0.79 | 1992-01-14 | Anjanece | 100 | 0 | #VALUE! | #VALUE!
THOMAS AND BETTS | TC5342A | Y | THOMAS AND BETTS , TC5342A |  |  | 0.8 | 1992-01-14 | Anjanece | 100 | 0 | #VALUE! | #VALUE!
THOMAS AND BETTS | TC5342A | Y | THOMAS AND BETTS , TC5342A |  |  | 0.86 | 1992-01-14 | Anjanece | 100 | 0 | #VALUE! | #VALUE!
THOMAS AND BETTS | TC5342A | Y | THOMAS AND BETTS , TC5342A |  |  | 0.9 | 1992-01-14 | Anjanece | 100 | 0 | #VALUE! | #VALUE!
THOMAS AND BETTS | TC5342A | Y | THOMAS AND BETTS , TC5342A |  |  | 0.91 | 1992-01-14 | Anjanece | 100 | 0 | #VALUE! | #VALUE!
THOMAS AND BETTS | TC5342A | Y | THOMAS AND BETTS , TC5342A |  |  | 0.92 | 1992-01-14 | Anjanece | 100 | 0 | #VALUE! | #VALUE!
THOMAS AND BETTS | TY524M | Y | THOMAS AND BETTS , TY524M | JEA OVERHEAD DISTRIBUTION | CSC Stores | 0.09 | 1992-01-14 | Anjanece | 1000 | 0 | #VALUE! | #VALUE!
THOMAS AND BETTS | TY524M | Y | THOMAS AND BETTS , TY524M |  |  | 0.11 | 1992-01-14 | Anjanece | 1000 | 0 | #VALUE! | #VALUE!
THOMAS AND BETTS | TY524M | Y | THOMAS AND BETTS , TY524M |  |  | 0.13 | 1992-01-14 | Anjanece | 1000 | 0 | #VALUE! | #VALUE!
THOMAS AND BETTS | TY524M | Y | THOMAS AND BETTS , TY524M |  |  | 0.14 | 1992-01-14 | Anjanece | 1000 | 0 | #VALUE! | #VALUE!
THOMAS AND BETTS | TY524M | Y | THOMAS AND BETTS , TY524M |  |  | 0.16 | 1992-01-14 | Anjanece | 1000 | 0 | #VALUE! | #VALUE!
THOMAS AND BETTS | TY524M | Y | THOMAS AND BETTS , TY524M |  |  | 0.17 | 1992-01-14 | Anjanece | 1000 | 0 | #VALUE! | #VALUE!
THOMAS AND BETTS | TY524M | Y | THOMAS AND BETTS , TY524M |  |  | 0.19 | 1992-01-14 | Anjanece | 1000 | 0 | #VALUE! | #VALUE!
BURNDY CORP. | CT50175C | Y | BURNDY CORP. , CT50175C | JEA OVERHEAD DISTRIBUTION | CSC Stores | 0.04 | 1992-01-13 | Anjanece | 100 | 0 | #VALUE! | #VALUE!
BURNDY CORP. | CT50175C | Y | BURNDY CORP. , CT50175C |  |  | 0.05 | 1992-01-13 | Anjanece | 100 | 0 | #VALUE! | #VALUE!
BURNDY CORP. | CT50175C | Y | BURNDY CORP. , CT50175C |  |  | 0.06 | 1992-01-13 | Anjanece | 100 | 0 | #VALUE! | #VALUE!
BURNDY CORP. | CT50175C | Y | BURNDY CORP. , CT50175C |  |  | 0.07 | 1992-01-13 | Anjanece | 100 | 0 | #VALUE! | #VALUE!
BURNDY CORP. | CT50175C | Y | BURNDY CORP. , CT50175C |  |  | 0.08 | 1992-01-13 | Anjanece | 100 | 0 | #VALUE! | #VALUE!
BURNDY CORP. | CT50175C | Y | BURNDY CORP. , CT50175C |  |  | 0.14 | 1992-01-13 | Anjanece | 100 | 0 | #VALUE! | #VALUE!
BURNDY CORP. | CT50175C | Y | BURNDY CORP. , CT50175C |  |  | 0.15 | 1992-01-13 | Anjanece | 100 | 0 | #VALUE! | #VALUE!
BURNDY CORP. | CT50175C | Y | BURNDY CORP. , CT50175C |  |  | 0.17 | 1992-01-13 | Anjanece | 100 | 0 | #VALUE! | #VALUE!
BURNDY CORP. | CT50175C | Y | BURNDY CORP. , CT50175C |  |  | 0.18 | 1992-01-13 | Anjanece | 100 | 0 | #VALUE! | #VALUE!
BURNDY CORP. | CT50175C | Y | BURNDY CORP. , CT50175C |  |  | 0.19 | 1992-01-13 | Anjanece | 100 | 0 | #VALUE! | #VALUE!
BURNDY CORP. | TF5D | Y | BURNDY CORP. , TF5D | JEA OVERHEAD DISTRIBUTION | CSC Stores | 0.04 | 1992-01-13 | Anjanece | 100 | 0 | #VALUE! | #VALUE!
BURNDY CORP. | TF5D | Y | BURNDY CORP. , TF5D |  |  | 0.05 | 1992-01-13 | Anjanece | 100 | 0 | #VALUE! | #VALUE!
BURNDY CORP. | TF5D | Y | BURNDY CORP. , TF5D |  |  | 0.06 | 1992-01-13 | Anjanece | 100 | 0 | #VALUE! | #VALUE!
BURNDY CORP. | TF5D | Y | BURNDY CORP. , TF5D |  |  | 0.07 | 1992-01-13 | Anjanece | 100 | 0 | #VALUE! | #VALUE!
BURNDY CORP. | TF5D | Y | BURNDY CORP. , TF5D |  |  | 0.08 | 1992-01-13 | Anjanece | 100 | 0 | #VALUE! | #VALUE!
BURNDY CORP. | TF5D | Y | BURNDY CORP. , TF5D |  |  | 0.14 | 1992-01-13 | Anjanece | 100 | 0 | #VALUE! | #VALUE!
BURNDY CORP. | TF5D | Y | BURNDY CORP. , TF5D |  |  | 0.15 | 1992-01-13 | Anjanece | 100 | 0 | #VALUE! | #VALUE!
BURNDY CORP. | TF5D | Y | BURNDY CORP. , TF5D |  |  | 0.17 | 1992-01-13 | Anjanece | 100 | 0 | #VALUE! | #VALUE!
BURNDY CORP. | TF5D | Y | BURNDY CORP. , TF5D |  |  | 0.18 | 1992-01-13 | Anjanece | 100 | 0 | #VALUE! | #VALUE!
BURNDY CORP. | TF5D | Y | BURNDY CORP. , TF5D |  |  | 0.19 | 1992-01-13 | Anjanece | 100 | 0 | #VALUE! | #VALUE!
THOMAS AND BETTS | TY525M | Y | THOMAS AND BETTS , TY525M | JEA OVERHEAD DISTRIBUTION | CSC Stores | 0.04 | 1992-01-13 | Anjanece | 100 | 0 | #VALUE! | #VALUE!
THOMAS AND BETTS | TY525M | Y | THOMAS AND BETTS , TY525M |  |  | 0.05 | 1992-01-13 | Anjanece | 100 | 0 | #VALUE! | #VALUE!
THOMAS AND BETTS | TY525M | Y | THOMAS AND BETTS , TY525M |  |  | 0.06 | 1992-01-13 | Anjanece | 100 | 0 | #VALUE! | #VALUE!
THOMAS AND BETTS | TY525M | Y | THOMAS AND BETTS , TY525M |  |  | 0.07 | 1992-01-13 | Anjanece | 100 | 0 | #VALUE! | #VALUE!
THOMAS AND BETTS | TY525M | Y | THOMAS AND BETTS , TY525M |  |  | 0.08 | 1992-01-13 | Anjanece | 100 | 0 | #VALUE! | #VALUE!
THOMAS AND BETTS | TY525M | Y | THOMAS AND BETTS , TY525M |  |  | 0.14 | 1992-01-13 | Anjanece | 100 | 0 | #VALUE! | #VALUE!
THOMAS AND BETTS | TY525M | Y | THOMAS AND BETTS , TY525M |  |  | 0.15 | 1992-01-13 | Anjanece | 100 | 0 | #VALUE! | #VALUE!
THOMAS AND BETTS | TY525M | Y | THOMAS AND BETTS , TY525M |  |  | 0.17 | 1992-01-13 | Anjanece | 100 | 0 | #VALUE! | #VALUE!
THOMAS AND BETTS | TY525M | Y | THOMAS AND BETTS , TY525M |  |  | 0.18 | 1992-01-13 | Anjanece | 100 | 0 | #VALUE! | #VALUE!
THOMAS AND BETTS | TY525M | Y | THOMAS AND BETTS , TY525M |  |  | 0.19 | 1992-01-13 | Anjanece | 100 | 0 | #VALUE! | #VALUE!
THOMAS AND BETTS | TY5272M | Y | THOMAS AND BETTS , TY5272M | JEA OVERHEAD DISTRIBUTION | CSC Stores | 0.25 | 1992-01-14 | Anjanece | 50 | 0 | #VALUE! | #VALUE!
BURNDY CORP. | CT40300C | Y | BURNDY CORP. , CT40300C | JEA OVERHEAD DISTRIBUTION | CSC Stores | 0.04 | 1993-03-10 | Anjanece | 100 | 0 | #VALUE! | #VALUE!
BURNDY CORP. | CT40300C | Y | BURNDY CORP. , CT40300C |  |  | 0.05 | 1993-03-10 | Anjanece | 100 | 0 | #VALUE! | #VALUE!
BURNDY CORP. | CT40300C | Y | BURNDY CORP. , CT40300C |  |  | 0.06 | 1993-03-10 | Anjanece | 100 | 0 | #VALUE! | #VALUE!
BURNDY CORP. | CT40300C | Y | BURNDY CORP. , CT40300C |  |  | 0.07 | 1993-03-10 | Anjanece | 100 | 0 | #VALUE! | #VALUE!
BURNDY CORP. | CT40300C | Y | BURNDY CORP. , CT40300C |  |  | 0.08 | 1993-03-10 | Anjanece | 100 | 0 | #VALUE! | #VALUE!
BURNDY CORP. | CT40300C | Y | BURNDY CORP. , CT40300C |  |  | 0.09 | 1993-03-10 | Anjanece | 100 | 0 | #VALUE! | #VALUE!
BURNDY CORP. | CT40300C | Y | BURNDY CORP. , CT40300C |  |  | 0.1 | 1993-03-10 | Anjanece | 100 | 0 | #VALUE! | #VALUE!
BURNDY CORP. | CT40300C | Y | BURNDY CORP. , CT40300C |  |  | 0.11 | 1993-03-10 | Anjanece | 100 | 0 | #VALUE! | #VALUE!
BURNDY CORP. | CT40300C | Y | BURNDY CORP. , CT40300C |  |  | 0.18 | 1993-03-10 | Anjanece | 100 | 0 | #VALUE! | #VALUE!
DENNISON | 08859 | Y | DENNISON , 08859 | JEA OVERHEAD DISTRIBUTION | CSC Stores | 0.04 | 1993-03-10 | Anjanece | 100 | 0 | #VALUE! | #VALUE!
DENNISON | 08859 | Y | DENNISON , 08859 |  |  | 0.05 | 1993-03-10 | Anjanece | 100 | 0 | #VALUE! | #VALUE!
DENNISON | 08859 | Y | DENNISON , 08859 |  |  | 0.06 | 1993-03-10 | Anjanece | 100 | 0 | #VALUE! | #VALUE!
DENNISON | 08859 | Y | DENNISON , 08859 |  |  | 0.07 | 1993-03-10 | Anjanece | 100 | 0 | #VALUE! | #VALUE!
DENNISON | 08859 | Y | DENNISON , 08859 |  |  | 0.08 | 1993-03-10 | Anjanece | 100 | 0 | #VALUE! | #VALUE!
DENNISON | 08859 | Y | DENNISON , 08859 |  |  | 0.09 | 1993-03-10 | Anjanece | 100 | 0 | #VALUE! | #VALUE!
DENNISON | 08859 | Y | DENNISON , 08859 |  |  | 0.1 | 1993-03-10 | Anjanece | 100 | 0 | #VALUE! | #VALUE!
DENNISON | 08859 | Y | DENNISON , 08859 |  |  | 0.11 | 1993-03-10 | Anjanece | 100 | 0 | #VALUE! | #VALUE!
DENNISON | 08859 | Y | DENNISON , 08859 |  |  | 0.18 | 1993-03-10 | Anjanece | 100 | 0 | #VALUE! | #VALUE!
PANDUIT CORP. | PLT 3I | Y | PANDUIT CORP. , PLT 3I | JEA OVERHEAD DISTRIBUTION | CSC Stores | 0.04 | 1993-03-10 | Anjanece | 100 | 0 | #VALUE! | #VALUE!
PANDUIT CORP. | PLT 3I | Y | PANDUIT CORP. , PLT 3I |  |  | 0.05 | 1993-03-10 | Anjanece | 100 | 0 | #VALUE! | #VALUE!
PANDUIT CORP. | PLT 3I | Y | PANDUIT CORP. , PLT 3I |  |  | 0.06 | 1993-03-10 | Anjanece | 100 | 0 | #VALUE! | #VALUE!
PANDUIT CORP. | PLT 3I | Y | PANDUIT CORP. , PLT 3I |  |  | 0.07 | 1993-03-10 | Anjanece | 100 | 0 | #VALUE! | #VALUE!
PANDUIT CORP. | PLT 3I | Y | PANDUIT CORP. , PLT 3I |  |  | 0.08 | 1993-03-10 | Anjanece | 100 | 0 | #VALUE! | #VALUE!
PANDUIT CORP. | PLT 3I | Y | PANDUIT CORP. , PLT 3I |  |  | 0.09 | 1993-03-10 | Anjanece | 100 | 0 | #VALUE! | #VALUE!
PANDUIT CORP. | PLT 3I | Y | PANDUIT CORP. , PLT 3I |  |  | 0.1 | 1993-03-10 | Anjanece | 100 | 0 | #VALUE! | #VALUE!
PANDUIT CORP. | PLT 3I | Y | PANDUIT CORP. , PLT 3I |  |  | 0.11 | 1993-03-10 | Anjanece | 100 | 0 | #VALUE! | #VALUE!
PANDUIT CORP. | PLT 3I | Y | PANDUIT CORP. , PLT 3I |  |  | 0.18 | 1993-03-10 | Anjanece | 100 | 0 | #VALUE! | #VALUE!
THOMAS AND BETTS | 13-243 | Y | THOMAS AND BETTS , 13-243 | JEA OVERHEAD DISTRIBUTION | CSC Stores | 0.04 | 1993-03-10 | Anjanece | 100 | 0 | #VALUE! | #VALUE!
THOMAS AND BETTS | 13-243 | Y | THOMAS AND BETTS , 13-243 |  |  | 0.05 | 1993-03-10 | Anjanece | 100 | 0 | #VALUE! | #VALUE!
THOMAS AND BETTS | 13-243 | Y | THOMAS AND BETTS , 13-243 |  |  | 0.06 | 1993-03-10 | Anjanece | 100 | 0 | #VALUE! | #VALUE!
THOMAS AND BETTS | 13-243 | Y | THOMAS AND BETTS , 13-243 |  |  | 0.07 | 1993-03-10 | Anjanece | 100 | 0 | #VALUE! | #VALUE!
THOMAS AND BETTS | 13-243 | Y | THOMAS AND BETTS , 13-243 |  |  | 0.08 | 1993-03-10 | Anjanece | 100 | 0 | #VALUE! | #VALUE!
THOMAS AND BETTS | 13-243 | Y | THOMAS AND BETTS , 13-243 |  |  | 0.09 | 1993-03-10 | Anjanece | 100 | 0 | #VALUE! | #VALUE!
THOMAS AND BETTS | 13-243 | Y | THOMAS AND BETTS , 13-243 |  |  | 0.1 | 1993-03-10 | Anjanece | 100 | 0 | #VALUE! | #VALUE!
THOMAS AND BETTS | 13-243 | Y | THOMAS AND BETTS , 13-243 |  |  | 0.11 | 1993-03-10 | Anjanece | 100 | 0 | #VALUE! | #VALUE!
THOMAS AND BETTS | 13-243 | Y | THOMAS AND BETTS , 13-243 |  |  | 0.18 | 1993-03-10 | Anjanece | 100 | 0 | #VALUE! | #VALUE!
BURNDY CORP. | CT40200C0 | Y | BURNDY CORP. , CT40200C0 | JEA OVERHEAD DISTRIBUTION | CSC Stores | 0.04 | 1992-01-23 | Anjanece | 100 | 0 | #VALUE! | #VALUE!
BURNDY CORP. | CT40200C0 | Y | BURNDY CORP. , CT40200C0 |  |  | 0.05 | 1992-01-23 | Anjanece | 100 | 0 | #VALUE! | #VALUE!
BURNDY CORP. | CT40200C0 | Y | BURNDY CORP. , CT40200C0 |  |  | 0.06 | 1992-01-23 | Anjanece | 100 | 0 | #VALUE! | #VALUE!
BURNDY CORP. | CT40200C0 | Y | BURNDY CORP. , CT40200C0 |  |  | 0.08 | 1992-01-23 | Anjanece | 100 | 0 | #VALUE! | #VALUE!
BURNDY CORP. | CT40200C0 | Y | BURNDY CORP. , CT40200C0 |  |  | 0.13 | 1992-01-23 | Anjanece | 100 | 0 | #VALUE! | #VALUE!
BURNDY CORP. | CT40200C0 | Y | BURNDY CORP. , CT40200C0 |  |  | 0.14 | 1992-01-23 | Anjanece | 100 | 0 | #VALUE! | #VALUE!
DENNISON | 08386 | Y | DENNISON , 08386 | JEA OVERHEAD DISTRIBUTION | CSC Stores | 0.04 | 1992-01-23 | Anjanece | 100 | 0 | #VALUE! | #VALUE!
DENNISON | 08386 | Y | DENNISON , 08386 |  |  | 0.05 | 1992-01-23 | Anjanece | 100 | 0 | #VALUE! | #VALUE!
DENNISON | 08386 | Y | DENNISON , 08386 |  |  | 0.06 | 1992-01-23 | Anjanece | 100 | 0 | #VALUE! | #VALUE!
DENNISON | 08386 | Y | DENNISON , 08386 |  |  | 0.08 | 1992-01-23 | Anjanece | 100 | 0 | #VALUE! | #VALUE!
DENNISON | 08386 | Y | DENNISON , 08386 |  |  | 0.13 | 1992-01-23 | Anjanece | 100 | 0 | #VALUE! | #VALUE!
DENNISON | 08386 | Y | DENNISON , 08386 |  |  | 0.14 | 1992-01-23 | Anjanece | 100 | 0 | #VALUE! | #VALUE!
THOMAS AND BETTS | TY5242MX | Y | THOMAS AND BETTS , TY5242MX | JEA OVERHEAD DISTRIBUTION | CSC Stores | 0.04 | 1992-01-23 | Anjanece | 100 | 0 | #VALUE! | #VALUE!
THOMAS AND BETTS | TY5242MX | Y | THOMAS AND BETTS , TY5242MX |  |  | 0.05 | 1992-01-23 | Anjanece | 100 | 0 | #VALUE! | #VALUE!
THOMAS AND BETTS | TY5242MX | Y | THOMAS AND BETTS , TY5242MX |  |  | 0.06 | 1992-01-23 | Anjanece | 100 | 0 | #VALUE! | #VALUE!
THOMAS AND BETTS | TY5242MX | Y | THOMAS AND BETTS , TY5242MX |  |  | 0.08 | 1992-01-23 | Anjanece | 100 | 0 | #VALUE! | #VALUE!
THOMAS AND BETTS | TY5242MX | Y | THOMAS AND BETTS , TY5242MX |  |  | 0.13 | 1992-01-23 | Anjanece | 100 | 0 | #VALUE! | #VALUE!
THOMAS AND BETTS | TY5242MX | Y | THOMAS AND BETTS , TY5242MX |  |  | 0.14 | 1992-01-23 | Anjanece | 100 | 0 | #VALUE! | #VALUE!
CMC/BARFIELD MANUFACTURING | VC-4NP | Y | CMC/BARFIELD MANUFACTURING , VC-4NP | JEA OVERHEAD DISTRIBUTION | CSC Stores | 1.11 | 2000-06-06 06:53 | Anjanece | 200 | 900 | #VALUE! | #VALUE!
CMC/BARFIELD MANUFACTURING | VC-4NP | Y | CMC/BARFIELD MANUFACTURING , VC-4NP |  |  | 1.12 | 2000-06-06 06:53 | Anjanece | 200 | 900 | #VALUE! | #VALUE!
CMC/BARFIELD MANUFACTURING | VC-4NP | Y | CMC/BARFIELD MANUFACTURING , VC-4NP |  |  | 1.13 | 2000-06-06 06:53 | Anjanece | 200 | 900 | #VALUE! | #VALUE!
CMC/BARFIELD MANUFACTURING | VC-4NP | Y | CMC/BARFIELD MANUFACTURING , VC-4NP |  |  | 1.15 | 2000-06-06 06:53 | Anjanece | 200 | 900 | #VALUE! | #VALUE!
CMC/BARFIELD MANUFACTURING | VC-4NP | Y | CMC/BARFIELD MANUFACTURING , VC-4NP |  |  | 1.16 | 2000-06-06 06:53 | Anjanece | 200 | 900 | #VALUE! | #VALUE!
CMC/BARFIELD MANUFACTURING | VC-4NP | Y | CMC/BARFIELD MANUFACTURING , VC-4NP |  |  | 1.45 | 2000-06-06 06:53 | Anjanece | 200 | 900 | #VALUE! | #VALUE!
CMC/BARFIELD MANUFACTURING | VC-4NP | Y | CMC/BARFIELD MANUFACTURING , VC-4NP |  |  | 1.73 | 2000-06-06 06:53 | Anjanece | 200 | 900 | #VALUE! | #VALUE!
CMC/BARFIELD MANUFACTURING | VC-4NP | Y | CMC/BARFIELD MANUFACTURING , VC-4NP |  |  | 1.93 | 2000-06-06 06:53 | Anjanece | 200 | 900 | #VALUE! | #VALUE!
CMC/BARFIELD MANUFACTURING | VC-4NP | Y | CMC/BARFIELD MANUFACTURING , VC-4NP |  |  | 1.96 | 2000-06-06 06:53 | Anjanece | 200 | 900 | #VALUE! | #VALUE!
CMC/BARFIELD MANUFACTURING | VC-4NP | Y | CMC/BARFIELD MANUFACTURING , VC-4NP |  |  | 2.01 | 2000-06-06 06:53 | Anjanece | 200 | 900 | #VALUE! | #VALUE!
CMC/BARFIELD MANUFACTURING | VC-4NP | Y | CMC/BARFIELD MANUFACTURING , VC-4NP |  |  | 2.02 | 2000-06-06 06:53 | Anjanece | 200 | 900 | #VALUE! | #VALUE!
CMC/BARFIELD MANUFACTURING | VC-4NP | Y | CMC/BARFIELD MANUFACTURING , VC-4NP |  |  | 2.25 | 2000-06-06 06:53 | Anjanece | 200 | 900 | #VALUE! | #VALUE!
CMC/BARFIELD MANUFACTURING | VC-4NP | Y | CMC/BARFIELD MANUFACTURING , VC-4NP |  |  | 2.3 | 2000-06-06 06:53 | Anjanece | 200 | 900 | #VALUE! | #VALUE!
CMC/BARFIELD MANUFACTURING | VC-4NP | Y | CMC/BARFIELD MANUFACTURING , VC-4NP |  |  | 2.33 | 2000-06-06 06:53 | Anjanece | 200 | 900 | #VALUE! | #VALUE!
CMC/BARFIELD MANUFACTURING | VC-4NP | Y | CMC/BARFIELD MANUFACTURING , VC-4NP |  |  | 2.36 | 2000-06-06 06:53 | Anjanece | 200 | 900 | #VALUE! | #VALUE!
CMC/BARFIELD MANUFACTURING | VC-4NP | Y | CMC/BARFIELD MANUFACTURING , VC-4NP |  |  | 2.37 | 2000-06-06 06:53 | Anjanece | 200 | 900 | #VALUE! | #VALUE!
CMC/BARFIELD MANUFACTURING | VC-4NP | Y | CMC/BARFIELD MANUFACTURING , VC-4NP |  |  | 2.39 | 2000-06-06 06:53 | Anjanece | 200 | 900 | #VALUE! | #VALUE!
CMC/BARFIELD MANUFACTURING | VC-4NP | Y | CMC/BARFIELD MANUFACTURING , VC-4NP |  |  | 2.44 | 2000-06-06 06:53 | Anjanece | 200 | 900 | #VALUE! | #VALUE!
CMC/BARFIELD MANUFACTURING | VC-4NP | Y | CMC/BARFIELD MANUFACTURING , VC-4NP |  |  | 2.47 | 2000-06-06 06:53 | Anjanece | 200 | 900 | #VALUE! | #VALUE!
CMC/BARFIELD MANUFACTURING | VC-4NP | Y | CMC/BARFIELD MANUFACTURING , VC-4NP |  |  | 2.57 | 2000-06-06 06:53 | Anjanece | 200 | 900 | #VALUE! | #VALUE!
CMC/BARFIELD MANUFACTURING | VC-4NP | Y | CMC/BARFIELD MANUFACTURING , VC-4NP |  |  | 2.59 | 2000-06-06 06:53 | Anjanece | 200 | 900 | #VALUE! | #VALUE!
CMC/BARFIELD MANUFACTURING | VC-4NP | Y | CMC/BARFIELD MANUFACTURING , VC-4NP |  |  | 2.6 | 2000-06-06 06:53 | Anjanece | 200 | 900 | #VALUE! | #VALUE!
HUBBELL | GC-5004 | Y | HUBBELL , GC-5004 | JEA OVERHEAD DISTRIBUTION | CSC Stores | 1.11 | 2000-06-06 06:53 | Anjanece | 200 | 900 | #VALUE! | #VALUE!
HUBBELL | GC-5004 | Y | HUBBELL , GC-5004 |  |  | 1.12 | 2000-06-06 06:53 | Anjanece | 200 | 900 | #VALUE! | #VALUE!
HUBBELL | GC-5004 | Y | HUBBELL , GC-5004 |  |  | 1.13 | 2000-06-06 06:53 | Anjanece | 200 | 900 | #VALUE! | #VALUE!
HUBBELL | GC-5004 | Y | HUBBELL , GC-5004 |  |  | 1.15 | 2000-06-06 06:53 | Anjanece | 200 | 900 | #VALUE! | #VALUE!
HUBBELL | GC-5004 | Y | HUBBELL , GC-5004 |  |  | 1.16 | 2000-06-06 06:53 | Anjanece | 200 | 900 | #VALUE! | #VALUE!
HUBBELL | GC-5004 | Y | HUBBELL , GC-5004 |  |  | 1.45 | 2000-06-06 06:53 | Anjanece | 200 | 900 | #VALUE! | #VALUE!
HUBBELL | GC-5004 | Y | HUBBELL , GC-5004 |  |  | 1.73 | 2000-06-06 06:53 | Anjanece | 200 | 900 | #VALUE! | #VALUE!
HUBBELL | GC-5004 | Y | HUBBELL , GC-5004 |  |  | 1.93 | 2000-06-06 06:53 | Anjanece | 200 | 900 | #VALUE! | #VALUE!
HUBBELL | GC-5004 | Y | HUBBELL , GC-5004 |  |  | 1.96 | 2000-06-06 06:53 | Anjanece | 200 | 900 | #VALUE! | #VALUE!
HUBBELL | GC-5004 | Y | HUBBELL , GC-5004 |  |  | 2.01 | 2000-06-06 06:53 | Anjanece | 200 | 900 | #VALUE! | #VALUE!
HUBBELL | GC-5004 | Y | HUBBELL , GC-5004 |  |  | 2.02 | 2000-06-06 06:53 | Anjanece | 200 | 900 | #VALUE! | #VALUE!
HUBBELL | GC-5004 | Y | HUBBELL , GC-5004 |  |  | 2.25 | 2000-06-06 06:53 | Anjanece | 200 | 900 | #VALUE! | #VALUE!
HUBBELL | GC-5004 | Y | HUBBELL , GC-5004 |  |  | 2.3 | 2000-06-06 06:53 | Anjanece | 200 | 900 | #VALUE! | #VALUE!
HUBBELL | GC-5004 | Y | HUBBELL , GC-5004 |  |  | 2.33 | 2000-06-06 06:53 | Anjanece | 200 | 900 | #VALUE! | #VALUE!
HUBBELL | GC-5004 | Y | HUBBELL , GC-5004 |  |  | 2.36 | 2000-06-06 06:53 | Anjanece | 200 | 900 | #VALUE! | #VALUE!
HUBBELL | GC-5004 | Y | HUBBELL , GC-5004 |  |  | 2.37 | 2000-06-06 06:53 | Anjanece | 200 | 900 | #VALUE! | #VALUE!
HUBBELL | GC-5004 | Y | HUBBELL , GC-5004 |  |  | 2.39 | 2000-06-06 06:53 | Anjanece | 200 | 900 | #VALUE! | #VALUE!
HUBBELL | GC-5004 | Y | HUBBELL , GC-5004 |  |  | 2.44 | 2000-06-06 06:53 | Anjanece | 200 | 900 | #VALUE! | #VALUE!
HUBBELL | GC-5004 | Y | HUBBELL , GC-5004 |  |  | 2.47 | 2000-06-06 06:53 | Anjanece | 200 | 900 | #VALUE! | #VALUE!
HUBBELL | GC-5004 | Y | HUBBELL , GC-5004 |  |  | 2.57 | 2000-06-06 06:53 | Anjanece | 200 | 900 | #VALUE! | #VALUE!
HUBBELL | GC-5004 | Y | HUBBELL , GC-5004 |  |  | 2.59 | 2000-06-06 06:53 | Anjanece | 200 | 900 | #VALUE! | #VALUE!
HUBBELL | GC-5004 | Y | HUBBELL , GC-5004 |  |  | 2.6 | 2000-06-06 06:53 | Anjanece | 200 | 900 | #VALUE! | #VALUE!
MACLEAN POWER SYSTEMS | BVC-4 | Y | MACLEAN POWER SYSTEMS , BVC-4 | JEA OVERHEAD DISTRIBUTION | CSC Stores | 1.11 | 2000-06-06 06:53 | Anjanece | 200 | 900 | #VALUE! | #VALUE!
MACLEAN POWER SYSTEMS | BVC-4 | Y | MACLEAN POWER SYSTEMS , BVC-4 |  |  | 1.12 | 2000-06-06 06:53 | Anjanece | 200 | 900 | #VALUE! | #VALUE!
MACLEAN POWER SYSTEMS | BVC-4 | Y | MACLEAN POWER SYSTEMS , BVC-4 |  |  | 1.13 | 2000-06-06 06:53 | Anjanece | 200 | 900 | #VALUE! | #VALUE!
MACLEAN POWER SYSTEMS | BVC-4 | Y | MACLEAN POWER SYSTEMS , BVC-4 |  |  | 1.15 | 2000-06-06 06:53 | Anjanece | 200 | 900 | #VALUE! | #VALUE!
MACLEAN POWER SYSTEMS | BVC-4 | Y | MACLEAN POWER SYSTEMS , BVC-4 |  |  | 1.16 | 2000-06-06 06:53 | Anjanece | 200 | 900 | #VALUE! | #VALUE!
MACLEAN POWER SYSTEMS | BVC-4 | Y | MACLEAN POWER SYSTEMS , BVC-4 |  |  | 1.45 | 2000-06-06 06:53 | Anjanece | 200 | 900 | #VALUE! | #VALUE!
MACLEAN POWER SYSTEMS | BVC-4 | Y | MACLEAN POWER SYSTEMS , BVC-4 |  |  | 1.73 | 2000-06-06 06:53 | Anjanece | 200 | 900 | #VALUE! | #VALUE!
MACLEAN POWER SYSTEMS | BVC-4 | Y | MACLEAN POWER SYSTEMS , BVC-4 |  |  | 1.93 | 2000-06-06 06:53 | Anjanece | 200 | 900 | #VALUE! | #VALUE!
MACLEAN POWER SYSTEMS | BVC-4 | Y | MACLEAN POWER SYSTEMS , BVC-4 |  |  | 1.96 | 2000-06-06 06:53 | Anjanece | 200 | 900 | #VALUE! | #VALUE!
MACLEAN POWER SYSTEMS | BVC-4 | Y | MACLEAN POWER SYSTEMS , BVC-4 |  |  | 2.01 | 2000-06-06 06:53 | Anjanece | 200 | 900 | #VALUE! | #VALUE!
MACLEAN POWER SYSTEMS | BVC-4 | Y | MACLEAN POWER SYSTEMS , BVC-4 |  |  | 2.02 | 2000-06-06 06:53 | Anjanece | 200 | 900 | #VALUE! | #VALUE!
MACLEAN POWER SYSTEMS | BVC-4 | Y | MACLEAN POWER SYSTEMS , BVC-4 |  |  | 2.25 | 2000-06-06 06:53 | Anjanece | 200 | 900 | #VALUE! | #VALUE!
MACLEAN POWER SYSTEMS | BVC-4 | Y | MACLEAN POWER SYSTEMS , BVC-4 |  |  | 2.3 | 2000-06-06 06:53 | Anjanece | 200 | 900 | #VALUE! | #VALUE!
MACLEAN POWER SYSTEMS | BVC-4 | Y | MACLEAN POWER SYSTEMS , BVC-4 |  |  | 2.33 | 2000-06-06 06:53 | Anjanece | 200 | 900 | #VALUE! | #VALUE!
MACLEAN POWER SYSTEMS | BVC-4 | Y | MACLEAN POWER SYSTEMS , BVC-4 |  |  | 2.36 | 2000-06-06 06:53 | Anjanece | 200 | 900 | #VALUE! | #VALUE!
MACLEAN POWER SYSTEMS | BVC-4 | Y | MACLEAN POWER SYSTEMS , BVC-4 |  |  | 2.37 | 2000-06-06 06:53 | Anjanece | 200 | 900 | #VALUE! | #VALUE!
MACLEAN POWER SYSTEMS | BVC-4 | Y | MACLEAN POWER SYSTEMS , BVC-4 |  |  | 2.39 | 2000-06-06 06:53 | Anjanece | 200 | 900 | #VALUE! | #VALUE!
MACLEAN POWER SYSTEMS | BVC-4 | Y | MACLEAN POWER SYSTEMS , BVC-4 |  |  | 2.44 | 2000-06-06 06:53 | Anjanece | 200 | 900 | #VALUE! | #VALUE!
MACLEAN POWER SYSTEMS | BVC-4 | Y | MACLEAN POWER SYSTEMS , BVC-4 |  |  | 2.47 | 2000-06-06 06:53 | Anjanece | 200 | 900 | #VALUE! | #VALUE!
MACLEAN POWER SYSTEMS | BVC-4 | Y | MACLEAN POWER SYSTEMS , BVC-4 |  |  | 2.57 | 2000-06-06 06:53 | Anjanece | 200 | 900 | #VALUE! | #VALUE!
MACLEAN POWER SYSTEMS | BVC-4 | Y | MACLEAN POWER SYSTEMS , BVC-4 |  |  | 2.59 | 2000-06-06 06:53 | Anjanece | 200 | 900 | #VALUE! | #VALUE!
MACLEAN POWER SYSTEMS | BVC-4 | Y | MACLEAN POWER SYSTEMS , BVC-4 |  |  | 2.6 | 2000-06-06 06:53 | Anjanece | 200 | 900 | #VALUE! | #VALUE!
RICHARDS MFG. CO. | VC5 | Y | RICHARDS MFG. CO. , VC5 | JEA OVERHEAD DISTRIBUTION | CSC Stores | 1.11 | 2000-06-06 06:53 | Anjanece | 200 | 900 | #VALUE! | #VALUE!
RICHARDS MFG. CO. | VC5 | Y | RICHARDS MFG. CO. , VC5 |  |  | 1.12 | 2000-06-06 06:53 | Anjanece | 200 | 900 | #VALUE! | #VALUE!
RICHARDS MFG. CO. | VC5 | Y | RICHARDS MFG. CO. , VC5 |  |  | 1.13 | 2000-06-06 06:53 | Anjanece | 200 | 900 | #VALUE! | #VALUE!
RICHARDS MFG. CO. | VC5 | Y | RICHARDS MFG. CO. , VC5 |  |  | 1.15 | 2000-06-06 06:53 | Anjanece | 200 | 900 | #VALUE! | #VALUE!
RICHARDS MFG. CO. | VC5 | Y | RICHARDS MFG. CO. , VC5 |  |  | 1.16 | 2000-06-06 06:53 | Anjanece | 200 | 900 | #VALUE! | #VALUE!
RICHARDS MFG. CO. | VC5 | Y | RICHARDS MFG. CO. , VC5 |  |  | 1.45 | 2000-06-06 06:53 | Anjanece | 200 | 900 | #VALUE! | #VALUE!
RICHARDS MFG. CO. | VC5 | Y | RICHARDS MFG. CO. , VC5 |  |  | 1.73 | 2000-06-06 06:53 | Anjanece | 200 | 900 | #VALUE! | #VALUE!
RICHARDS MFG. CO. | VC5 | Y | RICHARDS MFG. CO. , VC5 |  |  | 1.93 | 2000-06-06 06:53 | Anjanece | 200 | 900 | #VALUE! | #VALUE!
RICHARDS MFG. CO. | VC5 | Y | RICHARDS MFG. CO. , VC5 |  |  | 1.96 | 2000-06-06 06:53 | Anjanece | 200 | 900 | #VALUE! | #VALUE!
RICHARDS MFG. CO. | VC5 | Y | RICHARDS MFG. CO. , VC5 |  |  | 2.01 | 2000-06-06 06:53 | Anjanece | 200 | 900 | #VALUE! | #VALUE!
RICHARDS MFG. CO. | VC5 | Y | RICHARDS MFG. CO. , VC5 |  |  | 2.02 | 2000-06-06 06:53 | Anjanece | 200 | 900 | #VALUE! | #VALUE!
RICHARDS MFG. CO. | VC5 | Y | RICHARDS MFG. CO. , VC5 |  |  | 2.25 | 2000-06-06 06:53 | Anjanece | 200 | 900 | #VALUE! | #VALUE!
RICHARDS MFG. CO. | VC5 | Y | RICHARDS MFG. CO. , VC5 |  |  | 2.3 | 2000-06-06 06:53 | Anjanece | 200 | 900 | #VALUE! | #VALUE!
RICHARDS MFG. CO. | VC5 | Y | RICHARDS MFG. CO. , VC5 |  |  | 2.33 | 2000-06-06 06:53 | Anjanece | 200 | 900 | #VALUE! | #VALUE!
RICHARDS MFG. CO. | VC5 | Y | RICHARDS MFG. CO. , VC5 |  |  | 2.36 | 2000-06-06 06:53 | Anjanece | 200 | 900 | #VALUE! | #VALUE!
RICHARDS MFG. CO. | VC5 | Y | RICHARDS MFG. CO. , VC5 |  |  | 2.37 | 2000-06-06 06:53 | Anjanece | 200 | 900 | #VALUE! | #VALUE!
RICHARDS MFG. CO. | VC5 | Y | RICHARDS MFG. CO. , VC5 |  |  | 2.39 | 2000-06-06 06:53 | Anjanece | 200 | 900 | #VALUE! | #VALUE!
RICHARDS MFG. CO. | VC5 | Y | RICHARDS MFG. CO. , VC5 |  |  | 2.44 | 2000-06-06 06:53 | Anjanece | 200 | 900 | #VALUE! | #VALUE!
RICHARDS MFG. CO. | VC5 | Y | RICHARDS MFG. CO. , VC5 |  |  | 2.47 | 2000-06-06 06:53 | Anjanece | 200 | 900 | #VALUE! | #VALUE!
RICHARDS MFG. CO. | VC5 | Y | RICHARDS MFG. CO. , VC5 |  |  | 2.57 | 2000-06-06 06:53 | Anjanece | 200 | 900 | #VALUE! | #VALUE!
RICHARDS MFG. CO. | VC5 | Y | RICHARDS MFG. CO. , VC5 |  |  | 2.59 | 2000-06-06 06:53 | Anjanece | 200 | 900 | #VALUE! | #VALUE!
RICHARDS MFG. CO. | VC5 | Y | RICHARDS MFG. CO. , VC5 |  |  | 2.6 | 2000-06-06 06:53 | Anjanece | 200 | 900 | #VALUE! | #VALUE!
HUBBELL | GC-5002 | Y | HUBBELL , GC-5002 | JEA OVERHEAD DISTRIBUTION | CSC Stores | 1.78 | 2001-12-04 13:20 | Anjanece | 200 | 10000 | #VALUE! | #VALUE!
HUBBELL | GC-5002 | Y | HUBBELL , GC-5002 |  |  | 1.8 | 2001-12-04 13:20 | Anjanece | 200 | 10000 | #VALUE! | #VALUE!
HUBBELL | GC-5002 | Y | HUBBELL , GC-5002 |  |  | 1.81 | 2001-12-04 13:20 | Anjanece | 200 | 10000 | #VALUE! | #VALUE!
HUBBELL | GC-5002 | Y | HUBBELL , GC-5002 |  |  | 1.82 | 2001-12-04 13:20 | Anjanece | 200 | 10000 | #VALUE! | #VALUE!
HUBBELL | GC-5002 | Y | HUBBELL , GC-5002 |  |  | 1.83 | 2001-12-04 13:20 | Anjanece | 200 | 10000 | #VALUE! | #VALUE!
HUBBELL | GC-5002 | Y | HUBBELL , GC-5002 |  |  | 1.84 | 2001-12-04 13:20 | Anjanece | 200 | 10000 | #VALUE! | #VALUE!
HUBBELL | GC-5002 | Y | HUBBELL , GC-5002 |  |  | 1.91 | 2001-12-04 13:20 | Anjanece | 200 | 10000 | #VALUE! | #VALUE!
HUBBELL | GC-5002 | Y | HUBBELL , GC-5002 |  |  | 1.94 | 2001-12-04 13:20 | Anjanece | 200 | 10000 | #VALUE! | #VALUE!
HUBBELL | GC-5002 | Y | HUBBELL , GC-5002 |  |  | 1.96 | 2001-12-04 13:20 | Anjanece | 200 | 10000 | #VALUE! | #VALUE!
HUBBELL | GC-5002 | Y | HUBBELL , GC-5002 |  |  | 2 | 2001-12-04 13:20 | Anjanece | 200 | 10000 | #VALUE! | #VALUE!
HUBBELL | GC-5002 | Y | HUBBELL , GC-5002 |  |  | 2.04 | 2001-12-04 13:20 | Anjanece | 200 | 10000 | #VALUE! | #VALUE!
HUBBELL | GC-5002 | Y | HUBBELL , GC-5002 |  |  | 2.05 | 2001-12-04 13:20 | Anjanece | 200 | 10000 | #VALUE! | #VALUE!
HUBBELL | GC-5002 | Y | HUBBELL , GC-5002 |  |  | 2.06 | 2001-12-04 13:20 | Anjanece | 200 | 10000 | #VALUE! | #VALUE!
HUBBELL | GC-5002 | Y | HUBBELL , GC-5002 |  |  | 2.08 | 2001-12-04 13:20 | Anjanece | 200 | 10000 | #VALUE! | #VALUE!
HUBBELL | GC-5002 | Y | HUBBELL , GC-5002 |  |  | 2.1 | 2001-12-04 13:20 | Anjanece | 200 | 10000 | #VALUE! | #VALUE!
HUBBELL | GC-5002 | Y | HUBBELL , GC-5002 |  |  | 2.11 | 2001-12-04 13:20 | Anjanece | 200 | 10000 | #VALUE! | #VALUE!
HUBBELL | GC-5002 | Y | HUBBELL , GC-5002 |  |  | 2.13 | 2001-12-04 13:20 | Anjanece | 200 | 10000 | #VALUE! | #VALUE!
HUBBELL | GC-5002 | Y | HUBBELL , GC-5002 |  |  | 2.14 | 2001-12-04 13:20 | Anjanece | 200 | 10000 | #VALUE! | #VALUE!
HUBBELL | GC-5002 | Y | HUBBELL , GC-5002 |  |  | 2.15 | 2001-12-04 13:20 | Anjanece | 200 | 10000 | #VALUE! | #VALUE!
HUBBELL | GC-5002 | Y | HUBBELL , GC-5002 |  |  | 2.2 | 2001-12-04 13:20 | Anjanece | 200 | 10000 | #VALUE! | #VALUE!
HUBBELL | GC-5002 | Y | HUBBELL , GC-5002 |  |  | 2.23 | 2001-12-04 13:20 | Anjanece | 200 | 10000 | #VALUE! | #VALUE!
HUBBELL | GC-5002 | Y | HUBBELL , GC-5002 |  |  | 2.25 | 2001-12-04 13:20 | Anjanece | 200 | 10000 | #VALUE! | #VALUE!
HUBBELL | GC-5002 | Y | HUBBELL , GC-5002 |  |  | 2.28 | 2001-12-04 13:20 | Anjanece | 200 | 10000 | #VALUE! | #VALUE!
HUBBELL | GC-5002 | Y | HUBBELL , GC-5002 |  |  | 2.29 | 2001-12-04 13:20 | Anjanece | 200 | 10000 | #VALUE! | #VALUE!
HUBBELL | GC-5002 | Y | HUBBELL , GC-5002 |  |  | 2.3 | 2001-12-04 13:20 | Anjanece | 200 | 10000 | #VALUE! | #VALUE!
HUBBELL | GC-5002 | Y | HUBBELL , GC-5002 |  |  | 2.31 | 2001-12-04 13:20 | Anjanece | 200 | 10000 | #VALUE! | #VALUE!
HUBBELL | GC-5002 | Y | HUBBELL , GC-5002 |  |  | 2.32 | 2001-12-04 13:20 | Anjanece | 200 | 10000 | #VALUE! | #VALUE!
HUBBELL | GC-5002 | Y | HUBBELL , GC-5002 |  |  | 2.33 | 2001-12-04 13:20 | Anjanece | 200 | 10000 | #VALUE! | #VALUE!
HUBBELL | GC-5002 | Y | HUBBELL , GC-5002 |  |  | 2.35 | 2001-12-04 13:20 | Anjanece | 200 | 10000 | #VALUE! | #VALUE!
HUBBELL | GC-5002 | Y | HUBBELL , GC-5002 |  |  | 2.37 | 2001-12-04 13:20 | Anjanece | 200 | 10000 | #VALUE! | #VALUE!
HUBBELL | GC-5002 | Y | HUBBELL , GC-5002 |  |  | 2.41 | 2001-12-04 13:20 | Anjanece | 200 | 10000 | #VALUE! | #VALUE!
HUBBELL | GC-5002 | Y | HUBBELL , GC-5002 |  |  | 2.42 | 2001-12-04 13:20 | Anjanece | 200 | 10000 | #VALUE! | #VALUE!
HUBBELL | GC-5002 | Y | HUBBELL , GC-5002 |  |  | 2.44 | 2001-12-04 13:20 | Anjanece | 200 | 10000 | #VALUE! | #VALUE!
HUBBELL | GC-5002 | Y | HUBBELL , GC-5002 |  |  | 2.5 | 2001-12-04 13:20 | Anjanece | 200 | 10000 | #VALUE! | #VALUE!
HUBBELL | GC-5002 | Y | HUBBELL , GC-5002 |  |  | 2.54 | 2001-12-04 13:20 | Anjanece | 200 | 10000 | #VALUE! | #VALUE!
HUBBELL | GC-5002 | Y | HUBBELL , GC-5002 |  |  | 2.55 | 2001-12-04 13:20 | Anjanece | 200 | 10000 | #VALUE! | #VALUE!
HUBBELL | GC-5002 | Y | HUBBELL , GC-5002 |  |  | 2.61 | 2001-12-04 13:20 | Anjanece | 200 | 10000 | #VALUE! | #VALUE!
HUBBELL | GC-5002 | Y | HUBBELL , GC-5002 |  |  | 2.63 | 2001-12-04 13:20 | Anjanece | 200 | 10000 | #VALUE! | #VALUE!
HUBBELL | GC-5002 | Y | HUBBELL , GC-5002 |  |  | 2.66 | 2001-12-04 13:20 | Anjanece | 200 | 10000 | #VALUE! | #VALUE!
HUBBELL | GC-5002 | Y | HUBBELL , GC-5002 |  |  | 2.73 | 2001-12-04 13:20 | Anjanece | 200 | 10000 | #VALUE! | #VALUE!
HUBBELL | GC-5002 | Y | HUBBELL , GC-5002 |  |  | 2.76 | 2001-12-04 13:20 | Anjanece | 200 | 10000 | #VALUE! | #VALUE!
HUBBELL | GC-5002 | Y | HUBBELL , GC-5002 |  |  | 2.77 | 2001-12-04 13:20 | Anjanece | 200 | 10000 | #VALUE! | #VALUE!
HUBBELL | GC-5002 | Y | HUBBELL , GC-5002 |  |  | 3 | 2001-12-04 13:20 | Anjanece | 200 | 10000 | #VALUE! | #VALUE!
HUBBELL | GC-5002 | Y | HUBBELL , GC-5002 |  |  | 3.13 | 2001-12-04 13:20 | Anjanece | 200 | 10000 | #VALUE! | #VALUE!
HUBBELL | GC-5002 | Y | HUBBELL , GC-5002 |  |  | 3.39 | 2001-12-04 13:20 | Anjanece | 200 | 10000 | #VALUE! | #VALUE!
HUBBELL | GC-5002 | Y | HUBBELL , GC-5002 |  |  | 3.41 | 2001-12-04 13:20 | Anjanece | 200 | 10000 | #VALUE! | #VALUE!
HUBBELL | GC-5002 | Y | HUBBELL , GC-5002 |  |  | 3.54 | 2001-12-04 13:20 | Anjanece | 200 | 10000 | #VALUE! | #VALUE!
HUBBELL | GC-5002 | Y | HUBBELL , GC-5002 |  |  | 3.66 | 2001-12-04 13:20 | Anjanece | 200 | 10000 | #VALUE! | #VALUE!
HUBBELL | GC-5002 | Y | HUBBELL , GC-5002 |  |  | 3.67 | 2001-12-04 13:20 | Anjanece | 200 | 10000 | #VALUE! | #VALUE!
HUBBELL | GC-5002 | Y | HUBBELL , GC-5002 |  |  | 3.68 | 2001-12-04 13:20 | Anjanece | 200 | 10000 | #VALUE! | #VALUE!
HUBBELL | GC-5002 | Y | HUBBELL , GC-5002 |  |  | 3.69 | 2001-12-04 13:20 | Anjanece | 200 | 10000 | #VALUE! | #VALUE!
HUBBELL | GC-5002 | Y | HUBBELL , GC-5002 |  |  | 3.7 | 2001-12-04 13:20 | Anjanece | 200 | 10000 | #VALUE! | #VALUE!
HUBBELL | GC-5002 | Y | HUBBELL , GC-5002 |  |  | 3.71 | 2001-12-04 13:20 | Anjanece | 200 | 10000 | #VALUE! | #VALUE!
HUBBELL | GC-5002 | Y | HUBBELL , GC-5002 |  | Storm Stores | 0 | 2018-04-16 10:16 | Anjanece | 200 | 10000 | #VALUE! | #VALUE!
HUBBELL | GC-5002 | Y | HUBBELL , GC-5002 |  |  | 2.07 | 2018-04-16 10:16 | Anjanece | 200 | 10000 | #VALUE! | #VALUE!
HUBBELL | GC-5002 | Y | HUBBELL , GC-5002 |  |  | 2.19 | 2018-04-16 10:16 | Anjanece | 200 | 10000 | #VALUE! | #VALUE!
HUBBELL | GC-5002 | Y | HUBBELL , GC-5002 |  |  | 2.33 | 2018-04-16 10:16 | Anjanece | 200 | 10000 | #VALUE! | #VALUE!
HUBBELL | GC-5002 | Y | HUBBELL , GC-5002 |  |  | 2.43 | 2018-04-16 10:16 | Anjanece | 200 | 10000 | #VALUE! | #VALUE!
HUBBELL | GC-5002 | Y | HUBBELL , GC-5002 |  |  | 3.01 | 2018-04-16 10:16 | Anjanece | 200 | 10000 | #VALUE! | #VALUE!
HUBBELL | GC-5002 | Y | HUBBELL , GC-5002 |  |  | 3.19 | 2018-04-16 10:16 | Anjanece | 200 | 10000 | #VALUE! | #VALUE!
HUBBELL | GC-5002 | Y | HUBBELL , GC-5002 |  |  | 3.36 | 2018-04-16 10:16 | Anjanece | 200 | 10000 | #VALUE! | #VALUE!
HUBBELL | GC-5002 | Y | HUBBELL , GC-5002 |  |  | 3.37 | 2018-04-16 10:16 | Anjanece | 200 | 10000 | #VALUE! | #VALUE!
MACLEAN POWER SYSTEMS | BVC-2 | Y | MACLEAN POWER SYSTEMS , BVC-2 | JEA OVERHEAD DISTRIBUTION | CSC Stores | 1.78 | 2001-12-04 13:20 | Anjanece | 200 | 10000 | #VALUE! | #VALUE!
MACLEAN POWER SYSTEMS | BVC-2 | Y | MACLEAN POWER SYSTEMS , BVC-2 |  |  | 1.8 | 2001-12-04 13:20 | Anjanece | 200 | 10000 | #VALUE! | #VALUE!
MACLEAN POWER SYSTEMS | BVC-2 | Y | MACLEAN POWER SYSTEMS , BVC-2 |  |  | 1.81 | 2001-12-04 13:20 | Anjanece | 200 | 10000 | #VALUE! | #VALUE!
MACLEAN POWER SYSTEMS | BVC-2 | Y | MACLEAN POWER SYSTEMS , BVC-2 |  |  | 1.82 | 2001-12-04 13:20 | Anjanece | 200 | 10000 | #VALUE! | #VALUE!
MACLEAN POWER SYSTEMS | BVC-2 | Y | MACLEAN POWER SYSTEMS , BVC-2 |  |  | 1.83 | 2001-12-04 13:20 | Anjanece | 200 | 10000 | #VALUE! | #VALUE!
MACLEAN POWER SYSTEMS | BVC-2 | Y | MACLEAN POWER SYSTEMS , BVC-2 |  |  | 1.84 | 2001-12-04 13:20 | Anjanece | 200 | 10000 | #VALUE! | #VALUE!
MACLEAN POWER SYSTEMS | BVC-2 | Y | MACLEAN POWER SYSTEMS , BVC-2 |  |  | 1.91 | 2001-12-04 13:20 | Anjanece | 200 | 10000 | #VALUE! | #VALUE!
MACLEAN POWER SYSTEMS | BVC-2 | Y | MACLEAN POWER SYSTEMS , BVC-2 |  |  | 1.94 | 2001-12-04 13:20 | Anjanece | 200 | 10000 | #VALUE! | #VALUE!
MACLEAN POWER SYSTEMS | BVC-2 | Y | MACLEAN POWER SYSTEMS , BVC-2 |  |  | 1.96 | 2001-12-04 13:20 | Anjanece | 200 | 10000 | #VALUE! | #VALUE!
MACLEAN POWER SYSTEMS | BVC-2 | Y | MACLEAN POWER SYSTEMS , BVC-2 |  |  | 2 | 2001-12-04 13:20 | Anjanece | 200 | 10000 | #VALUE! | #VALUE!
MACLEAN POWER SYSTEMS | BVC-2 | Y | MACLEAN POWER SYSTEMS , BVC-2 |  |  | 2.04 | 2001-12-04 13:20 | Anjanece | 200 | 10000 | #VALUE! | #VALUE!
MACLEAN POWER SYSTEMS | BVC-2 | Y | MACLEAN POWER SYSTEMS , BVC-2 |  |  | 2.05 | 2001-12-04 13:20 | Anjanece | 200 | 10000 | #VALUE! | #VALUE!
MACLEAN POWER SYSTEMS | BVC-2 | Y | MACLEAN POWER SYSTEMS , BVC-2 |  |  | 2.06 | 2001-12-04 13:20 | Anjanece | 200 | 10000 | #VALUE! | #VALUE!
MACLEAN POWER SYSTEMS | BVC-2 | Y | MACLEAN POWER SYSTEMS , BVC-2 |  |  | 2.08 | 2001-12-04 13:20 | Anjanece | 200 | 10000 | #VALUE! | #VALUE!
MACLEAN POWER SYSTEMS | BVC-2 | Y | MACLEAN POWER SYSTEMS , BVC-2 |  |  | 2.1 | 2001-12-04 13:20 | Anjanece | 200 | 10000 | #VALUE! | #VALUE!
MACLEAN POWER SYSTEMS | BVC-2 | Y | MACLEAN POWER SYSTEMS , BVC-2 |  |  | 2.11 | 2001-12-04 13:20 | Anjanece | 200 | 10000 | #VALUE! | #VALUE!
MACLEAN POWER SYSTEMS | BVC-2 | Y | MACLEAN POWER SYSTEMS , BVC-2 |  |  | 2.13 | 2001-12-04 13:20 | Anjanece | 200 | 10000 | #VALUE! | #VALUE!
MACLEAN POWER SYSTEMS | BVC-2 | Y | MACLEAN POWER SYSTEMS , BVC-2 |  |  | 2.14 | 2001-12-04 13:20 | Anjanece | 200 | 10000 | #VALUE! | #VALUE!
MACLEAN POWER SYSTEMS | BVC-2 | Y | MACLEAN POWER SYSTEMS , BVC-2 |  |  | 2.15 | 2001-12-04 13:20 | Anjanece | 200 | 10000 | #VALUE! | #VALUE!
MACLEAN POWER SYSTEMS | BVC-2 | Y | MACLEAN POWER SYSTEMS , BVC-2 |  |  | 2.2 | 2001-12-04 13:20 | Anjanece | 200 | 10000 | #VALUE! | #VALUE!
MACLEAN POWER SYSTEMS | BVC-2 | Y | MACLEAN POWER SYSTEMS , BVC-2 |  |  | 2.23 | 2001-12-04 13:20 | Anjanece | 200 | 10000 | #VALUE! | #VALUE!
MACLEAN POWER SYSTEMS | BVC-2 | Y | MACLEAN POWER SYSTEMS , BVC-2 |  |  | 2.25 | 2001-12-04 13:20 | Anjanece | 200 | 10000 | #VALUE! | #VALUE!
MACLEAN POWER SYSTEMS | BVC-2 | Y | MACLEAN POWER SYSTEMS , BVC-2 |  |  | 2.28 | 2001-12-04 13:20 | Anjanece | 200 | 10000 | #VALUE! | #VALUE!
MACLEAN POWER SYSTEMS | BVC-2 | Y | MACLEAN POWER SYSTEMS , BVC-2 |  |  | 2.29 | 2001-12-04 13:20 | Anjanece | 200 | 10000 | #VALUE! | #VALUE!
MACLEAN POWER SYSTEMS | BVC-2 | Y | MACLEAN POWER SYSTEMS , BVC-2 |  |  | 2.3 | 2001-12-04 13:20 | Anjanece | 200 | 10000 | #VALUE! | #VALUE!
MACLEAN POWER SYSTEMS | BVC-2 | Y | MACLEAN POWER SYSTEMS , BVC-2 |  |  | 2.31 | 2001-12-04 13:20 | Anjanece | 200 | 10000 | #VALUE! | #VALUE!
MACLEAN POWER SYSTEMS | BVC-2 | Y | MACLEAN POWER SYSTEMS , BVC-2 |  |  | 2.32 | 2001-12-04 13:20 | Anjanece | 200 | 10000 | #VALUE! | #VALUE!
MACLEAN POWER SYSTEMS | BVC-2 | Y | MACLEAN POWER SYSTEMS , BVC-2 |  |  | 2.33 | 2001-12-04 13:20 | Anjanece | 200 | 10000 | #VALUE! | #VALUE!
MACLEAN POWER SYSTEMS | BVC-2 | Y | MACLEAN POWER SYSTEMS , BVC-2 |  |  | 2.35 | 2001-12-04 13:20 | Anjanece | 200 | 10000 | #VALUE! | #VALUE!
MACLEAN POWER SYSTEMS | BVC-2 | Y | MACLEAN POWER SYSTEMS , BVC-2 |  |  | 2.37 | 2001-12-04 13:20 | Anjanece | 200 | 10000 | #VALUE! | #VALUE!
MACLEAN POWER SYSTEMS | BVC-2 | Y | MACLEAN POWER SYSTEMS , BVC-2 |  |  | 2.41 | 2001-12-04 13:20 | Anjanece | 200 | 10000 | #VALUE! | #VALUE!
MACLEAN POWER SYSTEMS | BVC-2 | Y | MACLEAN POWER SYSTEMS , BVC-2 |  |  | 2.42 | 2001-12-04 13:20 | Anjanece | 200 | 10000 | #VALUE! | #VALUE!
MACLEAN POWER SYSTEMS | BVC-2 | Y | MACLEAN POWER SYSTEMS , BVC-2 |  |  | 2.44 | 2001-12-04 13:20 | Anjanece | 200 | 10000 | #VALUE! | #VALUE!
MACLEAN POWER SYSTEMS | BVC-2 | Y | MACLEAN POWER SYSTEMS , BVC-2 |  |  | 2.5 | 2001-12-04 13:20 | Anjanece | 200 | 10000 | #VALUE! | #VALUE!
MACLEAN POWER SYSTEMS | BVC-2 | Y | MACLEAN POWER SYSTEMS , BVC-2 |  |  | 2.54 | 2001-12-04 13:20 | Anjanece | 200 | 10000 | #VALUE! | #VALUE!
MACLEAN POWER SYSTEMS | BVC-2 | Y | MACLEAN POWER SYSTEMS , BVC-2 |  |  | 2.55 | 2001-12-04 13:20 | Anjanece | 200 | 10000 | #VALUE! | #VALUE!
MACLEAN POWER SYSTEMS | BVC-2 | Y | MACLEAN POWER SYSTEMS , BVC-2 |  |  | 2.61 | 2001-12-04 13:20 | Anjanece | 200 | 10000 | #VALUE! | #VALUE!
MACLEAN POWER SYSTEMS | BVC-2 | Y | MACLEAN POWER SYSTEMS , BVC-2 |  |  | 2.63 | 2001-12-04 13:20 | Anjanece | 200 | 10000 | #VALUE! | #VALUE!
MACLEAN POWER SYSTEMS | BVC-2 | Y | MACLEAN POWER SYSTEMS , BVC-2 |  |  | 2.66 | 2001-12-04 13:20 | Anjanece | 200 | 10000 | #VALUE! | #VALUE!
MACLEAN POWER SYSTEMS | BVC-2 | Y | MACLEAN POWER SYSTEMS , BVC-2 |  |  | 2.73 | 2001-12-04 13:20 | Anjanece | 200 | 10000 | #VALUE! | #VALUE!
MACLEAN POWER SYSTEMS | BVC-2 | Y | MACLEAN POWER SYSTEMS , BVC-2 |  |  | 2.76 | 2001-12-04 13:20 | Anjanece | 200 | 10000 | #VALUE! | #VALUE!
MACLEAN POWER SYSTEMS | BVC-2 | Y | MACLEAN POWER SYSTEMS , BVC-2 |  |  | 2.77 | 2001-12-04 13:20 | Anjanece | 200 | 10000 | #VALUE! | #VALUE!
MACLEAN POWER SYSTEMS | BVC-2 | Y | MACLEAN POWER SYSTEMS , BVC-2 |  |  | 3 | 2001-12-04 13:20 | Anjanece | 200 | 10000 | #VALUE! | #VALUE!
MACLEAN POWER SYSTEMS | BVC-2 | Y | MACLEAN POWER SYSTEMS , BVC-2 |  |  | 3.13 | 2001-12-04 13:20 | Anjanece | 200 | 10000 | #VALUE! | #VALUE!
MACLEAN POWER SYSTEMS | BVC-2 | Y | MACLEAN POWER SYSTEMS , BVC-2 |  |  | 3.39 | 2001-12-04 13:20 | Anjanece | 200 | 10000 | #VALUE! | #VALUE!
MACLEAN POWER SYSTEMS | BVC-2 | Y | MACLEAN POWER SYSTEMS , BVC-2 |  |  | 3.41 | 2001-12-04 13:20 | Anjanece | 200 | 10000 | #VALUE! | #VALUE!
MACLEAN POWER SYSTEMS | BVC-2 | Y | MACLEAN POWER SYSTEMS , BVC-2 |  |  | 3.54 | 2001-12-04 13:20 | Anjanece | 200 | 10000 | #VALUE! | #VALUE!
MACLEAN POWER SYSTEMS | BVC-2 | Y | MACLEAN POWER SYSTEMS , BVC-2 |  |  | 3.66 | 2001-12-04 13:20 | Anjanece | 200 | 10000 | #VALUE! | #VALUE!
MACLEAN POWER SYSTEMS | BVC-2 | Y | MACLEAN POWER SYSTEMS , BVC-2 |  |  | 3.67 | 2001-12-04 13:20 | Anjanece | 200 | 10000 | #VALUE! | #VALUE!
MACLEAN POWER SYSTEMS | BVC-2 | Y | MACLEAN POWER SYSTEMS , BVC-2 |  |  | 3.68 | 2001-12-04 13:20 | Anjanece | 200 | 10000 | #VALUE! | #VALUE!
MACLEAN POWER SYSTEMS | BVC-2 | Y | MACLEAN POWER SYSTEMS , BVC-2 |  |  | 3.69 | 2001-12-04 13:20 | Anjanece | 200 | 10000 | #VALUE! | #VALUE!
MACLEAN POWER SYSTEMS | BVC-2 | Y | MACLEAN POWER SYSTEMS , BVC-2 |  |  | 3.7 | 2001-12-04 13:20 | Anjanece | 200 | 10000 | #VALUE! | #VALUE!
MACLEAN POWER SYSTEMS | BVC-2 | Y | MACLEAN POWER SYSTEMS , BVC-2 |  |  | 3.71 | 2001-12-04 13:20 | Anjanece | 200 | 10000 | #VALUE! | #VALUE!
MACLEAN POWER SYSTEMS | BVC-2 | Y | MACLEAN POWER SYSTEMS , BVC-2 |  | Storm Stores | 0 | 2018-04-16 10:16 | Anjanece | 200 | 10000 | #VALUE! | #VALUE!
MACLEAN POWER SYSTEMS | BVC-2 | Y | MACLEAN POWER SYSTEMS , BVC-2 |  |  | 2.07 | 2018-04-16 10:16 | Anjanece | 200 | 10000 | #VALUE! | #VALUE!
MACLEAN POWER SYSTEMS | BVC-2 | Y | MACLEAN POWER SYSTEMS , BVC-2 |  |  | 2.19 | 2018-04-16 10:16 | Anjanece | 200 | 10000 | #VALUE! | #VALUE!
MACLEAN POWER SYSTEMS | BVC-2 | Y | MACLEAN POWER SYSTEMS , BVC-2 |  |  | 2.33 | 2018-04-16 10:16 | Anjanece | 200 | 10000 | #VALUE! | #VALUE!
MACLEAN POWER SYSTEMS | BVC-2 | Y | MACLEAN POWER SYSTEMS , BVC-2 |  |  | 2.43 | 2018-04-16 10:16 | Anjanece | 200 | 10000 | #VALUE! | #VALUE!
MACLEAN POWER SYSTEMS | BVC-2 | Y | MACLEAN POWER SYSTEMS , BVC-2 |  |  | 3.01 | 2018-04-16 10:16 | Anjanece | 200 | 10000 | #VALUE! | #VALUE!
MACLEAN POWER SYSTEMS | BVC-2 | Y | MACLEAN POWER SYSTEMS , BVC-2 |  |  | 3.19 | 2018-04-16 10:16 | Anjanece | 200 | 10000 | #VALUE! | #VALUE!
MACLEAN POWER SYSTEMS | BVC-2 | Y | MACLEAN POWER SYSTEMS , BVC-2 |  |  | 3.36 | 2018-04-16 10:16 | Anjanece | 200 | 10000 | #VALUE! | #VALUE!
MACLEAN POWER SYSTEMS | BVC-2 | Y | MACLEAN POWER SYSTEMS , BVC-2 |  |  | 3.37 | 2018-04-16 10:16 | Anjanece | 200 | 10000 | #VALUE! | #VALUE!
RICHARDS MFG. CO. | VC7 | Y | RICHARDS MFG. CO. , VC7 | JEA OVERHEAD DISTRIBUTION | CSC Stores | 1.78 | 2001-12-04 13:20 | Anjanece | 200 | 10000 | #VALUE! | #VALUE!
RICHARDS MFG. CO. | VC7 | Y | RICHARDS MFG. CO. , VC7 |  |  | 1.8 | 2001-12-04 13:20 | Anjanece | 200 | 10000 | #VALUE! | #VALUE!
RICHARDS MFG. CO. | VC7 | Y | RICHARDS MFG. CO. , VC7 |  |  | 1.81 | 2001-12-04 13:20 | Anjanece | 200 | 10000 | #VALUE! | #VALUE!
RICHARDS MFG. CO. | VC7 | Y | RICHARDS MFG. CO. , VC7 |  |  | 1.82 | 2001-12-04 13:20 | Anjanece | 200 | 10000 | #VALUE! | #VALUE!
RICHARDS MFG. CO. | VC7 | Y | RICHARDS MFG. CO. , VC7 |  |  | 1.83 | 2001-12-04 13:20 | Anjanece | 200 | 10000 | #VALUE! | #VALUE!
RICHARDS MFG. CO. | VC7 | Y | RICHARDS MFG. CO. , VC7 |  |  | 1.84 | 2001-12-04 13:20 | Anjanece | 200 | 10000 | #VALUE! | #VALUE!
RICHARDS MFG. CO. | VC7 | Y | RICHARDS MFG. CO. , VC7 |  |  | 1.91 | 2001-12-04 13:20 | Anjanece | 200 | 10000 | #VALUE! | #VALUE!
RICHARDS MFG. CO. | VC7 | Y | RICHARDS MFG. CO. , VC7 |  |  | 1.94 | 2001-12-04 13:20 | Anjanece | 200 | 10000 | #VALUE! | #VALUE!
RICHARDS MFG. CO. | VC7 | Y | RICHARDS MFG. CO. , VC7 |  |  | 1.96 | 2001-12-04 13:20 | Anjanece | 200 | 10000 | #VALUE! | #VALUE!
RICHARDS MFG. CO. | VC7 | Y | RICHARDS MFG. CO. , VC7 |  |  | 2 | 2001-12-04 13:20 | Anjanece | 200 | 10000 | #VALUE! | #VALUE!
RICHARDS MFG. CO. | VC7 | Y | RICHARDS MFG. CO. , VC7 |  |  | 2.04 | 2001-12-04 13:20 | Anjanece | 200 | 10000 | #VALUE! | #VALUE!
RICHARDS MFG. CO. | VC7 | Y | RICHARDS MFG. CO. , VC7 |  |  | 2.05 | 2001-12-04 13:20 | Anjanece | 200 | 10000 | #VALUE! | #VALUE!
RICHARDS MFG. CO. | VC7 | Y | RICHARDS MFG. CO. , VC7 |  |  | 2.06 | 2001-12-04 13:20 | Anjanece | 200 | 10000 | #VALUE! | #VALUE!
RICHARDS MFG. CO. | VC7 | Y | RICHARDS MFG. CO. , VC7 |  |  | 2.08 | 2001-12-04 13:20 | Anjanece | 200 | 10000 | #VALUE! | #VALUE!
RICHARDS MFG. CO. | VC7 | Y | RICHARDS MFG. CO. , VC7 |  |  | 2.1 | 2001-12-04 13:20 | Anjanece | 200 | 10000 | #VALUE! | #VALUE!
RICHARDS MFG. CO. | VC7 | Y | RICHARDS MFG. CO. , VC7 |  |  | 2.11 | 2001-12-04 13:20 | Anjanece | 200 | 10000 | #VALUE! | #VALUE!
RICHARDS MFG. CO. | VC7 | Y | RICHARDS MFG. CO. , VC7 |  |  | 2.13 | 2001-12-04 13:20 | Anjanece | 200 | 10000 | #VALUE! | #VALUE!
RICHARDS MFG. CO. | VC7 | Y | RICHARDS MFG. CO. , VC7 |  |  | 2.14 | 2001-12-04 13:20 | Anjanece | 200 | 10000 | #VALUE! | #VALUE!
RICHARDS MFG. CO. | VC7 | Y | RICHARDS MFG. CO. , VC7 |  |  | 2.15 | 2001-12-04 13:20 | Anjanece | 200 | 10000 | #VALUE! | #VALUE!
RICHARDS MFG. CO. | VC7 | Y | RICHARDS MFG. CO. , VC7 |  |  | 2.2 | 2001-12-04 13:20 | Anjanece | 200 | 10000 | #VALUE! | #VALUE!
RICHARDS MFG. CO. | VC7 | Y | RICHARDS MFG. CO. , VC7 |  |  | 2.23 | 2001-12-04 13:20 | Anjanece | 200 | 10000 | #VALUE! | #VALUE!
RICHARDS MFG. CO. | VC7 | Y | RICHARDS MFG. CO. , VC7 |  |  | 2.25 | 2001-12-04 13:20 | Anjanece | 200 | 10000 | #VALUE! | #VALUE!
RICHARDS MFG. CO. | VC7 | Y | RICHARDS MFG. CO. , VC7 |  |  | 2.28 | 2001-12-04 13:20 | Anjanece | 200 | 10000 | #VALUE! | #VALUE!
RICHARDS MFG. CO. | VC7 | Y | RICHARDS MFG. CO. , VC7 |  |  | 2.29 | 2001-12-04 13:20 | Anjanece | 200 | 10000 | #VALUE! | #VALUE!
RICHARDS MFG. CO. | VC7 | Y | RICHARDS MFG. CO. , VC7 |  |  | 2.3 | 2001-12-04 13:20 | Anjanece | 200 | 10000 | #VALUE! | #VALUE!
RICHARDS MFG. CO. | VC7 | Y | RICHARDS MFG. CO. , VC7 |  |  | 2.31 | 2001-12-04 13:20 | Anjanece | 200 | 10000 | #VALUE! | #VALUE!
RICHARDS MFG. CO. | VC7 | Y | RICHARDS MFG. CO. , VC7 |  |  | 2.32 | 2001-12-04 13:20 | Anjanece | 200 | 10000 | #VALUE! | #VALUE!
RICHARDS MFG. CO. | VC7 | Y | RICHARDS MFG. CO. , VC7 |  |  | 2.33 | 2001-12-04 13:20 | Anjanece | 200 | 10000 | #VALUE! | #VALUE!
RICHARDS MFG. CO. | VC7 | Y | RICHARDS MFG. CO. , VC7 |  |  | 2.35 | 2001-12-04 13:20 | Anjanece | 200 | 10000 | #VALUE! | #VALUE!
RICHARDS MFG. CO. | VC7 | Y | RICHARDS MFG. CO. , VC7 |  |  | 2.37 | 2001-12-04 13:20 | Anjanece | 200 | 10000 | #VALUE! | #VALUE!
RICHARDS MFG. CO. | VC7 | Y | RICHARDS MFG. CO. , VC7 |  |  | 2.41 | 2001-12-04 13:20 | Anjanece | 200 | 10000 | #VALUE! | #VALUE!
RICHARDS MFG. CO. | VC7 | Y | RICHARDS MFG. CO. , VC7 |  |  | 2.42 | 2001-12-04 13:20 | Anjanece | 200 | 10000 | #VALUE! | #VALUE!
RICHARDS MFG. CO. | VC7 | Y | RICHARDS MFG. CO. , VC7 |  |  | 2.44 | 2001-12-04 13:20 | Anjanece | 200 | 10000 | #VALUE! | #VALUE!
RICHARDS MFG. CO. | VC7 | Y | RICHARDS MFG. CO. , VC7 |  |  | 2.5 | 2001-12-04 13:20 | Anjanece | 200 | 10000 | #VALUE! | #VALUE!
RICHARDS MFG. CO. | VC7 | Y | RICHARDS MFG. CO. , VC7 |  |  | 2.54 | 2001-12-04 13:20 | Anjanece | 200 | 10000 | #VALUE! | #VALUE!
RICHARDS MFG. CO. | VC7 | Y | RICHARDS MFG. CO. , VC7 |  |  | 2.55 | 2001-12-04 13:20 | Anjanece | 200 | 10000 | #VALUE! | #VALUE!
RICHARDS MFG. CO. | VC7 | Y | RICHARDS MFG. CO. , VC7 |  |  | 2.61 | 2001-12-04 13:20 | Anjanece | 200 | 10000 | #VALUE! | #VALUE!
RICHARDS MFG. CO. | VC7 | Y | RICHARDS MFG. CO. , VC7 |  |  | 2.63 | 2001-12-04 13:20 | Anjanece | 200 | 10000 | #VALUE! | #VALUE!
RICHARDS MFG. CO. | VC7 | Y | RICHARDS MFG. CO. , VC7 |  |  | 2.66 | 2001-12-04 13:20 | Anjanece | 200 | 10000 | #VALUE! | #VALUE!
RICHARDS MFG. CO. | VC7 | Y | RICHARDS MFG. CO. , VC7 |  |  | 2.73 | 2001-12-04 13:20 | Anjanece | 200 | 10000 | #VALUE! | #VALUE!
RICHARDS MFG. CO. | VC7 | Y | RICHARDS MFG. CO. , VC7 |  |  | 2.76 | 2001-12-04 13:20 | Anjanece | 200 | 10000 | #VALUE! | #VALUE!
RICHARDS MFG. CO. | VC7 | Y | RICHARDS MFG. CO. , VC7 |  |  | 2.77 | 2001-12-04 13:20 | Anjanece | 200 | 10000 | #VALUE! | #VALUE!
RICHARDS MFG. CO. | VC7 | Y | RICHARDS MFG. CO. , VC7 |  |  | 3 | 2001-12-04 13:20 | Anjanece | 200 | 10000 | #VALUE! | #VALUE!
RICHARDS MFG. CO. | VC7 | Y | RICHARDS MFG. CO. , VC7 |  |  | 3.13 | 2001-12-04 13:20 | Anjanece | 200 | 10000 | #VALUE! | #VALUE!
RICHARDS MFG. CO. | VC7 | Y | RICHARDS MFG. CO. , VC7 |  |  | 3.39 | 2001-12-04 13:20 | Anjanece | 200 | 10000 | #VALUE! | #VALUE!
RICHARDS MFG. CO. | VC7 | Y | RICHARDS MFG. CO. , VC7 |  |  | 3.41 | 2001-12-04 13:20 | Anjanece | 200 | 10000 | #VALUE! | #VALUE!
RICHARDS MFG. CO. | VC7 | Y | RICHARDS MFG. CO. , VC7 |  |  | 3.54 | 2001-12-04 13:20 | Anjanece | 200 | 10000 | #VALUE! | #VALUE!
RICHARDS MFG. CO. | VC7 | Y | RICHARDS MFG. CO. , VC7 |  |  | 3.66 | 2001-12-04 13:20 | Anjanece | 200 | 10000 | #VALUE! | #VALUE!
RICHARDS MFG. CO. | VC7 | Y | RICHARDS MFG. CO. , VC7 |  |  | 3.67 | 2001-12-04 13:20 | Anjanece | 200 | 10000 | #VALUE! | #VALUE!
RICHARDS MFG. CO. | VC7 | Y | RICHARDS MFG. CO. , VC7 |  |  | 3.68 | 2001-12-04 13:20 | Anjanece | 200 | 10000 | #VALUE! | #VALUE!
RICHARDS MFG. CO. | VC7 | Y | RICHARDS MFG. CO. , VC7 |  |  | 3.69 | 2001-12-04 13:20 | Anjanece | 200 | 10000 | #VALUE! | #VALUE!
RICHARDS MFG. CO. | VC7 | Y | RICHARDS MFG. CO. , VC7 |  |  | 3.7 | 2001-12-04 13:20 | Anjanece | 200 | 10000 | #VALUE! | #VALUE!
RICHARDS MFG. CO. | VC7 | Y | RICHARDS MFG. CO. , VC7 |  |  | 3.71 | 2001-12-04 13:20 | Anjanece | 200 | 10000 | #VALUE! | #VALUE!
RICHARDS MFG. CO. | VC7 | Y | RICHARDS MFG. CO. , VC7 |  | Storm Stores | 0 | 2018-04-16 10:16 | Anjanece | 200 | 10000 | #VALUE! | #VALUE!
RICHARDS MFG. CO. | VC7 | Y | RICHARDS MFG. CO. , VC7 |  |  | 2.07 | 2018-04-16 10:16 | Anjanece | 200 | 10000 | #VALUE! | #VALUE!
RICHARDS MFG. CO. | VC7 | Y | RICHARDS MFG. CO. , VC7 |  |  | 2.19 | 2018-04-16 10:16 | Anjanece | 200 | 10000 | #VALUE! | #VALUE!
RICHARDS MFG. CO. | VC7 | Y | RICHARDS MFG. CO. , VC7 |  |  | 2.33 | 2018-04-16 10:16 | Anjanece | 200 | 10000 | #VALUE! | #VALUE!
RICHARDS MFG. CO. | VC7 | Y | RICHARDS MFG. CO. , VC7 |  |  | 2.43 | 2018-04-16 10:16 | Anjanece | 200 | 10000 | #VALUE! | #VALUE!
RICHARDS MFG. CO. | VC7 | Y | RICHARDS MFG. CO. , VC7 |  |  | 3.01 | 2018-04-16 10:16 | Anjanece | 200 | 10000 | #VALUE! | #VALUE!
RICHARDS MFG. CO. | VC7 | Y | RICHARDS MFG. CO. , VC7 |  |  | 3.19 | 2018-04-16 10:16 | Anjanece | 200 | 10000 | #VALUE! | #VALUE!
RICHARDS MFG. CO. | VC7 | Y | RICHARDS MFG. CO. , VC7 |  |  | 3.36 | 2018-04-16 10:16 | Anjanece | 200 | 10000 | #VALUE! | #VALUE!
RICHARDS MFG. CO. | VC7 | Y | RICHARDS MFG. CO. , VC7 |  |  | 3.37 | 2018-04-16 10:16 | Anjanece | 200 | 10000 | #VALUE! | #VALUE!
CMC/BARFIELD MANUFACTURING | VC-20S | Y | CMC/BARFIELD MANUFACTURING , VC-20S | JEA UNDERGROUND DISTRIBUTION | CSC Stores | 1.54 | 2001-12-04 13:20 | Anjanece | 100 | 1400 | #VALUE! | #VALUE!
CMC/BARFIELD MANUFACTURING | VC-20S | Y | CMC/BARFIELD MANUFACTURING , VC-20S |  |  | 2.33 | 2001-12-04 13:20 | Anjanece | 100 | 1400 | #VALUE! | #VALUE!
CMC/BARFIELD MANUFACTURING | VC-20S | Y | CMC/BARFIELD MANUFACTURING , VC-20S |  |  | 2.71 | 2001-12-04 13:20 | Anjanece | 100 | 1400 | #VALUE! | #VALUE!
CMC/BARFIELD MANUFACTURING | VC-20S | Y | CMC/BARFIELD MANUFACTURING , VC-20S |  |  | 2.74 | 2001-12-04 13:20 | Anjanece | 100 | 1400 | #VALUE! | #VALUE!
CMC/BARFIELD MANUFACTURING | VC-20S | Y | CMC/BARFIELD MANUFACTURING , VC-20S |  |  | 2.75 | 2001-12-04 13:20 | Anjanece | 100 | 1400 | #VALUE! | #VALUE!
CMC/BARFIELD MANUFACTURING | VC-20S | Y | CMC/BARFIELD MANUFACTURING , VC-20S |  |  | 2.76 | 2001-12-04 13:20 | Anjanece | 100 | 1400 | #VALUE! | #VALUE!
CMC/BARFIELD MANUFACTURING | VC-20S | Y | CMC/BARFIELD MANUFACTURING , VC-20S |  |  | 2.77 | 2001-12-04 13:20 | Anjanece | 100 | 1400 | #VALUE! | #VALUE!
CMC/BARFIELD MANUFACTURING | VC-20S | Y | CMC/BARFIELD MANUFACTURING , VC-20S |  |  | 2.78 | 2001-12-04 13:20 | Anjanece | 100 | 1400 | #VALUE! | #VALUE!
CMC/BARFIELD MANUFACTURING | VC-20S | Y | CMC/BARFIELD MANUFACTURING , VC-20S |  |  | 2.81 | 2001-12-04 13:20 | Anjanece | 100 | 1400 | #VALUE! | #VALUE!
CMC/BARFIELD MANUFACTURING | VC-20S | Y | CMC/BARFIELD MANUFACTURING , VC-20S |  |  | 2.82 | 2001-12-04 13:20 | Anjanece | 100 | 1400 | #VALUE! | #VALUE!
CMC/BARFIELD MANUFACTURING | VC-20S | Y | CMC/BARFIELD MANUFACTURING , VC-20S |  |  | 2.83 | 2001-12-04 13:20 | Anjanece | 100 | 1400 | #VALUE! | #VALUE!
CMC/BARFIELD MANUFACTURING | VC-20S | Y | CMC/BARFIELD MANUFACTURING , VC-20S |  |  | 3.29 | 2001-12-04 13:20 | Anjanece | 100 | 1400 | #VALUE! | #VALUE!
CMC/BARFIELD MANUFACTURING | VC-20S | Y | CMC/BARFIELD MANUFACTURING , VC-20S |  |  | 3.78 | 2001-12-04 13:20 | Anjanece | 100 | 1400 | #VALUE! | #VALUE!
CMC/BARFIELD MANUFACTURING | VC-20S | Y | CMC/BARFIELD MANUFACTURING , VC-20S |  |  | 4.16 | 2001-12-04 13:20 | Anjanece | 100 | 1400 | #VALUE! | #VALUE!
CMC/BARFIELD MANUFACTURING | VC-20S | Y | CMC/BARFIELD MANUFACTURING , VC-20S |  |  | 4.19 | 2001-12-04 13:20 | Anjanece | 100 | 1400 | #VALUE! | #VALUE!
CMC/BARFIELD MANUFACTURING | VC-20S | Y | CMC/BARFIELD MANUFACTURING , VC-20S |  |  | 4.2 | 2001-12-04 13:20 | Anjanece | 100 | 1400 | #VALUE! | #VALUE!
CMC/BARFIELD MANUFACTURING | VC-20S | Y | CMC/BARFIELD MANUFACTURING , VC-20S |  |  | 4.21 | 2001-12-04 13:20 | Anjanece | 100 | 1400 | #VALUE! | #VALUE!
CMC/BARFIELD MANUFACTURING | VC-20S | Y | CMC/BARFIELD MANUFACTURING , VC-20S |  |  | 4.22 | 2001-12-04 13:20 | Anjanece | 100 | 1400 | #VALUE! | #VALUE!
CMC/BARFIELD MANUFACTURING | VC-20S | Y | CMC/BARFIELD MANUFACTURING , VC-20S |  |  | 4.24 | 2001-12-04 13:20 | Anjanece | 100 | 1400 | #VALUE! | #VALUE!
CMC/BARFIELD MANUFACTURING | VC-20S | Y | CMC/BARFIELD MANUFACTURING , VC-20S |  |  | 5.01 | 2001-12-04 13:20 | Anjanece | 100 | 1400 | #VALUE! | #VALUE!
CMC/BARFIELD MANUFACTURING | VC-20S | Y | CMC/BARFIELD MANUFACTURING , VC-20S |  |  | 5.12 | 2001-12-04 13:20 | Anjanece | 100 | 1400 | #VALUE! | #VALUE!
CMC/BARFIELD MANUFACTURING | VC-20S | Y | CMC/BARFIELD MANUFACTURING , VC-20S |  |  | 5.33 | 2001-12-04 13:20 | Anjanece | 100 | 1400 | #VALUE! | #VALUE!
CMC/BARFIELD MANUFACTURING | VC-20S | Y | CMC/BARFIELD MANUFACTURING , VC-20S |  |  | 5.59 | 2001-12-04 13:20 | Anjanece | 100 | 1400 | #VALUE! | #VALUE!
CMC/BARFIELD MANUFACTURING | VC-20S | Y | CMC/BARFIELD MANUFACTURING , VC-20S |  |  | 6.14 | 2001-12-04 13:20 | Anjanece | 100 | 1400 | #VALUE! | #VALUE!
CMC/BARFIELD MANUFACTURING | VC-20S | Y | CMC/BARFIELD MANUFACTURING , VC-20S |  |  | 7.17 | 2001-12-04 13:20 | Anjanece | 100 | 1400 | #VALUE! | #VALUE!
CMC/BARFIELD MANUFACTURING | VC-20S | Y | CMC/BARFIELD MANUFACTURING , VC-20S |  |  | 7.27 | 2001-12-04 13:20 | Anjanece | 100 | 1400 | #VALUE! | #VALUE!
CMC/BARFIELD MANUFACTURING | VC-20S | Y | CMC/BARFIELD MANUFACTURING , VC-20S |  | Storm Stores | 0 | 2019-07-29 09:37 | Anjanece | 100 | 1400 | #VALUE! | #VALUE!
CMC/BARFIELD MANUFACTURING | VC-20S | Y | CMC/BARFIELD MANUFACTURING , VC-20S |  |  | 2.78 | 2019-07-29 09:37 | Anjanece | 100 | 1400 | #VALUE! | #VALUE!
CMC/BARFIELD MANUFACTURING | VC-20S | Y | CMC/BARFIELD MANUFACTURING , VC-20S |  |  | 3.53 | 2019-07-29 09:37 | Anjanece | 100 | 1400 | #VALUE! | #VALUE!
CMC/BARFIELD MANUFACTURING | VC-20S | Y | CMC/BARFIELD MANUFACTURING , VC-20S |  |  | 4.09 | 2019-07-29 09:37 | Anjanece | 100 | 1400 | #VALUE! | #VALUE!
CMC/BARFIELD MANUFACTURING | VC-20S | Y | CMC/BARFIELD MANUFACTURING , VC-20S |  |  | 4.28 | 2019-07-29 09:37 | Anjanece | 100 | 1400 | #VALUE! | #VALUE!
CMC/BARFIELD MANUFACTURING | VC-20S | Y | CMC/BARFIELD MANUFACTURING , VC-20S |  |  | 4.45 | 2019-07-29 09:37 | Anjanece | 100 | 1400 | #VALUE! | #VALUE!
HUBBELL | GC-5020S | Y | HUBBELL , GC-5020S | JEA UNDERGROUND DISTRIBUTION | CSC Stores | 1.54 | 2001-12-04 13:20 | Anjanece | 100 | 1400 | #VALUE! | #VALUE!
HUBBELL | GC-5020S | Y | HUBBELL , GC-5020S |  |  | 2.33 | 2001-12-04 13:20 | Anjanece | 100 | 1400 | #VALUE! | #VALUE!
HUBBELL | GC-5020S | Y | HUBBELL , GC-5020S |  |  | 2.71 | 2001-12-04 13:20 | Anjanece | 100 | 1400 | #VALUE! | #VALUE!
HUBBELL | GC-5020S | Y | HUBBELL , GC-5020S |  |  | 2.74 | 2001-12-04 13:20 | Anjanece | 100 | 1400 | #VALUE! | #VALUE!
HUBBELL | GC-5020S | Y | HUBBELL , GC-5020S |  |  | 2.75 | 2001-12-04 13:20 | Anjanece | 100 | 1400 | #VALUE! | #VALUE!
HUBBELL | GC-5020S | Y | HUBBELL , GC-5020S |  |  | 2.76 | 2001-12-04 13:20 | Anjanece | 100 | 1400 | #VALUE! | #VALUE!
HUBBELL | GC-5020S | Y | HUBBELL , GC-5020S |  |  | 2.77 | 2001-12-04 13:20 | Anjanece | 100 | 1400 | #VALUE! | #VALUE!
HUBBELL | GC-5020S | Y | HUBBELL , GC-5020S |  |  | 2.78 | 2001-12-04 13:20 | Anjanece | 100 | 1400 | #VALUE! | #VALUE!
HUBBELL | GC-5020S | Y | HUBBELL , GC-5020S |  |  | 2.81 | 2001-12-04 13:20 | Anjanece | 100 | 1400 | #VALUE! | #VALUE!
HUBBELL | GC-5020S | Y | HUBBELL , GC-5020S |  |  | 2.82 | 2001-12-04 13:20 | Anjanece | 100 | 1400 | #VALUE! | #VALUE!
HUBBELL | GC-5020S | Y | HUBBELL , GC-5020S |  |  | 2.83 | 2001-12-04 13:20 | Anjanece | 100 | 1400 | #VALUE! | #VALUE!
HUBBELL | GC-5020S | Y | HUBBELL , GC-5020S |  |  | 3.29 | 2001-12-04 13:20 | Anjanece | 100 | 1400 | #VALUE! | #VALUE!
HUBBELL | GC-5020S | Y | HUBBELL , GC-5020S |  |  | 3.78 | 2001-12-04 13:20 | Anjanece | 100 | 1400 | #VALUE! | #VALUE!
HUBBELL | GC-5020S | Y | HUBBELL , GC-5020S |  |  | 4.16 | 2001-12-04 13:20 | Anjanece | 100 | 1400 | #VALUE! | #VALUE!
HUBBELL | GC-5020S | Y | HUBBELL , GC-5020S |  |  | 4.19 | 2001-12-04 13:20 | Anjanece | 100 | 1400 | #VALUE! | #VALUE!
HUBBELL | GC-5020S | Y | HUBBELL , GC-5020S |  |  | 4.2 | 2001-12-04 13:20 | Anjanece | 100 | 1400 | #VALUE! | #VALUE!
HUBBELL | GC-5020S | Y | HUBBELL , GC-5020S |  |  | 4.21 | 2001-12-04 13:20 | Anjanece | 100 | 1400 | #VALUE! | #VALUE!
HUBBELL | GC-5020S | Y | HUBBELL , GC-5020S |  |  | 4.22 | 2001-12-04 13:20 | Anjanece | 100 | 1400 | #VALUE! | #VALUE!
HUBBELL | GC-5020S | Y | HUBBELL , GC-5020S |  |  | 4.24 | 2001-12-04 13:20 | Anjanece | 100 | 1400 | #VALUE! | #VALUE!
HUBBELL | GC-5020S | Y | HUBBELL , GC-5020S |  |  | 5.01 | 2001-12-04 13:20 | Anjanece | 100 | 1400 | #VALUE! | #VALUE!
HUBBELL | GC-5020S | Y | HUBBELL , GC-5020S |  |  | 5.12 | 2001-12-04 13:20 | Anjanece | 100 | 1400 | #VALUE! | #VALUE!
HUBBELL | GC-5020S | Y | HUBBELL , GC-5020S |  |  | 5.33 | 2001-12-04 13:20 | Anjanece | 100 | 1400 | #VALUE! | #VALUE!
HUBBELL | GC-5020S | Y | HUBBELL , GC-5020S |  |  | 5.59 | 2001-12-04 13:20 | Anjanece | 100 | 1400 | #VALUE! | #VALUE!
HUBBELL | GC-5020S | Y | HUBBELL , GC-5020S |  |  | 6.14 | 2001-12-04 13:20 | Anjanece | 100 | 1400 | #VALUE! | #VALUE!
HUBBELL | GC-5020S | Y | HUBBELL , GC-5020S |  |  | 7.17 | 2001-12-04 13:20 | Anjanece | 100 | 1400 | #VALUE! | #VALUE!
HUBBELL | GC-5020S | Y | HUBBELL , GC-5020S |  |  | 7.27 | 2001-12-04 13:20 | Anjanece | 100 | 1400 | #VALUE! | #VALUE!
HUBBELL | GC-5020S | Y | HUBBELL , GC-5020S |  | Storm Stores | 0 | 2019-07-29 09:37 | Anjanece | 100 | 1400 | #VALUE! | #VALUE!
HUBBELL | GC-5020S | Y | HUBBELL , GC-5020S |  |  | 2.78 | 2019-07-29 09:37 | Anjanece | 100 | 1400 | #VALUE! | #VALUE!
HUBBELL | GC-5020S | Y | HUBBELL , GC-5020S |  |  | 3.53 | 2019-07-29 09:37 | Anjanece | 100 | 1400 | #VALUE! | #VALUE!
HUBBELL | GC-5020S | Y | HUBBELL , GC-5020S |  |  | 4.09 | 2019-07-29 09:37 | Anjanece | 100 | 1400 | #VALUE! | #VALUE!
HUBBELL | GC-5020S | Y | HUBBELL , GC-5020S |  |  | 4.28 | 2019-07-29 09:37 | Anjanece | 100 | 1400 | #VALUE! | #VALUE!
HUBBELL | GC-5020S | Y | HUBBELL , GC-5020S |  |  | 4.45 | 2019-07-29 09:37 | Anjanece | 100 | 1400 | #VALUE! | #VALUE!
MACLEAN POWER SYSTEMS | BVC-20S | Y | MACLEAN POWER SYSTEMS , BVC-20S | JEA UNDERGROUND DISTRIBUTION | CSC Stores | 1.54 | 2001-12-04 13:20 | Anjanece | 100 | 1400 | #VALUE! | #VALUE!
MACLEAN POWER SYSTEMS | BVC-20S | Y | MACLEAN POWER SYSTEMS , BVC-20S |  |  | 2.33 | 2001-12-04 13:20 | Anjanece | 100 | 1400 | #VALUE! | #VALUE!
MACLEAN POWER SYSTEMS | BVC-20S | Y | MACLEAN POWER SYSTEMS , BVC-20S |  |  | 2.71 | 2001-12-04 13:20 | Anjanece | 100 | 1400 | #VALUE! | #VALUE!
MACLEAN POWER SYSTEMS | BVC-20S | Y | MACLEAN POWER SYSTEMS , BVC-20S |  |  | 2.74 | 2001-12-04 13:20 | Anjanece | 100 | 1400 | #VALUE! | #VALUE!
MACLEAN POWER SYSTEMS | BVC-20S | Y | MACLEAN POWER SYSTEMS , BVC-20S |  |  | 2.75 | 2001-12-04 13:20 | Anjanece | 100 | 1400 | #VALUE! | #VALUE!
MACLEAN POWER SYSTEMS | BVC-20S | Y | MACLEAN POWER SYSTEMS , BVC-20S |  |  | 2.76 | 2001-12-04 13:20 | Anjanece | 100 | 1400 | #VALUE! | #VALUE!
MACLEAN POWER SYSTEMS | BVC-20S | Y | MACLEAN POWER SYSTEMS , BVC-20S |  |  | 2.77 | 2001-12-04 13:20 | Anjanece | 100 | 1400 | #VALUE! | #VALUE!
MACLEAN POWER SYSTEMS | BVC-20S | Y | MACLEAN POWER SYSTEMS , BVC-20S |  |  | 2.78 | 2001-12-04 13:20 | Anjanece | 100 | 1400 | #VALUE! | #VALUE!
MACLEAN POWER SYSTEMS | BVC-20S | Y | MACLEAN POWER SYSTEMS , BVC-20S |  |  | 2.81 | 2001-12-04 13:20 | Anjanece | 100 | 1400 | #VALUE! | #VALUE!
MACLEAN POWER SYSTEMS | BVC-20S | Y | MACLEAN POWER SYSTEMS , BVC-20S |  |  | 2.82 | 2001-12-04 13:20 | Anjanece | 100 | 1400 | #VALUE! | #VALUE!
MACLEAN POWER SYSTEMS | BVC-20S | Y | MACLEAN POWER SYSTEMS , BVC-20S |  |  | 2.83 | 2001-12-04 13:20 | Anjanece | 100 | 1400 | #VALUE! | #VALUE!
MACLEAN POWER SYSTEMS | BVC-20S | Y | MACLEAN POWER SYSTEMS , BVC-20S |  |  | 3.29 | 2001-12-04 13:20 | Anjanece | 100 | 1400 | #VALUE! | #VALUE!
MACLEAN POWER SYSTEMS | BVC-20S | Y | MACLEAN POWER SYSTEMS , BVC-20S |  |  | 3.78 | 2001-12-04 13:20 | Anjanece | 100 | 1400 | #VALUE! | #VALUE!
MACLEAN POWER SYSTEMS | BVC-20S | Y | MACLEAN POWER SYSTEMS , BVC-20S |  |  | 4.16 | 2001-12-04 13:20 | Anjanece | 100 | 1400 | #VALUE! | #VALUE!
MACLEAN POWER SYSTEMS | BVC-20S | Y | MACLEAN POWER SYSTEMS , BVC-20S |  |  | 4.19 | 2001-12-04 13:20 | Anjanece | 100 | 1400 | #VALUE! | #VALUE!
MACLEAN POWER SYSTEMS | BVC-20S | Y | MACLEAN POWER SYSTEMS , BVC-20S |  |  | 4.2 | 2001-12-04 13:20 | Anjanece | 100 | 1400 | #VALUE! | #VALUE!
MACLEAN POWER SYSTEMS | BVC-20S | Y | MACLEAN POWER SYSTEMS , BVC-20S |  |  | 4.21 | 2001-12-04 13:20 | Anjanece | 100 | 1400 | #VALUE! | #VALUE!
MACLEAN POWER SYSTEMS | BVC-20S | Y | MACLEAN POWER SYSTEMS , BVC-20S |  |  | 4.22 | 2001-12-04 13:20 | Anjanece | 100 | 1400 | #VALUE! | #VALUE!
MACLEAN POWER SYSTEMS | BVC-20S | Y | MACLEAN POWER SYSTEMS , BVC-20S |  |  | 4.24 | 2001-12-04 13:20 | Anjanece | 100 | 1400 | #VALUE! | #VALUE!
MACLEAN POWER SYSTEMS | BVC-20S | Y | MACLEAN POWER SYSTEMS , BVC-20S |  |  | 5.01 | 2001-12-04 13:20 | Anjanece | 100 | 1400 | #VALUE! | #VALUE!
MACLEAN POWER SYSTEMS | BVC-20S | Y | MACLEAN POWER SYSTEMS , BVC-20S |  |  | 5.12 | 2001-12-04 13:20 | Anjanece | 100 | 1400 | #VALUE! | #VALUE!
MACLEAN POWER SYSTEMS | BVC-20S | Y | MACLEAN POWER SYSTEMS , BVC-20S |  |  | 5.33 | 2001-12-04 13:20 | Anjanece | 100 | 1400 | #VALUE! | #VALUE!
MACLEAN POWER SYSTEMS | BVC-20S | Y | MACLEAN POWER SYSTEMS , BVC-20S |  |  | 5.59 | 2001-12-04 13:20 | Anjanece | 100 | 1400 | #VALUE! | #VALUE!
MACLEAN POWER SYSTEMS | BVC-20S | Y | MACLEAN POWER SYSTEMS , BVC-20S |  |  | 6.14 | 2001-12-04 13:20 | Anjanece | 100 | 1400 | #VALUE! | #VALUE!
MACLEAN POWER SYSTEMS | BVC-20S | Y | MACLEAN POWER SYSTEMS , BVC-20S |  |  | 7.17 | 2001-12-04 13:20 | Anjanece | 100 | 1400 | #VALUE! | #VALUE!
MACLEAN POWER SYSTEMS | BVC-20S | Y | MACLEAN POWER SYSTEMS , BVC-20S |  |  | 7.27 | 2001-12-04 13:20 | Anjanece | 100 | 1400 | #VALUE! | #VALUE!
MACLEAN POWER SYSTEMS | BVC-20S | Y | MACLEAN POWER SYSTEMS , BVC-20S |  | Storm Stores | 0 | 2019-07-29 09:37 | Anjanece | 100 | 1400 | #VALUE! | #VALUE!
MACLEAN POWER SYSTEMS | BVC-20S | Y | MACLEAN POWER SYSTEMS , BVC-20S |  |  | 2.78 | 2019-07-29 09:37 | Anjanece | 100 | 1400 | #VALUE! | #VALUE!
MACLEAN POWER SYSTEMS | BVC-20S | Y | MACLEAN POWER SYSTEMS , BVC-20S |  |  | 3.53 | 2019-07-29 09:37 | Anjanece | 100 | 1400 | #VALUE! | #VALUE!
MACLEAN POWER SYSTEMS | BVC-20S | Y | MACLEAN POWER SYSTEMS , BVC-20S |  |  | 4.09 | 2019-07-29 09:37 | Anjanece | 100 | 1400 | #VALUE! | #VALUE!
MACLEAN POWER SYSTEMS | BVC-20S | Y | MACLEAN POWER SYSTEMS , BVC-20S |  |  | 4.28 | 2019-07-29 09:37 | Anjanece | 100 | 1400 | #VALUE! | #VALUE!
MACLEAN POWER SYSTEMS | BVC-20S | Y | MACLEAN POWER SYSTEMS , BVC-20S |  |  | 4.45 | 2019-07-29 09:37 | Anjanece | 100 | 1400 | #VALUE! | #VALUE!
PENN-UNION | FF-2/0 | Y | PENN-UNION , FF-2/0 | JEA UNDERGROUND DISTRIBUTION | CSC Stores | 1.54 | 2001-12-04 13:20 | Anjanece | 100 | 1400 | #VALUE! | #VALUE!
PENN-UNION | FF-2/0 | Y | PENN-UNION , FF-2/0 |  |  | 2.33 | 2001-12-04 13:20 | Anjanece | 100 | 1400 | #VALUE! | #VALUE!
PENN-UNION | FF-2/0 | Y | PENN-UNION , FF-2/0 |  |  | 2.71 | 2001-12-04 13:20 | Anjanece | 100 | 1400 | #VALUE! | #VALUE!
PENN-UNION | FF-2/0 | Y | PENN-UNION , FF-2/0 |  |  | 2.74 | 2001-12-04 13:20 | Anjanece | 100 | 1400 | #VALUE! | #VALUE!
PENN-UNION | FF-2/0 | Y | PENN-UNION , FF-2/0 |  |  | 2.75 | 2001-12-04 13:20 | Anjanece | 100 | 1400 | #VALUE! | #VALUE!
PENN-UNION | FF-2/0 | Y | PENN-UNION , FF-2/0 |  |  | 2.76 | 2001-12-04 13:20 | Anjanece | 100 | 1400 | #VALUE! | #VALUE!
PENN-UNION | FF-2/0 | Y | PENN-UNION , FF-2/0 |  |  | 2.77 | 2001-12-04 13:20 | Anjanece | 100 | 1400 | #VALUE! | #VALUE!
PENN-UNION | FF-2/0 | Y | PENN-UNION , FF-2/0 |  |  | 2.78 | 2001-12-04 13:20 | Anjanece | 100 | 1400 | #VALUE! | #VALUE!
PENN-UNION | FF-2/0 | Y | PENN-UNION , FF-2/0 |  |  | 2.81 | 2001-12-04 13:20 | Anjanece | 100 | 1400 | #VALUE! | #VALUE!
PENN-UNION | FF-2/0 | Y | PENN-UNION , FF-2/0 |  |  | 2.82 | 2001-12-04 13:20 | Anjanece | 100 | 1400 | #VALUE! | #VALUE!
PENN-UNION | FF-2/0 | Y | PENN-UNION , FF-2/0 |  |  | 2.83 | 2001-12-04 13:20 | Anjanece | 100 | 1400 | #VALUE! | #VALUE!
PENN-UNION | FF-2/0 | Y | PENN-UNION , FF-2/0 |  |  | 3.29 | 2001-12-04 13:20 | Anjanece | 100 | 1400 | #VALUE! | #VALUE!
PENN-UNION | FF-2/0 | Y | PENN-UNION , FF-2/0 |  |  | 3.78 | 2001-12-04 13:20 | Anjanece | 100 | 1400 | #VALUE! | #VALUE!
PENN-UNION | FF-2/0 | Y | PENN-UNION , FF-2/0 |  |  | 4.16 | 2001-12-04 13:20 | Anjanece | 100 | 1400 | #VALUE! | #VALUE!
PENN-UNION | FF-2/0 | Y | PENN-UNION , FF-2/0 |  |  | 4.19 | 2001-12-04 13:20 | Anjanece | 100 | 1400 | #VALUE! | #VALUE!
PENN-UNION | FF-2/0 | Y | PENN-UNION , FF-2/0 |  |  | 4.2 | 2001-12-04 13:20 | Anjanece | 100 | 1400 | #VALUE! | #VALUE!
PENN-UNION | FF-2/0 | Y | PENN-UNION , FF-2/0 |  |  | 4.21 | 2001-12-04 13:20 | Anjanece | 100 | 1400 | #VALUE! | #VALUE!
PENN-UNION | FF-2/0 | Y | PENN-UNION , FF-2/0 |  |  | 4.22 | 2001-12-04 13:20 | Anjanece | 100 | 1400 | #VALUE! | #VALUE!
PENN-UNION | FF-2/0 | Y | PENN-UNION , FF-2/0 |  |  | 4.24 | 2001-12-04 13:20 | Anjanece | 100 | 1400 | #VALUE! | #VALUE!
PENN-UNION | FF-2/0 | Y | PENN-UNION , FF-2/0 |  |  | 5.01 | 2001-12-04 13:20 | Anjanece | 100 | 1400 | #VALUE! | #VALUE!
PENN-UNION | FF-2/0 | Y | PENN-UNION , FF-2/0 |  |  | 5.12 | 2001-12-04 13:20 | Anjanece | 100 | 1400 | #VALUE! | #VALUE!
PENN-UNION | FF-2/0 | Y | PENN-UNION , FF-2/0 |  |  | 5.33 | 2001-12-04 13:20 | Anjanece | 100 | 1400 | #VALUE! | #VALUE!
PENN-UNION | FF-2/0 | Y | PENN-UNION , FF-2/0 |  |  | 5.59 | 2001-12-04 13:20 | Anjanece | 100 | 1400 | #VALUE! | #VALUE!
PENN-UNION | FF-2/0 | Y | PENN-UNION , FF-2/0 |  |  | 6.14 | 2001-12-04 13:20 | Anjanece | 100 | 1400 | #VALUE! | #VALUE!
PENN-UNION | FF-2/0 | Y | PENN-UNION , FF-2/0 |  |  | 7.17 | 2001-12-04 13:20 | Anjanece | 100 | 1400 | #VALUE! | #VALUE!
PENN-UNION | FF-2/0 | Y | PENN-UNION , FF-2/0 |  |  | 7.27 | 2001-12-04 13:20 | Anjanece | 100 | 1400 | #VALUE! | #VALUE!
PENN-UNION | FF-2/0 | Y | PENN-UNION , FF-2/0 |  | Storm Stores | 0 | 2019-07-29 09:37 | Anjanece | 100 | 1400 | #VALUE! | #VALUE!
PENN-UNION | FF-2/0 | Y | PENN-UNION , FF-2/0 |  |  | 2.78 | 2019-07-29 09:37 | Anjanece | 100 | 1400 | #VALUE! | #VALUE!
PENN-UNION | FF-2/0 | Y | PENN-UNION , FF-2/0 |  |  | 3.53 | 2019-07-29 09:37 | Anjanece | 100 | 1400 | #VALUE! | #VALUE!
PENN-UNION | FF-2/0 | Y | PENN-UNION , FF-2/0 |  |  | 4.09 | 2019-07-29 09:37 | Anjanece | 100 | 1400 | #VALUE! | #VALUE!
PENN-UNION | FF-2/0 | Y | PENN-UNION , FF-2/0 |  |  | 4.28 | 2019-07-29 09:37 | Anjanece | 100 | 1400 | #VALUE! | #VALUE!
PENN-UNION | FF-2/0 | Y | PENN-UNION , FF-2/0 |  |  | 4.45 | 2019-07-29 09:37 | Anjanece | 100 | 1400 | #VALUE! | #VALUE!
RICHARDS MFG. CO. | VC10S | Y | RICHARDS MFG. CO. , VC10S | JEA UNDERGROUND DISTRIBUTION | CSC Stores | 1.54 | 2001-12-04 13:20 | Anjanece | 100 | 1400 | #VALUE! | #VALUE!
RICHARDS MFG. CO. | VC10S | Y | RICHARDS MFG. CO. , VC10S |  |  | 2.33 | 2001-12-04 13:20 | Anjanece | 100 | 1400 | #VALUE! | #VALUE!
RICHARDS MFG. CO. | VC10S | Y | RICHARDS MFG. CO. , VC10S |  |  | 2.71 | 2001-12-04 13:20 | Anjanece | 100 | 1400 | #VALUE! | #VALUE!
RICHARDS MFG. CO. | VC10S | Y | RICHARDS MFG. CO. , VC10S |  |  | 2.74 | 2001-12-04 13:20 | Anjanece | 100 | 1400 | #VALUE! | #VALUE!
RICHARDS MFG. CO. | VC10S | Y | RICHARDS MFG. CO. , VC10S |  |  | 2.75 | 2001-12-04 13:20 | Anjanece | 100 | 1400 | #VALUE! | #VALUE!
RICHARDS MFG. CO. | VC10S | Y | RICHARDS MFG. CO. , VC10S |  |  | 2.76 | 2001-12-04 13:20 | Anjanece | 100 | 1400 | #VALUE! | #VALUE!
RICHARDS MFG. CO. | VC10S | Y | RICHARDS MFG. CO. , VC10S |  |  | 2.77 | 2001-12-04 13:20 | Anjanece | 100 | 1400 | #VALUE! | #VALUE!
RICHARDS MFG. CO. | VC10S | Y | RICHARDS MFG. CO. , VC10S |  |  | 2.78 | 2001-12-04 13:20 | Anjanece | 100 | 1400 | #VALUE! | #VALUE!
RICHARDS MFG. CO. | VC10S | Y | RICHARDS MFG. CO. , VC10S |  |  | 2.81 | 2001-12-04 13:20 | Anjanece | 100 | 1400 | #VALUE! | #VALUE!
RICHARDS MFG. CO. | VC10S | Y | RICHARDS MFG. CO. , VC10S |  |  | 2.82 | 2001-12-04 13:20 | Anjanece | 100 | 1400 | #VALUE! | #VALUE!
RICHARDS MFG. CO. | VC10S | Y | RICHARDS MFG. CO. , VC10S |  |  | 2.83 | 2001-12-04 13:20 | Anjanece | 100 | 1400 | #VALUE! | #VALUE!
RICHARDS MFG. CO. | VC10S | Y | RICHARDS MFG. CO. , VC10S |  |  | 3.29 | 2001-12-04 13:20 | Anjanece | 100 | 1400 | #VALUE! | #VALUE!
RICHARDS MFG. CO. | VC10S | Y | RICHARDS MFG. CO. , VC10S |  |  | 3.78 | 2001-12-04 13:20 | Anjanece | 100 | 1400 | #VALUE! | #VALUE!
RICHARDS MFG. CO. | VC10S | Y | RICHARDS MFG. CO. , VC10S |  |  | 4.16 | 2001-12-04 13:20 | Anjanece | 100 | 1400 | #VALUE! | #VALUE!
RICHARDS MFG. CO. | VC10S | Y | RICHARDS MFG. CO. , VC10S |  |  | 4.19 | 2001-12-04 13:20 | Anjanece | 100 | 1400 | #VALUE! | #VALUE!
RICHARDS MFG. CO. | VC10S | Y | RICHARDS MFG. CO. , VC10S |  |  | 4.2 | 2001-12-04 13:20 | Anjanece | 100 | 1400 | #VALUE! | #VALUE!
RICHARDS MFG. CO. | VC10S | Y | RICHARDS MFG. CO. , VC10S |  |  | 4.21 | 2001-12-04 13:20 | Anjanece | 100 | 1400 | #VALUE! | #VALUE!
RICHARDS MFG. CO. | VC10S | Y | RICHARDS MFG. CO. , VC10S |  |  | 4.22 | 2001-12-04 13:20 | Anjanece | 100 | 1400 | #VALUE! | #VALUE!
RICHARDS MFG. CO. | VC10S | Y | RICHARDS MFG. CO. , VC10S |  |  | 4.24 | 2001-12-04 13:20 | Anjanece | 100 | 1400 | #VALUE! | #VALUE!
RICHARDS MFG. CO. | VC10S | Y | RICHARDS MFG. CO. , VC10S |  |  | 5.01 | 2001-12-04 13:20 | Anjanece | 100 | 1400 | #VALUE! | #VALUE!
RICHARDS MFG. CO. | VC10S | Y | RICHARDS MFG. CO. , VC10S |  |  | 5.12 | 2001-12-04 13:20 | Anjanece | 100 | 1400 | #VALUE! | #VALUE!
RICHARDS MFG. CO. | VC10S | Y | RICHARDS MFG. CO. , VC10S |  |  | 5.33 | 2001-12-04 13:20 | Anjanece | 100 | 1400 | #VALUE! | #VALUE!
RICHARDS MFG. CO. | VC10S | Y | RICHARDS MFG. CO. , VC10S |  |  | 5.59 | 2001-12-04 13:20 | Anjanece | 100 | 1400 | #VALUE! | #VALUE!
RICHARDS MFG. CO. | VC10S | Y | RICHARDS MFG. CO. , VC10S |  |  | 6.14 | 2001-12-04 13:20 | Anjanece | 100 | 1400 | #VALUE! | #VALUE!
RICHARDS MFG. CO. | VC10S | Y | RICHARDS MFG. CO. , VC10S |  |  | 7.17 | 2001-12-04 13:20 | Anjanece | 100 | 1400 | #VALUE! | #VALUE!
RICHARDS MFG. CO. | VC10S | Y | RICHARDS MFG. CO. , VC10S |  |  | 7.27 | 2001-12-04 13:20 | Anjanece | 100 | 1400 | #VALUE! | #VALUE!
RICHARDS MFG. CO. | VC10S | Y | RICHARDS MFG. CO. , VC10S |  | Storm Stores | 0 | 2019-07-29 09:37 | Anjanece | 100 | 1400 | #VALUE! | #VALUE!
RICHARDS MFG. CO. | VC10S | Y | RICHARDS MFG. CO. , VC10S |  |  | 2.78 | 2019-07-29 09:37 | Anjanece | 100 | 1400 | #VALUE! | #VALUE!
RICHARDS MFG. CO. | VC10S | Y | RICHARDS MFG. CO. , VC10S |  |  | 3.53 | 2019-07-29 09:37 | Anjanece | 100 | 1400 | #VALUE! | #VALUE!
RICHARDS MFG. CO. | VC10S | Y | RICHARDS MFG. CO. , VC10S |  |  | 4.09 | 2019-07-29 09:37 | Anjanece | 100 | 1400 | #VALUE! | #VALUE!
RICHARDS MFG. CO. | VC10S | Y | RICHARDS MFG. CO. , VC10S |  |  | 4.28 | 2019-07-29 09:37 | Anjanece | 100 | 1400 | #VALUE! | #VALUE!
RICHARDS MFG. CO. | VC10S | Y | RICHARDS MFG. CO. , VC10S |  |  | 4.45 | 2019-07-29 09:37 | Anjanece | 100 | 1400 | #VALUE! | #VALUE!
CMC/BARFIELD MANUFACTURING | VC-40 | Y | CMC/BARFIELD MANUFACTURING , VC-40 | JEA UNDERGROUND DISTRIBUTION | CSC Stores | 3.56 | 2001-12-04 13:20 | Anjanece | 100 | 1400 | #VALUE! | #VALUE!
CMC/BARFIELD MANUFACTURING | VC-40 | Y | CMC/BARFIELD MANUFACTURING , VC-40 |  |  | 3.57 | 2001-12-04 13:20 | Anjanece | 100 | 1400 | #VALUE! | #VALUE!
CMC/BARFIELD MANUFACTURING | VC-40 | Y | CMC/BARFIELD MANUFACTURING , VC-40 |  |  | 3.58 | 2001-12-04 13:20 | Anjanece | 100 | 1400 | #VALUE! | #VALUE!
CMC/BARFIELD MANUFACTURING | VC-40 | Y | CMC/BARFIELD MANUFACTURING , VC-40 |  |  | 3.61 | 2001-12-04 13:20 | Anjanece | 100 | 1400 | #VALUE! | #VALUE!
CMC/BARFIELD MANUFACTURING | VC-40 | Y | CMC/BARFIELD MANUFACTURING , VC-40 |  |  | 3.63 | 2001-12-04 13:20 | Anjanece | 100 | 1400 | #VALUE! | #VALUE!
CMC/BARFIELD MANUFACTURING | VC-40 | Y | CMC/BARFIELD MANUFACTURING , VC-40 |  |  | 3.66 | 2001-12-04 13:20 | Anjanece | 100 | 1400 | #VALUE! | #VALUE!
CMC/BARFIELD MANUFACTURING | VC-40 | Y | CMC/BARFIELD MANUFACTURING , VC-40 |  |  | 3.93 | 2001-12-04 13:20 | Anjanece | 100 | 1400 | #VALUE! | #VALUE!
CMC/BARFIELD MANUFACTURING | VC-40 | Y | CMC/BARFIELD MANUFACTURING , VC-40 |  |  | 4.7 | 2001-12-04 13:20 | Anjanece | 100 | 1400 | #VALUE! | #VALUE!
CMC/BARFIELD MANUFACTURING | VC-40 | Y | CMC/BARFIELD MANUFACTURING , VC-40 |  |  | 4.73 | 2001-12-04 13:20 | Anjanece | 100 | 1400 | #VALUE! | #VALUE!
CMC/BARFIELD MANUFACTURING | VC-40 | Y | CMC/BARFIELD MANUFACTURING , VC-40 |  |  | 4.77 | 2001-12-04 13:20 | Anjanece | 100 | 1400 | #VALUE! | #VALUE!
CMC/BARFIELD MANUFACTURING | VC-40 | Y | CMC/BARFIELD MANUFACTURING , VC-40 |  |  | 4.78 | 2001-12-04 13:20 | Anjanece | 100 | 1400 | #VALUE! | #VALUE!
CMC/BARFIELD MANUFACTURING | VC-40 | Y | CMC/BARFIELD MANUFACTURING , VC-40 |  |  | 4.8 | 2001-12-04 13:20 | Anjanece | 100 | 1400 | #VALUE! | #VALUE!
CMC/BARFIELD MANUFACTURING | VC-40 | Y | CMC/BARFIELD MANUFACTURING , VC-40 |  |  | 4.82 | 2001-12-04 13:20 | Anjanece | 100 | 1400 | #VALUE! | #VALUE!
CMC/BARFIELD MANUFACTURING | VC-40 | Y | CMC/BARFIELD MANUFACTURING , VC-40 |  |  | 4.83 | 2001-12-04 13:20 | Anjanece | 100 | 1400 | #VALUE! | #VALUE!
CMC/BARFIELD MANUFACTURING | VC-40 | Y | CMC/BARFIELD MANUFACTURING , VC-40 |  |  | 4.84 | 2001-12-04 13:20 | Anjanece | 100 | 1400 | #VALUE! | #VALUE!
CMC/BARFIELD MANUFACTURING | VC-40 | Y | CMC/BARFIELD MANUFACTURING , VC-40 |  |  | 4.86 | 2001-12-04 13:20 | Anjanece | 100 | 1400 | #VALUE! | #VALUE!
CMC/BARFIELD MANUFACTURING | VC-40 | Y | CMC/BARFIELD MANUFACTURING , VC-40 |  |  | 5.03 | 2001-12-04 13:20 | Anjanece | 100 | 1400 | #VALUE! | #VALUE!
CMC/BARFIELD MANUFACTURING | VC-40 | Y | CMC/BARFIELD MANUFACTURING , VC-40 |  |  | 5.07 | 2001-12-04 13:20 | Anjanece | 100 | 1400 | #VALUE! | #VALUE!
CMC/BARFIELD MANUFACTURING | VC-40 | Y | CMC/BARFIELD MANUFACTURING , VC-40 |  |  | 5.09 | 2001-12-04 13:20 | Anjanece | 100 | 1400 | #VALUE! | #VALUE!
CMC/BARFIELD MANUFACTURING | VC-40 | Y | CMC/BARFIELD MANUFACTURING , VC-40 |  |  | 5.12 | 2001-12-04 13:20 | Anjanece | 100 | 1400 | #VALUE! | #VALUE!
CMC/BARFIELD MANUFACTURING | VC-40 | Y | CMC/BARFIELD MANUFACTURING , VC-40 |  |  | 5.13 | 2001-12-04 13:20 | Anjanece | 100 | 1400 | #VALUE! | #VALUE!
CMC/BARFIELD MANUFACTURING | VC-40 | Y | CMC/BARFIELD MANUFACTURING , VC-40 |  |  | 5.16 | 2001-12-04 13:20 | Anjanece | 100 | 1400 | #VALUE! | #VALUE!
CMC/BARFIELD MANUFACTURING | VC-40 | Y | CMC/BARFIELD MANUFACTURING , VC-40 |  |  | 5.19 | 2001-12-04 13:20 | Anjanece | 100 | 1400 | #VALUE! | #VALUE!
CMC/BARFIELD MANUFACTURING | VC-40 | Y | CMC/BARFIELD MANUFACTURING , VC-40 |  |  | 5.26 | 2001-12-04 13:20 | Anjanece | 100 | 1400 | #VALUE! | #VALUE!
CMC/BARFIELD MANUFACTURING | VC-40 | Y | CMC/BARFIELD MANUFACTURING , VC-40 |  |  | 5.36 | 2001-12-04 13:20 | Anjanece | 100 | 1400 | #VALUE! | #VALUE!
CMC/BARFIELD MANUFACTURING | VC-40 | Y | CMC/BARFIELD MANUFACTURING , VC-40 |  |  | 5.4 | 2001-12-04 13:20 | Anjanece | 100 | 1400 | #VALUE! | #VALUE!
CMC/BARFIELD MANUFACTURING | VC-40 | Y | CMC/BARFIELD MANUFACTURING , VC-40 |  |  | 5.63 | 2001-12-04 13:20 | Anjanece | 100 | 1400 | #VALUE! | #VALUE!
CMC/BARFIELD MANUFACTURING | VC-40 | Y | CMC/BARFIELD MANUFACTURING , VC-40 |  |  | 5.69 | 2001-12-04 13:20 | Anjanece | 100 | 1400 | #VALUE! | #VALUE!
CMC/BARFIELD MANUFACTURING | VC-40 | Y | CMC/BARFIELD MANUFACTURING , VC-40 |  |  | 5.83 | 2001-12-04 13:20 | Anjanece | 100 | 1400 | #VALUE! | #VALUE!
CMC/BARFIELD MANUFACTURING | VC-40 | Y | CMC/BARFIELD MANUFACTURING , VC-40 |  |  | 6.12 | 2001-12-04 13:20 | Anjanece | 100 | 1400 | #VALUE! | #VALUE!
CMC/BARFIELD MANUFACTURING | VC-40 | Y | CMC/BARFIELD MANUFACTURING , VC-40 |  |  | 6.2 | 2001-12-04 13:20 | Anjanece | 100 | 1400 | #VALUE! | #VALUE!
CMC/BARFIELD MANUFACTURING | VC-40 | Y | CMC/BARFIELD MANUFACTURING , VC-40 |  |  | 6.88 | 2001-12-04 13:20 | Anjanece | 100 | 1400 | #VALUE! | #VALUE!
CMC/BARFIELD MANUFACTURING | VC-40 | Y | CMC/BARFIELD MANUFACTURING , VC-40 |  |  | 7.14 | 2001-12-04 13:20 | Anjanece | 100 | 1400 | #VALUE! | #VALUE!
CMC/BARFIELD MANUFACTURING | VC-40 | Y | CMC/BARFIELD MANUFACTURING , VC-40 |  |  | 8.14 | 2001-12-04 13:20 | Anjanece | 100 | 1400 | #VALUE! | #VALUE!
CMC/BARFIELD MANUFACTURING | VC-40 | Y | CMC/BARFIELD MANUFACTURING , VC-40 |  |  | 9.99 | 2001-12-04 13:20 | Anjanece | 100 | 1400 | #VALUE! | #VALUE!
CMC/BARFIELD MANUFACTURING | VC-40 | Y | CMC/BARFIELD MANUFACTURING , VC-40 |  |  | 13.01 | 2001-12-04 13:20 | Anjanece | 100 | 1400 | #VALUE! | #VALUE!
CMC/BARFIELD MANUFACTURING | VC-40 | Y | CMC/BARFIELD MANUFACTURING , VC-40 |  |  | 16.15 | 2001-12-04 13:20 | Anjanece | 100 | 1400 | #VALUE! | #VALUE!
CMC/BARFIELD MANUFACTURING | VC-40 | Y | CMC/BARFIELD MANUFACTURING , VC-40 |  |  | 21.61 | 2001-12-04 13:20 | Anjanece | 100 | 1400 | #VALUE! | #VALUE!
CMC/BARFIELD MANUFACTURING | VC-40 | Y | CMC/BARFIELD MANUFACTURING , VC-40 |  | Storm Stores | 14.21 | 2022-09-23 12:49 | Anjanece | 100 | 1400 | #VALUE! | #VALUE!
CMC/BARFIELD MANUFACTURING | VC-40 | Y | CMC/BARFIELD MANUFACTURING , VC-40 |  |  | 21.61 | 2022-09-23 12:49 | Anjanece | 100 | 1400 | #VALUE! | #VALUE!
HOMAC | VGC4040 | Y | HOMAC , VGC4040 | JEA UNDERGROUND DISTRIBUTION | CSC Stores | 3.56 | 2001-12-04 13:20 | Anjanece | 100 | 1400 | #VALUE! | #VALUE!
HOMAC | VGC4040 | Y | HOMAC , VGC4040 |  |  | 3.57 | 2001-12-04 13:20 | Anjanece | 100 | 1400 | #VALUE! | #VALUE!
HOMAC | VGC4040 | Y | HOMAC , VGC4040 |  |  | 3.58 | 2001-12-04 13:20 | Anjanece | 100 | 1400 | #VALUE! | #VALUE!
HOMAC | VGC4040 | Y | HOMAC , VGC4040 |  |  | 3.61 | 2001-12-04 13:20 | Anjanece | 100 | 1400 | #VALUE! | #VALUE!
HOMAC | VGC4040 | Y | HOMAC , VGC4040 |  |  | 3.63 | 2001-12-04 13:20 | Anjanece | 100 | 1400 | #VALUE! | #VALUE!
HOMAC | VGC4040 | Y | HOMAC , VGC4040 |  |  | 3.66 | 2001-12-04 13:20 | Anjanece | 100 | 1400 | #VALUE! | #VALUE!
HOMAC | VGC4040 | Y | HOMAC , VGC4040 |  |  | 3.93 | 2001-12-04 13:20 | Anjanece | 100 | 1400 | #VALUE! | #VALUE!
HOMAC | VGC4040 | Y | HOMAC , VGC4040 |  |  | 4.7 | 2001-12-04 13:20 | Anjanece | 100 | 1400 | #VALUE! | #VALUE!
HOMAC | VGC4040 | Y | HOMAC , VGC4040 |  |  | 4.73 | 2001-12-04 13:20 | Anjanece | 100 | 1400 | #VALUE! | #VALUE!
HOMAC | VGC4040 | Y | HOMAC , VGC4040 |  |  | 4.77 | 2001-12-04 13:20 | Anjanece | 100 | 1400 | #VALUE! | #VALUE!
HOMAC | VGC4040 | Y | HOMAC , VGC4040 |  |  | 4.78 | 2001-12-04 13:20 | Anjanece | 100 | 1400 | #VALUE! | #VALUE!
HOMAC | VGC4040 | Y | HOMAC , VGC4040 |  |  | 4.8 | 2001-12-04 13:20 | Anjanece | 100 | 1400 | #VALUE! | #VALUE!
HOMAC | VGC4040 | Y | HOMAC , VGC4040 |  |  | 4.82 | 2001-12-04 13:20 | Anjanece | 100 | 1400 | #VALUE! | #VALUE!
HOMAC | VGC4040 | Y | HOMAC , VGC4040 |  |  | 4.83 | 2001-12-04 13:20 | Anjanece | 100 | 1400 | #VALUE! | #VALUE!
HOMAC | VGC4040 | Y | HOMAC , VGC4040 |  |  | 4.84 | 2001-12-04 13:20 | Anjanece | 100 | 1400 | #VALUE! | #VALUE!
HOMAC | VGC4040 | Y | HOMAC , VGC4040 |  |  | 4.86 | 2001-12-04 13:20 | Anjanece | 100 | 1400 | #VALUE! | #VALUE!
HOMAC | VGC4040 | Y | HOMAC , VGC4040 |  |  | 5.03 | 2001-12-04 13:20 | Anjanece | 100 | 1400 | #VALUE! | #VALUE!
HOMAC | VGC4040 | Y | HOMAC , VGC4040 |  |  | 5.07 | 2001-12-04 13:20 | Anjanece | 100 | 1400 | #VALUE! | #VALUE!
HOMAC | VGC4040 | Y | HOMAC , VGC4040 |  |  | 5.09 | 2001-12-04 13:20 | Anjanece | 100 | 1400 | #VALUE! | #VALUE!
HOMAC | VGC4040 | Y | HOMAC , VGC4040 |  |  | 5.12 | 2001-12-04 13:20 | Anjanece | 100 | 1400 | #VALUE! | #VALUE!
HOMAC | VGC4040 | Y | HOMAC , VGC4040 |  |  | 5.13 | 2001-12-04 13:20 | Anjanece | 100 | 1400 | #VALUE! | #VALUE!
HOMAC | VGC4040 | Y | HOMAC , VGC4040 |  |  | 5.16 | 2001-12-04 13:20 | Anjanece | 100 | 1400 | #VALUE! | #VALUE!
HOMAC | VGC4040 | Y | HOMAC , VGC4040 |  |  | 5.19 | 2001-12-04 13:20 | Anjanece | 100 | 1400 | #VALUE! | #VALUE!
HOMAC | VGC4040 | Y | HOMAC , VGC4040 |  |  | 5.26 | 2001-12-04 13:20 | Anjanece | 100 | 1400 | #VALUE! | #VALUE!
HOMAC | VGC4040 | Y | HOMAC , VGC4040 |  |  | 5.36 | 2001-12-04 13:20 | Anjanece | 100 | 1400 | #VALUE! | #VALUE!
HOMAC | VGC4040 | Y | HOMAC , VGC4040 |  |  | 5.4 | 2001-12-04 13:20 | Anjanece | 100 | 1400 | #VALUE! | #VALUE!
HOMAC | VGC4040 | Y | HOMAC , VGC4040 |  |  | 5.63 | 2001-12-04 13:20 | Anjanece | 100 | 1400 | #VALUE! | #VALUE!
HOMAC | VGC4040 | Y | HOMAC , VGC4040 |  |  | 5.69 | 2001-12-04 13:20 | Anjanece | 100 | 1400 | #VALUE! | #VALUE!
HOMAC | VGC4040 | Y | HOMAC , VGC4040 |  |  | 5.83 | 2001-12-04 13:20 | Anjanece | 100 | 1400 | #VALUE! | #VALUE!
HOMAC | VGC4040 | Y | HOMAC , VGC4040 |  |  | 6.12 | 2001-12-04 13:20 | Anjanece | 100 | 1400 | #VALUE! | #VALUE!
HOMAC | VGC4040 | Y | HOMAC , VGC4040 |  |  | 6.2 | 2001-12-04 13:20 | Anjanece | 100 | 1400 | #VALUE! | #VALUE!
HOMAC | VGC4040 | Y | HOMAC , VGC4040 |  |  | 6.88 | 2001-12-04 13:20 | Anjanece | 100 | 1400 | #VALUE! | #VALUE!
HOMAC | VGC4040 | Y | HOMAC , VGC4040 |  |  | 7.14 | 2001-12-04 13:20 | Anjanece | 100 | 1400 | #VALUE! | #VALUE!
HOMAC | VGC4040 | Y | HOMAC , VGC4040 |  |  | 8.14 | 2001-12-04 13:20 | Anjanece | 100 | 1400 | #VALUE! | #VALUE!
HOMAC | VGC4040 | Y | HOMAC , VGC4040 |  |  | 9.99 | 2001-12-04 13:20 | Anjanece | 100 | 1400 | #VALUE! | #VALUE!
HOMAC | VGC4040 | Y | HOMAC , VGC4040 |  |  | 13.01 | 2001-12-04 13:20 | Anjanece | 100 | 1400 | #VALUE! | #VALUE!
HOMAC | VGC4040 | Y | HOMAC , VGC4040 |  |  | 16.15 | 2001-12-04 13:20 | Anjanece | 100 | 1400 | #VALUE! | #VALUE!
HOMAC | VGC4040 | Y | HOMAC , VGC4040 |  |  | 21.61 | 2001-12-04 13:20 | Anjanece | 100 | 1400 | #VALUE! | #VALUE!
HOMAC | VGC4040 | Y | HOMAC , VGC4040 |  | Storm Stores | 14.21 | 2022-09-23 12:49 | Anjanece | 100 | 1400 | #VALUE! | #VALUE!
HOMAC | VGC4040 | Y | HOMAC , VGC4040 |  |  | 21.61 | 2022-09-23 12:49 | Anjanece | 100 | 1400 | #VALUE! | #VALUE!
HUBBELL | GC-5040 | Y | HUBBELL , GC-5040 | JEA UNDERGROUND DISTRIBUTION | CSC Stores | 3.56 | 2001-12-04 13:20 | Anjanece | 100 | 1400 | #VALUE! | #VALUE!
HUBBELL | GC-5040 | Y | HUBBELL , GC-5040 |  |  | 3.57 | 2001-12-04 13:20 | Anjanece | 100 | 1400 | #VALUE! | #VALUE!
HUBBELL | GC-5040 | Y | HUBBELL , GC-5040 |  |  | 3.58 | 2001-12-04 13:20 | Anjanece | 100 | 1400 | #VALUE! | #VALUE!
HUBBELL | GC-5040 | Y | HUBBELL , GC-5040 |  |  | 3.61 | 2001-12-04 13:20 | Anjanece | 100 | 1400 | #VALUE! | #VALUE!
HUBBELL | GC-5040 | Y | HUBBELL , GC-5040 |  |  | 3.63 | 2001-12-04 13:20 | Anjanece | 100 | 1400 | #VALUE! | #VALUE!
HUBBELL | GC-5040 | Y | HUBBELL , GC-5040 |  |  | 3.66 | 2001-12-04 13:20 | Anjanece | 100 | 1400 | #VALUE! | #VALUE!
HUBBELL | GC-5040 | Y | HUBBELL , GC-5040 |  |  | 3.93 | 2001-12-04 13:20 | Anjanece | 100 | 1400 | #VALUE! | #VALUE!
HUBBELL | GC-5040 | Y | HUBBELL , GC-5040 |  |  | 4.7 | 2001-12-04 13:20 | Anjanece | 100 | 1400 | #VALUE! | #VALUE!
HUBBELL | GC-5040 | Y | HUBBELL , GC-5040 |  |  | 4.73 | 2001-12-04 13:20 | Anjanece | 100 | 1400 | #VALUE! | #VALUE!
HUBBELL | GC-5040 | Y | HUBBELL , GC-5040 |  |  | 4.77 | 2001-12-04 13:20 | Anjanece | 100 | 1400 | #VALUE! | #VALUE!
HUBBELL | GC-5040 | Y | HUBBELL , GC-5040 |  |  | 4.78 | 2001-12-04 13:20 | Anjanece | 100 | 1400 | #VALUE! | #VALUE!
HUBBELL | GC-5040 | Y | HUBBELL , GC-5040 |  |  | 4.8 | 2001-12-04 13:20 | Anjanece | 100 | 1400 | #VALUE! | #VALUE!
HUBBELL | GC-5040 | Y | HUBBELL , GC-5040 |  |  | 4.82 | 2001-12-04 13:20 | Anjanece | 100 | 1400 | #VALUE! | #VALUE!
HUBBELL | GC-5040 | Y | HUBBELL , GC-5040 |  |  | 4.83 | 2001-12-04 13:20 | Anjanece | 100 | 1400 | #VALUE! | #VALUE!
HUBBELL | GC-5040 | Y | HUBBELL , GC-5040 |  |  | 4.84 | 2001-12-04 13:20 | Anjanece | 100 | 1400 | #VALUE! | #VALUE!
HUBBELL | GC-5040 | Y | HUBBELL , GC-5040 |  |  | 4.86 | 2001-12-04 13:20 | Anjanece | 100 | 1400 | #VALUE! | #VALUE!
HUBBELL | GC-5040 | Y | HUBBELL , GC-5040 |  |  | 5.03 | 2001-12-04 13:20 | Anjanece | 100 | 1400 | #VALUE! | #VALUE!
HUBBELL | GC-5040 | Y | HUBBELL , GC-5040 |  |  | 5.07 | 2001-12-04 13:20 | Anjanece | 100 | 1400 | #VALUE! | #VALUE!
HUBBELL | GC-5040 | Y | HUBBELL , GC-5040 |  |  | 5.09 | 2001-12-04 13:20 | Anjanece | 100 | 1400 | #VALUE! | #VALUE!
HUBBELL | GC-5040 | Y | HUBBELL , GC-5040 |  |  | 5.12 | 2001-12-04 13:20 | Anjanece | 100 | 1400 | #VALUE! | #VALUE!
HUBBELL | GC-5040 | Y | HUBBELL , GC-5040 |  |  | 5.13 | 2001-12-04 13:20 | Anjanece | 100 | 1400 | #VALUE! | #VALUE!
HUBBELL | GC-5040 | Y | HUBBELL , GC-5040 |  |  | 5.16 | 2001-12-04 13:20 | Anjanece | 100 | 1400 | #VALUE! | #VALUE!
HUBBELL | GC-5040 | Y | HUBBELL , GC-5040 |  |  | 5.19 | 2001-12-04 13:20 | Anjanece | 100 | 1400 | #VALUE! | #VALUE!
HUBBELL | GC-5040 | Y | HUBBELL , GC-5040 |  |  | 5.26 | 2001-12-04 13:20 | Anjanece | 100 | 1400 | #VALUE! | #VALUE!
HUBBELL | GC-5040 | Y | HUBBELL , GC-5040 |  |  | 5.36 | 2001-12-04 13:20 | Anjanece | 100 | 1400 | #VALUE! | #VALUE!
HUBBELL | GC-5040 | Y | HUBBELL , GC-5040 |  |  | 5.4 | 2001-12-04 13:20 | Anjanece | 100 | 1400 | #VALUE! | #VALUE!
HUBBELL | GC-5040 | Y | HUBBELL , GC-5040 |  |  | 5.63 | 2001-12-04 13:20 | Anjanece | 100 | 1400 | #VALUE! | #VALUE!
HUBBELL | GC-5040 | Y | HUBBELL , GC-5040 |  |  | 5.69 | 2001-12-04 13:20 | Anjanece | 100 | 1400 | #VALUE! | #VALUE!
HUBBELL | GC-5040 | Y | HUBBELL , GC-5040 |  |  | 5.83 | 2001-12-04 13:20 | Anjanece | 100 | 1400 | #VALUE! | #VALUE!
HUBBELL | GC-5040 | Y | HUBBELL , GC-5040 |  |  | 6.12 | 2001-12-04 13:20 | Anjanece | 100 | 1400 | #VALUE! | #VALUE!
HUBBELL | GC-5040 | Y | HUBBELL , GC-5040 |  |  | 6.2 | 2001-12-04 13:20 | Anjanece | 100 | 1400 | #VALUE! | #VALUE!
HUBBELL | GC-5040 | Y | HUBBELL , GC-5040 |  |  | 6.88 | 2001-12-04 13:20 | Anjanece | 100 | 1400 | #VALUE! | #VALUE!
HUBBELL | GC-5040 | Y | HUBBELL , GC-5040 |  |  | 7.14 | 2001-12-04 13:20 | Anjanece | 100 | 1400 | #VALUE! | #VALUE!
HUBBELL | GC-5040 | Y | HUBBELL , GC-5040 |  |  | 8.14 | 2001-12-04 13:20 | Anjanece | 100 | 1400 | #VALUE! | #VALUE!
HUBBELL | GC-5040 | Y | HUBBELL , GC-5040 |  |  | 9.99 | 2001-12-04 13:20 | Anjanece | 100 | 1400 | #VALUE! | #VALUE!
HUBBELL | GC-5040 | Y | HUBBELL , GC-5040 |  |  | 13.01 | 2001-12-04 13:20 | Anjanece | 100 | 1400 | #VALUE! | #VALUE!
HUBBELL | GC-5040 | Y | HUBBELL , GC-5040 |  |  | 16.15 | 2001-12-04 13:20 | Anjanece | 100 | 1400 | #VALUE! | #VALUE!
HUBBELL | GC-5040 | Y | HUBBELL , GC-5040 |  |  | 21.61 | 2001-12-04 13:20 | Anjanece | 100 | 1400 | #VALUE! | #VALUE!
HUBBELL | GC-5040 | Y | HUBBELL , GC-5040 |  | Storm Stores | 14.21 | 2022-09-23 12:49 | Anjanece | 100 | 1400 | #VALUE! | #VALUE!
HUBBELL | GC-5040 | Y | HUBBELL , GC-5040 |  |  | 21.61 | 2022-09-23 12:49 | Anjanece | 100 | 1400 | #VALUE! | #VALUE!
MACLEAN POWER SYSTEMS | BVC-40 | Y | MACLEAN POWER SYSTEMS , BVC-40 | JEA UNDERGROUND DISTRIBUTION | CSC Stores | 3.56 | 2001-12-04 13:20 | Anjanece | 100 | 1400 | #VALUE! | #VALUE!
MACLEAN POWER SYSTEMS | BVC-40 | Y | MACLEAN POWER SYSTEMS , BVC-40 |  |  | 3.57 | 2001-12-04 13:20 | Anjanece | 100 | 1400 | #VALUE! | #VALUE!
MACLEAN POWER SYSTEMS | BVC-40 | Y | MACLEAN POWER SYSTEMS , BVC-40 |  |  | 3.58 | 2001-12-04 13:20 | Anjanece | 100 | 1400 | #VALUE! | #VALUE!
MACLEAN POWER SYSTEMS | BVC-40 | Y | MACLEAN POWER SYSTEMS , BVC-40 |  |  | 3.61 | 2001-12-04 13:20 | Anjanece | 100 | 1400 | #VALUE! | #VALUE!
MACLEAN POWER SYSTEMS | BVC-40 | Y | MACLEAN POWER SYSTEMS , BVC-40 |  |  | 3.63 | 2001-12-04 13:20 | Anjanece | 100 | 1400 | #VALUE! | #VALUE!
MACLEAN POWER SYSTEMS | BVC-40 | Y | MACLEAN POWER SYSTEMS , BVC-40 |  |  | 3.66 | 2001-12-04 13:20 | Anjanece | 100 | 1400 | #VALUE! | #VALUE!
MACLEAN POWER SYSTEMS | BVC-40 | Y | MACLEAN POWER SYSTEMS , BVC-40 |  |  | 3.93 | 2001-12-04 13:20 | Anjanece | 100 | 1400 | #VALUE! | #VALUE!
MACLEAN POWER SYSTEMS | BVC-40 | Y | MACLEAN POWER SYSTEMS , BVC-40 |  |  | 4.7 | 2001-12-04 13:20 | Anjanece | 100 | 1400 | #VALUE! | #VALUE!
MACLEAN POWER SYSTEMS | BVC-40 | Y | MACLEAN POWER SYSTEMS , BVC-40 |  |  | 4.73 | 2001-12-04 13:20 | Anjanece | 100 | 1400 | #VALUE! | #VALUE!
MACLEAN POWER SYSTEMS | BVC-40 | Y | MACLEAN POWER SYSTEMS , BVC-40 |  |  | 4.77 | 2001-12-04 13:20 | Anjanece | 100 | 1400 | #VALUE! | #VALUE!
MACLEAN POWER SYSTEMS | BVC-40 | Y | MACLEAN POWER SYSTEMS , BVC-40 |  |  | 4.78 | 2001-12-04 13:20 | Anjanece | 100 | 1400 | #VALUE! | #VALUE!
MACLEAN POWER SYSTEMS | BVC-40 | Y | MACLEAN POWER SYSTEMS , BVC-40 |  |  | 4.8 | 2001-12-04 13:20 | Anjanece | 100 | 1400 | #VALUE! | #VALUE!
MACLEAN POWER SYSTEMS | BVC-40 | Y | MACLEAN POWER SYSTEMS , BVC-40 |  |  | 4.82 | 2001-12-04 13:20 | Anjanece | 100 | 1400 | #VALUE! | #VALUE!
MACLEAN POWER SYSTEMS | BVC-40 | Y | MACLEAN POWER SYSTEMS , BVC-40 |  |  | 4.83 | 2001-12-04 13:20 | Anjanece | 100 | 1400 | #VALUE! | #VALUE!
MACLEAN POWER SYSTEMS | BVC-40 | Y | MACLEAN POWER SYSTEMS , BVC-40 |  |  | 4.84 | 2001-12-04 13:20 | Anjanece | 100 | 1400 | #VALUE! | #VALUE!
MACLEAN POWER SYSTEMS | BVC-40 | Y | MACLEAN POWER SYSTEMS , BVC-40 |  |  | 4.86 | 2001-12-04 13:20 | Anjanece | 100 | 1400 | #VALUE! | #VALUE!
MACLEAN POWER SYSTEMS | BVC-40 | Y | MACLEAN POWER SYSTEMS , BVC-40 |  |  | 5.03 | 2001-12-04 13:20 | Anjanece | 100 | 1400 | #VALUE! | #VALUE!
MACLEAN POWER SYSTEMS | BVC-40 | Y | MACLEAN POWER SYSTEMS , BVC-40 |  |  | 5.07 | 2001-12-04 13:20 | Anjanece | 100 | 1400 | #VALUE! | #VALUE!
MACLEAN POWER SYSTEMS | BVC-40 | Y | MACLEAN POWER SYSTEMS , BVC-40 |  |  | 5.09 | 2001-12-04 13:20 | Anjanece | 100 | 1400 | #VALUE! | #VALUE!
MACLEAN POWER SYSTEMS | BVC-40 | Y | MACLEAN POWER SYSTEMS , BVC-40 |  |  | 5.12 | 2001-12-04 13:20 | Anjanece | 100 | 1400 | #VALUE! | #VALUE!
MACLEAN POWER SYSTEMS | BVC-40 | Y | MACLEAN POWER SYSTEMS , BVC-40 |  |  | 5.13 | 2001-12-04 13:20 | Anjanece | 100 | 1400 | #VALUE! | #VALUE!
MACLEAN POWER SYSTEMS | BVC-40 | Y | MACLEAN POWER SYSTEMS , BVC-40 |  |  | 5.16 | 2001-12-04 13:20 | Anjanece | 100 | 1400 | #VALUE! | #VALUE!
MACLEAN POWER SYSTEMS | BVC-40 | Y | MACLEAN POWER SYSTEMS , BVC-40 |  |  | 5.19 | 2001-12-04 13:20 | Anjanece | 100 | 1400 | #VALUE! | #VALUE!
MACLEAN POWER SYSTEMS | BVC-40 | Y | MACLEAN POWER SYSTEMS , BVC-40 |  |  | 5.26 | 2001-12-04 13:20 | Anjanece | 100 | 1400 | #VALUE! | #VALUE!
MACLEAN POWER SYSTEMS | BVC-40 | Y | MACLEAN POWER SYSTEMS , BVC-40 |  |  | 5.36 | 2001-12-04 13:20 | Anjanece | 100 | 1400 | #VALUE! | #VALUE!
MACLEAN POWER SYSTEMS | BVC-40 | Y | MACLEAN POWER SYSTEMS , BVC-40 |  |  | 5.4 | 2001-12-04 13:20 | Anjanece | 100 | 1400 | #VALUE! | #VALUE!
MACLEAN POWER SYSTEMS | BVC-40 | Y | MACLEAN POWER SYSTEMS , BVC-40 |  |  | 5.63 | 2001-12-04 13:20 | Anjanece | 100 | 1400 | #VALUE! | #VALUE!
MACLEAN POWER SYSTEMS | BVC-40 | Y | MACLEAN POWER SYSTEMS , BVC-40 |  |  | 5.69 | 2001-12-04 13:20 | Anjanece | 100 | 1400 | #VALUE! | #VALUE!
MACLEAN POWER SYSTEMS | BVC-40 | Y | MACLEAN POWER SYSTEMS , BVC-40 |  |  | 5.83 | 2001-12-04 13:20 | Anjanece | 100 | 1400 | #VALUE! | #VALUE!
MACLEAN POWER SYSTEMS | BVC-40 | Y | MACLEAN POWER SYSTEMS , BVC-40 |  |  | 6.12 | 2001-12-04 13:20 | Anjanece | 100 | 1400 | #VALUE! | #VALUE!
MACLEAN POWER SYSTEMS | BVC-40 | Y | MACLEAN POWER SYSTEMS , BVC-40 |  |  | 6.2 | 2001-12-04 13:20 | Anjanece | 100 | 1400 | #VALUE! | #VALUE!
MACLEAN POWER SYSTEMS | BVC-40 | Y | MACLEAN POWER SYSTEMS , BVC-40 |  |  | 6.88 | 2001-12-04 13:20 | Anjanece | 100 | 1400 | #VALUE! | #VALUE!
MACLEAN POWER SYSTEMS | BVC-40 | Y | MACLEAN POWER SYSTEMS , BVC-40 |  |  | 7.14 | 2001-12-04 13:20 | Anjanece | 100 | 1400 | #VALUE! | #VALUE!
MACLEAN POWER SYSTEMS | BVC-40 | Y | MACLEAN POWER SYSTEMS , BVC-40 |  |  | 8.14 | 2001-12-04 13:20 | Anjanece | 100 | 1400 | #VALUE! | #VALUE!
MACLEAN POWER SYSTEMS | BVC-40 | Y | MACLEAN POWER SYSTEMS , BVC-40 |  |  | 9.99 | 2001-12-04 13:20 | Anjanece | 100 | 1400 | #VALUE! | #VALUE!
MACLEAN POWER SYSTEMS | BVC-40 | Y | MACLEAN POWER SYSTEMS , BVC-40 |  |  | 13.01 | 2001-12-04 13:20 | Anjanece | 100 | 1400 | #VALUE! | #VALUE!
MACLEAN POWER SYSTEMS | BVC-40 | Y | MACLEAN POWER SYSTEMS , BVC-40 |  |  | 16.15 | 2001-12-04 13:20 | Anjanece | 100 | 1400 | #VALUE! | #VALUE!
MACLEAN POWER SYSTEMS | BVC-40 | Y | MACLEAN POWER SYSTEMS , BVC-40 |  |  | 21.61 | 2001-12-04 13:20 | Anjanece | 100 | 1400 | #VALUE! | #VALUE!
MACLEAN POWER SYSTEMS | BVC-40 | Y | MACLEAN POWER SYSTEMS , BVC-40 |  | Storm Stores | 14.21 | 2022-09-23 12:49 | Anjanece | 100 | 1400 | #VALUE! | #VALUE!
MACLEAN POWER SYSTEMS | BVC-40 | Y | MACLEAN POWER SYSTEMS , BVC-40 |  |  | 21.61 | 2022-09-23 12:49 | Anjanece | 100 | 1400 | #VALUE! | #VALUE!
PENN-UNION | FF-4/0 | Y | PENN-UNION , FF-4/0 | JEA UNDERGROUND DISTRIBUTION | CSC Stores | 3.56 | 2001-12-04 13:20 | Anjanece | 100 | 1400 | #VALUE! | #VALUE!
PENN-UNION | FF-4/0 | Y | PENN-UNION , FF-4/0 |  |  | 3.57 | 2001-12-04 13:20 | Anjanece | 100 | 1400 | #VALUE! | #VALUE!
PENN-UNION | FF-4/0 | Y | PENN-UNION , FF-4/0 |  |  | 3.58 | 2001-12-04 13:20 | Anjanece | 100 | 1400 | #VALUE! | #VALUE!
PENN-UNION | FF-4/0 | Y | PENN-UNION , FF-4/0 |  |  | 3.61 | 2001-12-04 13:20 | Anjanece | 100 | 1400 | #VALUE! | #VALUE!
PENN-UNION | FF-4/0 | Y | PENN-UNION , FF-4/0 |  |  | 3.63 | 2001-12-04 13:20 | Anjanece | 100 | 1400 | #VALUE! | #VALUE!
PENN-UNION | FF-4/0 | Y | PENN-UNION , FF-4/0 |  |  | 3.66 | 2001-12-04 13:20 | Anjanece | 100 | 1400 | #VALUE! | #VALUE!
PENN-UNION | FF-4/0 | Y | PENN-UNION , FF-4/0 |  |  | 3.93 | 2001-12-04 13:20 | Anjanece | 100 | 1400 | #VALUE! | #VALUE!
PENN-UNION | FF-4/0 | Y | PENN-UNION , FF-4/0 |  |  | 4.7 | 2001-12-04 13:20 | Anjanece | 100 | 1400 | #VALUE! | #VALUE!
PENN-UNION | FF-4/0 | Y | PENN-UNION , FF-4/0 |  |  | 4.73 | 2001-12-04 13:20 | Anjanece | 100 | 1400 | #VALUE! | #VALUE!
PENN-UNION | FF-4/0 | Y | PENN-UNION , FF-4/0 |  |  | 4.77 | 2001-12-04 13:20 | Anjanece | 100 | 1400 | #VALUE! | #VALUE!
PENN-UNION | FF-4/0 | Y | PENN-UNION , FF-4/0 |  |  | 4.78 | 2001-12-04 13:20 | Anjanece | 100 | 1400 | #VALUE! | #VALUE!
PENN-UNION | FF-4/0 | Y | PENN-UNION , FF-4/0 |  |  | 4.8 | 2001-12-04 13:20 | Anjanece | 100 | 1400 | #VALUE! | #VALUE!
PENN-UNION | FF-4/0 | Y | PENN-UNION , FF-4/0 |  |  | 4.82 | 2001-12-04 13:20 | Anjanece | 100 | 1400 | #VALUE! | #VALUE!
PENN-UNION | FF-4/0 | Y | PENN-UNION , FF-4/0 |  |  | 4.83 | 2001-12-04 13:20 | Anjanece | 100 | 1400 | #VALUE! | #VALUE!
PENN-UNION | FF-4/0 | Y | PENN-UNION , FF-4/0 |  |  | 4.84 | 2001-12-04 13:20 | Anjanece | 100 | 1400 | #VALUE! | #VALUE!
PENN-UNION | FF-4/0 | Y | PENN-UNION , FF-4/0 |  |  | 4.86 | 2001-12-04 13:20 | Anjanece | 100 | 1400 | #VALUE! | #VALUE!
PENN-UNION | FF-4/0 | Y | PENN-UNION , FF-4/0 |  |  | 5.03 | 2001-12-04 13:20 | Anjanece | 100 | 1400 | #VALUE! | #VALUE!
PENN-UNION | FF-4/0 | Y | PENN-UNION , FF-4/0 |  |  | 5.07 | 2001-12-04 13:20 | Anjanece | 100 | 1400 | #VALUE! | #VALUE!
PENN-UNION | FF-4/0 | Y | PENN-UNION , FF-4/0 |  |  | 5.09 | 2001-12-04 13:20 | Anjanece | 100 | 1400 | #VALUE! | #VALUE!
PENN-UNION | FF-4/0 | Y | PENN-UNION , FF-4/0 |  |  | 5.12 | 2001-12-04 13:20 | Anjanece | 100 | 1400 | #VALUE! | #VALUE!
PENN-UNION | FF-4/0 | Y | PENN-UNION , FF-4/0 |  |  | 5.13 | 2001-12-04 13:20 | Anjanece | 100 | 1400 | #VALUE! | #VALUE!
PENN-UNION | FF-4/0 | Y | PENN-UNION , FF-4/0 |  |  | 5.16 | 2001-12-04 13:20 | Anjanece | 100 | 1400 | #VALUE! | #VALUE!
PENN-UNION | FF-4/0 | Y | PENN-UNION , FF-4/0 |  |  | 5.19 | 2001-12-04 13:20 | Anjanece | 100 | 1400 | #VALUE! | #VALUE!
PENN-UNION | FF-4/0 | Y | PENN-UNION , FF-4/0 |  |  | 5.26 | 2001-12-04 13:20 | Anjanece | 100 | 1400 | #VALUE! | #VALUE!
PENN-UNION | FF-4/0 | Y | PENN-UNION , FF-4/0 |  |  | 5.36 | 2001-12-04 13:20 | Anjanece | 100 | 1400 | #VALUE! | #VALUE!
PENN-UNION | FF-4/0 | Y | PENN-UNION , FF-4/0 |  |  | 5.4 | 2001-12-04 13:20 | Anjanece | 100 | 1400 | #VALUE! | #VALUE!
PENN-UNION | FF-4/0 | Y | PENN-UNION , FF-4/0 |  |  | 5.63 | 2001-12-04 13:20 | Anjanece | 100 | 1400 | #VALUE! | #VALUE!
PENN-UNION | FF-4/0 | Y | PENN-UNION , FF-4/0 |  |  | 5.69 | 2001-12-04 13:20 | Anjanece | 100 | 1400 | #VALUE! | #VALUE!
PENN-UNION | FF-4/0 | Y | PENN-UNION , FF-4/0 |  |  | 5.83 | 2001-12-04 13:20 | Anjanece | 100 | 1400 | #VALUE! | #VALUE!
PENN-UNION | FF-4/0 | Y | PENN-UNION , FF-4/0 |  |  | 6.12 | 2001-12-04 13:20 | Anjanece | 100 | 1400 | #VALUE! | #VALUE!
PENN-UNION | FF-4/0 | Y | PENN-UNION , FF-4/0 |  |  | 6.2 | 2001-12-04 13:20 | Anjanece | 100 | 1400 | #VALUE! | #VALUE!
PENN-UNION | FF-4/0 | Y | PENN-UNION , FF-4/0 |  |  | 6.88 | 2001-12-04 13:20 | Anjanece | 100 | 1400 | #VALUE! | #VALUE!
PENN-UNION | FF-4/0 | Y | PENN-UNION , FF-4/0 |  |  | 7.14 | 2001-12-04 13:20 | Anjanece | 100 | 1400 | #VALUE! | #VALUE!
PENN-UNION | FF-4/0 | Y | PENN-UNION , FF-4/0 |  |  | 8.14 | 2001-12-04 13:20 | Anjanece | 100 | 1400 | #VALUE! | #VALUE!
PENN-UNION | FF-4/0 | Y | PENN-UNION , FF-4/0 |  |  | 9.99 | 2001-12-04 13:20 | Anjanece | 100 | 1400 | #VALUE! | #VALUE!
PENN-UNION | FF-4/0 | Y | PENN-UNION , FF-4/0 |  |  | 13.01 | 2001-12-04 13:20 | Anjanece | 100 | 1400 | #VALUE! | #VALUE!
PENN-UNION | FF-4/0 | Y | PENN-UNION , FF-4/0 |  |  | 16.15 | 2001-12-04 13:20 | Anjanece | 100 | 1400 | #VALUE! | #VALUE!
PENN-UNION | FF-4/0 | Y | PENN-UNION , FF-4/0 |  |  | 21.61 | 2001-12-04 13:20 | Anjanece | 100 | 1400 | #VALUE! | #VALUE!
PENN-UNION | FF-4/0 | Y | PENN-UNION , FF-4/0 |  | Storm Stores | 14.21 | 2022-09-23 12:49 | Anjanece | 100 | 1400 | #VALUE! | #VALUE!
PENN-UNION | FF-4/0 | Y | PENN-UNION , FF-4/0 |  |  | 21.61 | 2022-09-23 12:49 | Anjanece | 100 | 1400 | #VALUE! | #VALUE!
RICHARDS MFG. CO. | VC12 | Y | RICHARDS MFG. CO. , VC12 | JEA UNDERGROUND DISTRIBUTION | CSC Stores | 3.56 | 2001-12-04 13:20 | Anjanece | 100 | 1400 | #VALUE! | #VALUE!
RICHARDS MFG. CO. | VC12 | Y | RICHARDS MFG. CO. , VC12 |  |  | 3.57 | 2001-12-04 13:20 | Anjanece | 100 | 1400 | #VALUE! | #VALUE!
RICHARDS MFG. CO. | VC12 | Y | RICHARDS MFG. CO. , VC12 |  |  | 3.58 | 2001-12-04 13:20 | Anjanece | 100 | 1400 | #VALUE! | #VALUE!
RICHARDS MFG. CO. | VC12 | Y | RICHARDS MFG. CO. , VC12 |  |  | 3.61 | 2001-12-04 13:20 | Anjanece | 100 | 1400 | #VALUE! | #VALUE!
RICHARDS MFG. CO. | VC12 | Y | RICHARDS MFG. CO. , VC12 |  |  | 3.63 | 2001-12-04 13:20 | Anjanece | 100 | 1400 | #VALUE! | #VALUE!
RICHARDS MFG. CO. | VC12 | Y | RICHARDS MFG. CO. , VC12 |  |  | 3.66 | 2001-12-04 13:20 | Anjanece | 100 | 1400 | #VALUE! | #VALUE!
RICHARDS MFG. CO. | VC12 | Y | RICHARDS MFG. CO. , VC12 |  |  | 3.93 | 2001-12-04 13:20 | Anjanece | 100 | 1400 | #VALUE! | #VALUE!
RICHARDS MFG. CO. | VC12 | Y | RICHARDS MFG. CO. , VC12 |  |  | 4.7 | 2001-12-04 13:20 | Anjanece | 100 | 1400 | #VALUE! | #VALUE!
RICHARDS MFG. CO. | VC12 | Y | RICHARDS MFG. CO. , VC12 |  |  | 4.73 | 2001-12-04 13:20 | Anjanece | 100 | 1400 | #VALUE! | #VALUE!
RICHARDS MFG. CO. | VC12 | Y | RICHARDS MFG. CO. , VC12 |  |  | 4.77 | 2001-12-04 13:20 | Anjanece | 100 | 1400 | #VALUE! | #VALUE!
RICHARDS MFG. CO. | VC12 | Y | RICHARDS MFG. CO. , VC12 |  |  | 4.78 | 2001-12-04 13:20 | Anjanece | 100 | 1400 | #VALUE! | #VALUE!
RICHARDS MFG. CO. | VC12 | Y | RICHARDS MFG. CO. , VC12 |  |  | 4.8 | 2001-12-04 13:20 | Anjanece | 100 | 1400 | #VALUE! | #VALUE!
RICHARDS MFG. CO. | VC12 | Y | RICHARDS MFG. CO. , VC12 |  |  | 4.82 | 2001-12-04 13:20 | Anjanece | 100 | 1400 | #VALUE! | #VALUE!
RICHARDS MFG. CO. | VC12 | Y | RICHARDS MFG. CO. , VC12 |  |  | 4.83 | 2001-12-04 13:20 | Anjanece | 100 | 1400 | #VALUE! | #VALUE!
RICHARDS MFG. CO. | VC12 | Y | RICHARDS MFG. CO. , VC12 |  |  | 4.84 | 2001-12-04 13:20 | Anjanece | 100 | 1400 | #VALUE! | #VALUE!
RICHARDS MFG. CO. | VC12 | Y | RICHARDS MFG. CO. , VC12 |  |  | 4.86 | 2001-12-04 13:20 | Anjanece | 100 | 1400 | #VALUE! | #VALUE!
RICHARDS MFG. CO. | VC12 | Y | RICHARDS MFG. CO. , VC12 |  |  | 5.03 | 2001-12-04 13:20 | Anjanece | 100 | 1400 | #VALUE! | #VALUE!
RICHARDS MFG. CO. | VC12 | Y | RICHARDS MFG. CO. , VC12 |  |  | 5.07 | 2001-12-04 13:20 | Anjanece | 100 | 1400 | #VALUE! | #VALUE!
RICHARDS MFG. CO. | VC12 | Y | RICHARDS MFG. CO. , VC12 |  |  | 5.09 | 2001-12-04 13:20 | Anjanece | 100 | 1400 | #VALUE! | #VALUE!
RICHARDS MFG. CO. | VC12 | Y | RICHARDS MFG. CO. , VC12 |  |  | 5.12 | 2001-12-04 13:20 | Anjanece | 100 | 1400 | #VALUE! | #VALUE!
RICHARDS MFG. CO. | VC12 | Y | RICHARDS MFG. CO. , VC12 |  |  | 5.13 | 2001-12-04 13:20 | Anjanece | 100 | 1400 | #VALUE! | #VALUE!
RICHARDS MFG. CO. | VC12 | Y | RICHARDS MFG. CO. , VC12 |  |  | 5.16 | 2001-12-04 13:20 | Anjanece | 100 | 1400 | #VALUE! | #VALUE!
RICHARDS MFG. CO. | VC12 | Y | RICHARDS MFG. CO. , VC12 |  |  | 5.19 | 2001-12-04 13:20 | Anjanece | 100 | 1400 | #VALUE! | #VALUE!
RICHARDS MFG. CO. | VC12 | Y | RICHARDS MFG. CO. , VC12 |  |  | 5.26 | 2001-12-04 13:20 | Anjanece | 100 | 1400 | #VALUE! | #VALUE!
RICHARDS MFG. CO. | VC12 | Y | RICHARDS MFG. CO. , VC12 |  |  | 5.36 | 2001-12-04 13:20 | Anjanece | 100 | 1400 | #VALUE! | #VALUE!
RICHARDS MFG. CO. | VC12 | Y | RICHARDS MFG. CO. , VC12 |  |  | 5.4 | 2001-12-04 13:20 | Anjanece | 100 | 1400 | #VALUE! | #VALUE!
RICHARDS MFG. CO. | VC12 | Y | RICHARDS MFG. CO. , VC12 |  |  | 5.63 | 2001-12-04 13:20 | Anjanece | 100 | 1400 | #VALUE! | #VALUE!
RICHARDS MFG. CO. | VC12 | Y | RICHARDS MFG. CO. , VC12 |  |  | 5.69 | 2001-12-04 13:20 | Anjanece | 100 | 1400 | #VALUE! | #VALUE!
RICHARDS MFG. CO. | VC12 | Y | RICHARDS MFG. CO. , VC12 |  |  | 5.83 | 2001-12-04 13:20 | Anjanece | 100 | 1400 | #VALUE! | #VALUE!
RICHARDS MFG. CO. | VC12 | Y | RICHARDS MFG. CO. , VC12 |  |  | 6.12 | 2001-12-04 13:20 | Anjanece | 100 | 1400 | #VALUE! | #VALUE!
RICHARDS MFG. CO. | VC12 | Y | RICHARDS MFG. CO. , VC12 |  |  | 6.2 | 2001-12-04 13:20 | Anjanece | 100 | 1400 | #VALUE! | #VALUE!
RICHARDS MFG. CO. | VC12 | Y | RICHARDS MFG. CO. , VC12 |  |  | 6.88 | 2001-12-04 13:20 | Anjanece | 100 | 1400 | #VALUE! | #VALUE!
RICHARDS MFG. CO. | VC12 | Y | RICHARDS MFG. CO. , VC12 |  |  | 7.14 | 2001-12-04 13:20 | Anjanece | 100 | 1400 | #VALUE! | #VALUE!
RICHARDS MFG. CO. | VC12 | Y | RICHARDS MFG. CO. , VC12 |  |  | 8.14 | 2001-12-04 13:20 | Anjanece | 100 | 1400 | #VALUE! | #VALUE!
RICHARDS MFG. CO. | VC12 | Y | RICHARDS MFG. CO. , VC12 |  |  | 9.99 | 2001-12-04 13:20 | Anjanece | 100 | 1400 | #VALUE! | #VALUE!
RICHARDS MFG. CO. | VC12 | Y | RICHARDS MFG. CO. , VC12 |  |  | 13.01 | 2001-12-04 13:20 | Anjanece | 100 | 1400 | #VALUE! | #VALUE!
RICHARDS MFG. CO. | VC12 | Y | RICHARDS MFG. CO. , VC12 |  |  | 16.15 | 2001-12-04 13:20 | Anjanece | 100 | 1400 | #VALUE! | #VALUE!
RICHARDS MFG. CO. | VC12 | Y | RICHARDS MFG. CO. , VC12 |  |  | 21.61 | 2001-12-04 13:20 | Anjanece | 100 | 1400 | #VALUE! | #VALUE!
RICHARDS MFG. CO. | VC12 | Y | RICHARDS MFG. CO. , VC12 |  | Storm Stores | 14.21 | 2022-09-23 12:49 | Anjanece | 100 | 1400 | #VALUE! | #VALUE!
RICHARDS MFG. CO. | VC12 | Y | RICHARDS MFG. CO. , VC12 |  |  | 21.61 | 2022-09-23 12:49 | Anjanece | 100 | 1400 | #VALUE! | #VALUE!
THOMAS AND BETTS | RC55 | Y | THOMAS AND BETTS , RC55 | JEA SUBSTATION | CSC Stores | 0.37 | 1992-01-14 | John | 100 | 0 | N | N
THOMAS AND BETTS | RC55 | Y | THOMAS AND BETTS , RC55 |  |  | 0.42 | 1992-01-14 | John | 100 | 0 | N | N
THOMAS AND BETTS | RC55 | Y | THOMAS AND BETTS , RC55 |  |  | 0.44 | 1992-01-14 | John | 100 | 0 | N | N
THOMAS AND BETTS | RC55 | Y | THOMAS AND BETTS , RC55 |  |  | 0.45 | 1992-01-14 | John | 100 | 0 | N | N
THOMAS AND BETTS | RC55 | Y | THOMAS AND BETTS , RC55 |  |  | 0.48 | 1992-01-14 | John | 100 | 0 | N | N
THOMAS AND BETTS | RC55 | Y | THOMAS AND BETTS , RC55 |  |  | 0.49 | 1992-01-14 | John | 100 | 0 | N | N
THOMAS AND BETTS | RC55 | Y | THOMAS AND BETTS , RC55 |  |  | 0.54 | 1992-01-14 | John | 100 | 0 | N | N
THOMAS AND BETTS | RC55 | Y | THOMAS AND BETTS , RC55 |  |  | 0.57 | 1992-01-14 | John | 100 | 0 | N | N
THOMAS AND BETTS | RC55 | Y | THOMAS AND BETTS , RC55 |  |  | 0.62 | 1992-01-14 | John | 100 | 0 | N | N
3M | R-BOX | Y | 3M , R-BOX | JEA SUBSTATION | CSC Stores | 0.1 | 1992-01-14 | John | 1000 | 0 | N | N
3M | R-BOX | Y | 3M , R-BOX |  |  | 0.11 | 1992-01-14 | John | 1000 | 0 | N | N
3M | R-BOX | Y | 3M , R-BOX |  |  | 0.12 | 1992-01-14 | John | 1000 | 0 | N | N
3M | R-BOX | Y | 3M , R-BOX |  |  | 0.14 | 1992-01-14 | John | 1000 | 0 | N | N
3M | R-BOX | Y | 3M , R-BOX |  |  | 0.16 | 1992-01-14 | John | 1000 | 0 | N | N
3M | R-BOX | Y | 3M , R-BOX |  |  | 0.18 | 1992-01-14 | John | 1000 | 0 | N | N
3M | R-BOX | Y | 3M , R-BOX |  |  | 0.23 | 1992-01-14 | John | 1000 | 0 | N | N
3M | R-BOX | Y | 3M , R-BOX |  |  | 0.66 | 1992-01-14 | John | 1000 | 0 | N | N
IDEAL | 30-452 | Y | IDEAL , 30-452 | JEA SUBSTATION | CSC Stores | 0.1 | 1992-01-14 | John | 1000 | 0 | N | N
IDEAL | 30-452 | Y | IDEAL , 30-452 |  |  | 0.11 | 1992-01-14 | John | 1000 | 0 | N | N
IDEAL | 30-452 | Y | IDEAL , 30-452 |  |  | 0.12 | 1992-01-14 | John | 1000 | 0 | N | N
IDEAL | 30-452 | Y | IDEAL , 30-452 |  |  | 0.14 | 1992-01-14 | John | 1000 | 0 | N | N
IDEAL | 30-452 | Y | IDEAL , 30-452 |  |  | 0.16 | 1992-01-14 | John | 1000 | 0 | N | N
IDEAL | 30-452 | Y | IDEAL , 30-452 |  |  | 0.18 | 1992-01-14 | John | 1000 | 0 | N | N
IDEAL | 30-452 | Y | IDEAL , 30-452 |  |  | 0.23 | 1992-01-14 | John | 1000 | 0 | N | N
IDEAL | 30-452 | Y | IDEAL , 30-452 |  |  | 0.66 | 1992-01-14 | John | 1000 | 0 | N | N
LAWSON PRODUCTS | P35117 | Y | LAWSON PRODUCTS , P35117 | JEA SUBSTATION | CSC Stores | 0.1 | 1992-01-14 | John | 1000 | 0 | N | N
LAWSON PRODUCTS | P35117 | Y | LAWSON PRODUCTS , P35117 |  |  | 0.11 | 1992-01-14 | John | 1000 | 0 | N | N
LAWSON PRODUCTS | P35117 | Y | LAWSON PRODUCTS , P35117 |  |  | 0.12 | 1992-01-14 | John | 1000 | 0 | N | N
LAWSON PRODUCTS | P35117 | Y | LAWSON PRODUCTS , P35117 |  |  | 0.14 | 1992-01-14 | John | 1000 | 0 | N | N
LAWSON PRODUCTS | P35117 | Y | LAWSON PRODUCTS , P35117 |  |  | 0.16 | 1992-01-14 | John | 1000 | 0 | N | N
LAWSON PRODUCTS | P35117 | Y | LAWSON PRODUCTS , P35117 |  |  | 0.18 | 1992-01-14 | John | 1000 | 0 | N | N
LAWSON PRODUCTS | P35117 | Y | LAWSON PRODUCTS , P35117 |  |  | 0.23 | 1992-01-14 | John | 1000 | 0 | N | N
LAWSON PRODUCTS | P35117 | Y | LAWSON PRODUCTS , P35117 |  |  | 0.66 | 1992-01-14 | John | 1000 | 0 | N | N
AFL | WTC250-4N-AA | Y | AFL , WTC250-4N-AA | JEA SUBSTATION | CSC Stores | 7.5 | 2007-11-09 12:59 | Anjanece | 1 | 0 | #VALUE! | #VALUE!
AFL | WTC250-4N-AA | Y | AFL , WTC250-4N-AA |  |  | 12.1 | 2007-11-09 12:59 | Anjanece | 1 | 0 | #VALUE! | #VALUE!
AFL | WTC250-4N-AA | Y | AFL , WTC250-4N-AA |  |  | 12.71 | 2007-11-09 12:59 | Anjanece | 1 | 0 | #VALUE! | #VALUE!
ANDERSON | WTTFR-10-24-C | Y | ANDERSON , WTTFR-10-24-C | JEA SUBSTATION | CSC Stores | 7.5 | 2007-11-09 12:59 | Anjanece | 1 | 0 | #VALUE! | #VALUE!
ANDERSON | WTTFR-10-24-C | Y | ANDERSON , WTTFR-10-24-C |  |  | 12.1 | 2007-11-09 12:59 | Anjanece | 1 | 0 | #VALUE! | #VALUE!
ANDERSON | WTTFR-10-24-C | Y | ANDERSON , WTTFR-10-24-C |  |  | 12.71 | 2007-11-09 12:59 | Anjanece | 1 | 0 | #VALUE! | #VALUE!
BURNDY CORP. | SWAB19A-34N | Y | BURNDY CORP. , SWAB19A-34N | JEA SUBSTATION | CSC Stores | 7.5 | 2007-11-09 12:59 | Anjanece | 1 | 0 | #VALUE! | #VALUE!
BURNDY CORP. | SWAB19A-34N | Y | BURNDY CORP. , SWAB19A-34N |  |  | 12.1 | 2007-11-09 12:59 | Anjanece | 1 | 0 | #VALUE! | #VALUE!
BURNDY CORP. | SWAB19A-34N | Y | BURNDY CORP. , SWAB19A-34N |  |  | 12.71 | 2007-11-09 12:59 | Anjanece | 1 | 0 | #VALUE! | #VALUE!
DOSSERT | WTC2504NAA | Y | DOSSERT , WTC2504NAA | JEA SUBSTATION | CSC Stores | 7.5 | 2007-11-09 12:59 | Anjanece | 1 | 0 | #VALUE! | #VALUE!
DOSSERT | WTC2504NAA | Y | DOSSERT , WTC2504NAA |  |  | 12.1 | 2007-11-09 12:59 | Anjanece | 1 | 0 | #VALUE! | #VALUE!
DOSSERT | WTC2504NAA | Y | DOSSERT , WTC2504NAA |  |  | 12.71 | 2007-11-09 12:59 | Anjanece | 1 | 0 | #VALUE! | #VALUE!
HOMAC | AWBT-FK-4N | Y | HOMAC , AWBT-FK-4N | JEA SUBSTATION | CSC Stores | 7.5 | 2007-11-09 12:59 | Anjanece | 1 | 0 | #VALUE! | #VALUE!
HOMAC | AWBT-FK-4N | Y | HOMAC , AWBT-FK-4N |  |  | 12.1 | 2007-11-09 12:59 | Anjanece | 1 | 0 | #VALUE! | #VALUE!
HOMAC | AWBT-FK-4N | Y | HOMAC , AWBT-FK-4N |  |  | 12.71 | 2007-11-09 12:59 | Anjanece | 1 | 0 | #VALUE! | #VALUE!
PLP | TBD PER TUBE SIZE | Y | PLP , TBD PER TUBE SIZE | JEA SUBSTATION | CSC Stores | 7.5 | 2007-11-09 12:59 | Anjanece | 1 | 0 | #VALUE! | #VALUE!
PLP | TBD PER TUBE SIZE | Y | PLP , TBD PER TUBE SIZE |  |  | 12.1 | 2007-11-09 12:59 | Anjanece | 1 | 0 | #VALUE! | #VALUE!
PLP | TBD PER TUBE SIZE | Y | PLP , TBD PER TUBE SIZE |  |  | 12.71 | 2007-11-09 12:59 | Anjanece | 1 | 0 | #VALUE! | #VALUE!
SEFCOR | WTF-3960-4A | Y | SEFCOR , WTF-3960-4A | JEA SUBSTATION | CSC Stores | 7.5 | 2007-11-09 12:59 | Anjanece | 1 | 0 | #VALUE! | #VALUE!
SEFCOR | WTF-3960-4A | Y | SEFCOR , WTF-3960-4A |  |  | 12.1 | 2007-11-09 12:59 | Anjanece | 1 | 0 | #VALUE! | #VALUE!
SEFCOR | WTF-3960-4A | Y | SEFCOR , WTF-3960-4A |  |  | 12.71 | 2007-11-09 12:59 | Anjanece | 1 | 0 | #VALUE! | #VALUE!
TRAVIS FOUNDRY - PDU | 18-623-WR | Y | TRAVIS FOUNDRY - PDU , 18-623-WR | JEA SUBSTATION | CSC Stores | 7.5 | 2007-11-09 12:59 | Anjanece | 1 | 0 | #VALUE! | #VALUE!
TRAVIS FOUNDRY - PDU | 18-623-WR | Y | TRAVIS FOUNDRY - PDU , 18-623-WR |  |  | 12.1 | 2007-11-09 12:59 | Anjanece | 1 | 0 | #VALUE! | #VALUE!
TRAVIS FOUNDRY - PDU | 18-623-WR | Y | TRAVIS FOUNDRY - PDU , 18-623-WR |  |  | 12.71 | 2007-11-09 12:59 | Anjanece | 1 | 0 | #VALUE! | #VALUE!
AFL | WTC600-4N4-AA | Y | AFL , WTC600-4N4-AA | JEA SUBSTATION | CSC Stores | 9.96 | 1994-10-27 | John | 1 | 0 | N | N
AFL | WTC600-4N4-AA | Y | AFL , WTC600-4N4-AA |  |  | 12.06 | 1994-10-27 | John | 1 | 0 | N | N
AFL | WTC600-4N4-AA | Y | AFL , WTC600-4N4-AA |  |  | 12.92 | 1994-10-27 | John | 1 | 0 | N | N
AFL | WTC600-4N4-AA | Y | AFL , WTC600-4N4-AA |  |  | 21.08 | 1994-10-27 | John | 1 | 0 | N | N
AFL | WTC600-4N4-AA | Y | AFL , WTC600-4N4-AA |  |  | 22.78 | 1994-10-27 | John | 1 | 0 | N | N
ANDERSON | WTTFR-30-60-D | Y | ANDERSON , WTTFR-30-60-D | JEA SUBSTATION | CSC Stores | 9.96 | 1994-10-27 | John | 1 | 0 | N | N
ANDERSON | WTTFR-30-60-D | Y | ANDERSON , WTTFR-30-60-D |  |  | 12.06 | 1994-10-27 | John | 1 | 0 | N | N
ANDERSON | WTTFR-30-60-D | Y | ANDERSON , WTTFR-30-60-D |  |  | 12.92 | 1994-10-27 | John | 1 | 0 | N | N
ANDERSON | WTTFR-30-60-D | Y | ANDERSON , WTTFR-30-60-D |  |  | 21.08 | 1994-10-27 | John | 1 | 0 | N | N
ANDERSON | WTTFR-30-60-D | Y | ANDERSON , WTTFR-30-60-D |  |  | 22.78 | 1994-10-27 | John | 1 | 0 | N | N
BURNDY CORP. | SWAB86A-44N | Y | BURNDY CORP. , SWAB86A-44N | JEA SUBSTATION | CSC Stores | 9.96 | 1994-10-27 | John | 1 | 0 | N | N
BURNDY CORP. | SWAB86A-44N | Y | BURNDY CORP. , SWAB86A-44N |  |  | 12.06 | 1994-10-27 | John | 1 | 0 | N | N
BURNDY CORP. | SWAB86A-44N | Y | BURNDY CORP. , SWAB86A-44N |  |  | 12.92 | 1994-10-27 | John | 1 | 0 | N | N
BURNDY CORP. | SWAB86A-44N | Y | BURNDY CORP. , SWAB86A-44N |  |  | 21.08 | 1994-10-27 | John | 1 | 0 | N | N
BURNDY CORP. | SWAB86A-44N | Y | BURNDY CORP. , SWAB86A-44N |  |  | 22.78 | 1994-10-27 | John | 1 | 0 | N | N
DOSSERT | WTC6004N4AA | Y | DOSSERT , WTC6004N4AA | JEA SUBSTATION | CSC Stores | 9.96 | 1994-10-27 | John | 1 | 0 | N | N
DOSSERT | WTC6004N4AA | Y | DOSSERT , WTC6004N4AA |  |  | 12.06 | 1994-10-27 | John | 1 | 0 | N | N
DOSSERT | WTC6004N4AA | Y | DOSSERT , WTC6004N4AA |  |  | 12.92 | 1994-10-27 | John | 1 | 0 | N | N
DOSSERT | WTC6004N4AA | Y | DOSSERT , WTC6004N4AA |  |  | 21.08 | 1994-10-27 | John | 1 | 0 | N | N
DOSSERT | WTC6004N4AA | Y | DOSSERT , WTC6004N4AA |  |  | 22.78 | 1994-10-27 | John | 1 | 0 | N | N
HOMAC | AWBT-LS-4NN | Y | HOMAC , AWBT-LS-4NN | JEA SUBSTATION | CSC Stores | 9.96 | 1994-10-27 | John | 1 | 0 | N | N
HOMAC | AWBT-LS-4NN | Y | HOMAC , AWBT-LS-4NN |  |  | 12.06 | 1994-10-27 | John | 1 | 0 | N | N
HOMAC | AWBT-LS-4NN | Y | HOMAC , AWBT-LS-4NN |  |  | 12.92 | 1994-10-27 | John | 1 | 0 | N | N
HOMAC | AWBT-LS-4NN | Y | HOMAC , AWBT-LS-4NN |  |  | 21.08 | 1994-10-27 | John | 1 | 0 | N | N
HOMAC | AWBT-LS-4NN | Y | HOMAC , AWBT-LS-4NN |  |  | 22.78 | 1994-10-27 | John | 1 | 0 | N | N
PLP | TBD PER TUBE SIZE | Y | PLP , TBD PER TUBE SIZE | JEA SUBSTATION | CSC Stores | 9.96 | 1994-10-27 | John | 1 | 0 | N | N
PLP | TBD PER TUBE SIZE | Y | PLP , TBD PER TUBE SIZE |  |  | 12.06 | 1994-10-27 | John | 1 | 0 | N | N
PLP | TBD PER TUBE SIZE | Y | PLP , TBD PER TUBE SIZE |  |  | 12.92 | 1994-10-27 | John | 1 | 0 | N | N
PLP | TBD PER TUBE SIZE | Y | PLP , TBD PER TUBE SIZE |  |  | 21.08 | 1994-10-27 | John | 1 | 0 | N | N
PLP | TBD PER TUBE SIZE | Y | PLP , TBD PER TUBE SIZE |  |  | 22.78 | 1994-10-27 | John | 1 | 0 | N | N
SEFCOR | WTF-6269-4B | Y | SEFCOR , WTF-6269-4B | JEA SUBSTATION | CSC Stores | 9.96 | 1994-10-27 | John | 1 | 0 | N | N
SEFCOR | WTF-6269-4B | Y | SEFCOR , WTF-6269-4B |  |  | 12.06 | 1994-10-27 | John | 1 | 0 | N | N
SEFCOR | WTF-6269-4B | Y | SEFCOR , WTF-6269-4B |  |  | 12.92 | 1994-10-27 | John | 1 | 0 | N | N
SEFCOR | WTF-6269-4B | Y | SEFCOR , WTF-6269-4B |  |  | 21.08 | 1994-10-27 | John | 1 | 0 | N | N
SEFCOR | WTF-6269-4B | Y | SEFCOR , WTF-6269-4B |  |  | 22.78 | 1994-10-27 | John | 1 | 0 | N | N
TRAVIS FOUNDRY - PDU | 18-642-WR | Y | TRAVIS FOUNDRY - PDU , 18-642-WR | JEA SUBSTATION | CSC Stores | 9.96 | 1994-10-27 | John | 1 | 0 | N | N
TRAVIS FOUNDRY - PDU | 18-642-WR | Y | TRAVIS FOUNDRY - PDU , 18-642-WR |  |  | 12.06 | 1994-10-27 | John | 1 | 0 | N | N
TRAVIS FOUNDRY - PDU | 18-642-WR | Y | TRAVIS FOUNDRY - PDU , 18-642-WR |  |  | 12.92 | 1994-10-27 | John | 1 | 0 | N | N
TRAVIS FOUNDRY - PDU | 18-642-WR | Y | TRAVIS FOUNDRY - PDU , 18-642-WR |  |  | 21.08 | 1994-10-27 | John | 1 | 0 | N | N
TRAVIS FOUNDRY - PDU | 18-642-WR | Y | TRAVIS FOUNDRY - PDU , 18-642-WR |  |  | 22.78 | 1994-10-27 | John | 1 | 0 | N | N
AFL | HPS200-3-CH-AA | Y | AFL , HPS200-3-CH-AA | JEA SUBSTATION | CSC Stores | 74.7 | 1992-04-21 | John | 1 | 0 | N | N
AFL | HPS200-3-CH-AA | Y | AFL , HPS200-3-CH-AA |  |  | 78.68 | 1992-04-21 | John | 1 | 0 | N | N
AFL | HPS200-3-CH-AA | Y | AFL , HPS200-3-CH-AA |  |  | 121.96 | 1992-04-21 | John | 1 | 0 | N | N
ANDERSON | WTH-20-3 | Y | ANDERSON , WTH-20-3 | JEA SUBSTATION | CSC Stores | 74.7 | 1992-04-21 | John | 1 | 0 | N | N
ANDERSON | WTH-20-3 | Y | ANDERSON , WTH-20-3 |  |  | 78.68 | 1992-04-21 | John | 1 | 0 | N | N
ANDERSON | WTH-20-3 | Y | ANDERSON , WTH-20-3 |  |  | 121.96 | 1992-04-21 | John | 1 | 0 | N | N
DOSSERT | HPS200-3B-CH-AA | Y | DOSSERT , HPS200-3B-CH-AA | JEA SUBSTATION | CSC Stores | 74.7 | 1992-04-21 | John | 1 | 0 | N | N
DOSSERT | HPS200-3B-CH-AA | Y | DOSSERT , HPS200-3B-CH-AA |  |  | 78.68 | 1992-04-21 | John | 1 | 0 | N | N
DOSSERT | HPS200-3B-CH-AA | Y | DOSSERT , HPS200-3B-CH-AA |  |  | 121.96 | 1992-04-21 | John | 1 | 0 | N | N
HOMAC | AWBQ-J-3 | Y | HOMAC , AWBQ-J-3 | JEA SUBSTATION | CSC Stores | 74.7 | 1992-04-21 | John | 1 | 0 | N | N
HOMAC | AWBQ-J-3 | Y | HOMAC , AWBQ-J-3 |  |  | 78.68 | 1992-04-21 | John | 1 | 0 | N | N
HOMAC | AWBQ-J-3 | Y | HOMAC , AWBQ-J-3 |  |  | 121.96 | 1992-04-21 | John | 1 | 0 | N | N
PLP | MYCSG-18A-3 | Y | PLP , MYCSG-18A-3 | JEA SUBSTATION | CSC Stores | 74.7 | 1992-04-21 | John | 1 | 0 | N | N
PLP | MYCSG-18A-3 | Y | PLP , MYCSG-18A-3 |  |  | 78.68 | 1992-04-21 | John | 1 | 0 | N | N
PLP | MYCSG-18A-3 | Y | PLP , MYCSG-18A-3 |  |  | 121.96 | 1992-04-21 | John | 1 | 0 | N | N
SEFCOR | ASWH-58-3-SE | Y | SEFCOR , ASWH-58-3-SE | JEA SUBSTATION | CSC Stores | 74.7 | 1992-04-21 | John | 1 | 0 | N | N
SEFCOR | ASWH-58-3-SE | Y | SEFCOR , ASWH-58-3-SE |  |  | 78.68 | 1992-04-21 | John | 1 | 0 | N | N
SEFCOR | ASWH-58-3-SE | Y | SEFCOR , ASWH-58-3-SE |  |  | 121.96 | 1992-04-21 | John | 1 | 0 | N | N
TRAVIS FOUNDRY - PDU | 19-345 | Y | TRAVIS FOUNDRY - PDU , 19-345 | JEA SUBSTATION | CSC Stores | 74.7 | 1992-04-21 | John | 1 | 0 | N | N
TRAVIS FOUNDRY - PDU | 19-345 | Y | TRAVIS FOUNDRY - PDU , 19-345 |  |  | 78.68 | 1992-04-21 | John | 1 | 0 | N | N
TRAVIS FOUNDRY - PDU | 19-345 | Y | TRAVIS FOUNDRY - PDU , 19-345 |  |  | 121.96 | 1992-04-21 | John | 1 | 0 | N | N
ANDERSON | PTC-2 | Y | ANDERSON , PTC-2 | JEA OVERHEAD DISTRIBUTION | CSC Stores | 0.32 | 2001-12-13 09:24 | Anjanece | 25 | 18000 | #VALUE! | #VALUE!
ANDERSON | PTC-2 | Y | ANDERSON , PTC-2 |  |  | 0.33 | 2001-12-13 09:24 | Anjanece | 25 | 18000 | #VALUE! | #VALUE!
ANDERSON | PTC-2 | Y | ANDERSON , PTC-2 |  |  | 0.34 | 2001-12-13 09:24 | Anjanece | 25 | 18000 | #VALUE! | #VALUE!
ANDERSON | PTC-2 | Y | ANDERSON , PTC-2 |  |  | 0.35 | 2001-12-13 09:24 | Anjanece | 25 | 18000 | #VALUE! | #VALUE!
ANDERSON | PTC-2 | Y | ANDERSON , PTC-2 |  |  | 0.36 | 2001-12-13 09:24 | Anjanece | 25 | 18000 | #VALUE! | #VALUE!
ANDERSON | PTC-2 | Y | ANDERSON , PTC-2 |  |  | 0.37 | 2001-12-13 09:24 | Anjanece | 25 | 18000 | #VALUE! | #VALUE!
ANDERSON | PTC-2 | Y | ANDERSON , PTC-2 |  |  | 0.38 | 2001-12-13 09:24 | Anjanece | 25 | 18000 | #VALUE! | #VALUE!
ANDERSON | PTC-2 | Y | ANDERSON , PTC-2 |  |  | 0.39 | 2001-12-13 09:24 | Anjanece | 25 | 18000 | #VALUE! | #VALUE!
ANDERSON | PTC-2 | Y | ANDERSON , PTC-2 |  |  | 0.4 | 2001-12-13 09:24 | Anjanece | 25 | 18000 | #VALUE! | #VALUE!
ANDERSON | PTC-2 | Y | ANDERSON , PTC-2 |  |  | 0.41 | 2001-12-13 09:24 | Anjanece | 25 | 18000 | #VALUE! | #VALUE!
ANDERSON | PTC-2 | Y | ANDERSON , PTC-2 |  |  | 0.45 | 2001-12-13 09:24 | Anjanece | 25 | 18000 | #VALUE! | #VALUE!
ANDERSON | PTC-2 | Y | ANDERSON , PTC-2 |  |  | 0.49 | 2001-12-13 09:24 | Anjanece | 25 | 18000 | #VALUE! | #VALUE!
ANDERSON | PTC-2 | Y | ANDERSON , PTC-2 |  |  | 0.52 | 2001-12-13 09:24 | Anjanece | 25 | 18000 | #VALUE! | #VALUE!
ANDERSON | PTC-2 | Y | ANDERSON , PTC-2 |  |  | 0.53 | 2001-12-13 09:24 | Anjanece | 25 | 18000 | #VALUE! | #VALUE!
ANDERSON | PTC-2 | Y | ANDERSON , PTC-2 |  |  | 0.54 | 2001-12-13 09:24 | Anjanece | 25 | 18000 | #VALUE! | #VALUE!
ANDERSON | PTC-2 | Y | ANDERSON , PTC-2 |  |  | 0.55 | 2001-12-13 09:24 | Anjanece | 25 | 18000 | #VALUE! | #VALUE!
ANDERSON | PTC-2 | Y | ANDERSON , PTC-2 |  |  | 0.57 | 2001-12-13 09:24 | Anjanece | 25 | 18000 | #VALUE! | #VALUE!
ANDERSON | PTC-2 | Y | ANDERSON , PTC-2 |  |  | 0.58 | 2001-12-13 09:24 | Anjanece | 25 | 18000 | #VALUE! | #VALUE!
ANDERSON | PTC-2 | Y | ANDERSON , PTC-2 |  |  | 0.59 | 2001-12-13 09:24 | Anjanece | 25 | 18000 | #VALUE! | #VALUE!
ANDERSON | PTC-2 | Y | ANDERSON , PTC-2 |  | Storm Stores | 0 | 2018-04-16 10:20 | Anjanece | 25 | 18000 | #VALUE! | #VALUE!
ANDERSON | PTC-2 | Y | ANDERSON , PTC-2 |  |  | 0.37 | 2018-04-16 10:20 | Anjanece | 25 | 18000 | #VALUE! | #VALUE!
ANDERSON | PTC-2 | Y | ANDERSON , PTC-2 |  |  | 0.45 | 2018-04-16 10:20 | Anjanece | 25 | 18000 | #VALUE! | #VALUE!
ANDERSON | PTC-2 | Y | ANDERSON , PTC-2 |  |  | 0.51 | 2018-04-16 10:20 | Anjanece | 25 | 18000 | #VALUE! | #VALUE!
ANDERSON | PTC-2 | Y | ANDERSON , PTC-2 |  |  | 0.52 | 2018-04-16 10:20 | Anjanece | 25 | 18000 | #VALUE! | #VALUE!
BURNDY CORP. | CCD | Y | BURNDY CORP. , CCD | JEA OVERHEAD DISTRIBUTION | CSC Stores | 0.32 | 2001-12-13 09:24 | Anjanece | 25 | 18000 | #VALUE! | #VALUE!
BURNDY CORP. | CCD | Y | BURNDY CORP. , CCD |  |  | 0.33 | 2001-12-13 09:24 | Anjanece | 25 | 18000 | #VALUE! | #VALUE!
BURNDY CORP. | CCD | Y | BURNDY CORP. , CCD |  |  | 0.34 | 2001-12-13 09:24 | Anjanece | 25 | 18000 | #VALUE! | #VALUE!
BURNDY CORP. | CCD | Y | BURNDY CORP. , CCD |  |  | 0.35 | 2001-12-13 09:24 | Anjanece | 25 | 18000 | #VALUE! | #VALUE!
BURNDY CORP. | CCD | Y | BURNDY CORP. , CCD |  |  | 0.36 | 2001-12-13 09:24 | Anjanece | 25 | 18000 | #VALUE! | #VALUE!
BURNDY CORP. | CCD | Y | BURNDY CORP. , CCD |  |  | 0.37 | 2001-12-13 09:24 | Anjanece | 25 | 18000 | #VALUE! | #VALUE!
BURNDY CORP. | CCD | Y | BURNDY CORP. , CCD |  |  | 0.38 | 2001-12-13 09:24 | Anjanece | 25 | 18000 | #VALUE! | #VALUE!
BURNDY CORP. | CCD | Y | BURNDY CORP. , CCD |  |  | 0.39 | 2001-12-13 09:24 | Anjanece | 25 | 18000 | #VALUE! | #VALUE!
BURNDY CORP. | CCD | Y | BURNDY CORP. , CCD |  |  | 0.4 | 2001-12-13 09:24 | Anjanece | 25 | 18000 | #VALUE! | #VALUE!
BURNDY CORP. | CCD | Y | BURNDY CORP. , CCD |  |  | 0.41 | 2001-12-13 09:24 | Anjanece | 25 | 18000 | #VALUE! | #VALUE!
BURNDY CORP. | CCD | Y | BURNDY CORP. , CCD |  |  | 0.45 | 2001-12-13 09:24 | Anjanece | 25 | 18000 | #VALUE! | #VALUE!
BURNDY CORP. | CCD | Y | BURNDY CORP. , CCD |  |  | 0.49 | 2001-12-13 09:24 | Anjanece | 25 | 18000 | #VALUE! | #VALUE!
BURNDY CORP. | CCD | Y | BURNDY CORP. , CCD |  |  | 0.52 | 2001-12-13 09:24 | Anjanece | 25 | 18000 | #VALUE! | #VALUE!
BURNDY CORP. | CCD | Y | BURNDY CORP. , CCD |  |  | 0.53 | 2001-12-13 09:24 | Anjanece | 25 | 18000 | #VALUE! | #VALUE!
BURNDY CORP. | CCD | Y | BURNDY CORP. , CCD |  |  | 0.54 | 2001-12-13 09:24 | Anjanece | 25 | 18000 | #VALUE! | #VALUE!
BURNDY CORP. | CCD | Y | BURNDY CORP. , CCD |  |  | 0.55 | 2001-12-13 09:24 | Anjanece | 25 | 18000 | #VALUE! | #VALUE!
BURNDY CORP. | CCD | Y | BURNDY CORP. , CCD |  |  | 0.57 | 2001-12-13 09:24 | Anjanece | 25 | 18000 | #VALUE! | #VALUE!
BURNDY CORP. | CCD | Y | BURNDY CORP. , CCD |  |  | 0.58 | 2001-12-13 09:24 | Anjanece | 25 | 18000 | #VALUE! | #VALUE!
BURNDY CORP. | CCD | Y | BURNDY CORP. , CCD |  |  | 0.59 | 2001-12-13 09:24 | Anjanece | 25 | 18000 | #VALUE! | #VALUE!
BURNDY CORP. | CCD | Y | BURNDY CORP. , CCD |  | Storm Stores | 0 | 2018-04-16 10:20 | Anjanece | 25 | 18000 | #VALUE! | #VALUE!
BURNDY CORP. | CCD | Y | BURNDY CORP. , CCD |  |  | 0.37 | 2018-04-16 10:20 | Anjanece | 25 | 18000 | #VALUE! | #VALUE!
BURNDY CORP. | CCD | Y | BURNDY CORP. , CCD |  |  | 0.45 | 2018-04-16 10:20 | Anjanece | 25 | 18000 | #VALUE! | #VALUE!
BURNDY CORP. | CCD | Y | BURNDY CORP. , CCD |  |  | 0.51 | 2018-04-16 10:20 | Anjanece | 25 | 18000 | #VALUE! | #VALUE!
BURNDY CORP. | CCD | Y | BURNDY CORP. , CCD |  |  | 0.52 | 2018-04-16 10:20 | Anjanece | 25 | 18000 | #VALUE! | #VALUE!
FCI USA INCORPORATED | CCD | Y | FCI USA INCORPORATED , CCD | JEA OVERHEAD DISTRIBUTION | CSC Stores | 0.32 | 2001-12-13 09:24 | Anjanece | 25 | 18000 | #VALUE! | #VALUE!
FCI USA INCORPORATED | CCD | Y | FCI USA INCORPORATED , CCD |  |  | 0.33 | 2001-12-13 09:24 | Anjanece | 25 | 18000 | #VALUE! | #VALUE!
FCI USA INCORPORATED | CCD | Y | FCI USA INCORPORATED , CCD |  |  | 0.34 | 2001-12-13 09:24 | Anjanece | 25 | 18000 | #VALUE! | #VALUE!
FCI USA INCORPORATED | CCD | Y | FCI USA INCORPORATED , CCD |  |  | 0.35 | 2001-12-13 09:24 | Anjanece | 25 | 18000 | #VALUE! | #VALUE!
FCI USA INCORPORATED | CCD | Y | FCI USA INCORPORATED , CCD |  |  | 0.36 | 2001-12-13 09:24 | Anjanece | 25 | 18000 | #VALUE! | #VALUE!
FCI USA INCORPORATED | CCD | Y | FCI USA INCORPORATED , CCD |  |  | 0.37 | 2001-12-13 09:24 | Anjanece | 25 | 18000 | #VALUE! | #VALUE!
FCI USA INCORPORATED | CCD | Y | FCI USA INCORPORATED , CCD |  |  | 0.38 | 2001-12-13 09:24 | Anjanece | 25 | 18000 | #VALUE! | #VALUE!
FCI USA INCORPORATED | CCD | Y | FCI USA INCORPORATED , CCD |  |  | 0.39 | 2001-12-13 09:24 | Anjanece | 25 | 18000 | #VALUE! | #VALUE!
FCI USA INCORPORATED | CCD | Y | FCI USA INCORPORATED , CCD |  |  | 0.4 | 2001-12-13 09:24 | Anjanece | 25 | 18000 | #VALUE! | #VALUE!
FCI USA INCORPORATED | CCD | Y | FCI USA INCORPORATED , CCD |  |  | 0.41 | 2001-12-13 09:24 | Anjanece | 25 | 18000 | #VALUE! | #VALUE!
FCI USA INCORPORATED | CCD | Y | FCI USA INCORPORATED , CCD |  |  | 0.45 | 2001-12-13 09:24 | Anjanece | 25 | 18000 | #VALUE! | #VALUE!
FCI USA INCORPORATED | CCD | Y | FCI USA INCORPORATED , CCD |  |  | 0.49 | 2001-12-13 09:24 | Anjanece | 25 | 18000 | #VALUE! | #VALUE!
FCI USA INCORPORATED | CCD | Y | FCI USA INCORPORATED , CCD |  |  | 0.52 | 2001-12-13 09:24 | Anjanece | 25 | 18000 | #VALUE! | #VALUE!
FCI USA INCORPORATED | CCD | Y | FCI USA INCORPORATED , CCD |  |  | 0.53 | 2001-12-13 09:24 | Anjanece | 25 | 18000 | #VALUE! | #VALUE!
FCI USA INCORPORATED | CCD | Y | FCI USA INCORPORATED , CCD |  |  | 0.54 | 2001-12-13 09:24 | Anjanece | 25 | 18000 | #VALUE! | #VALUE!
FCI USA INCORPORATED | CCD | Y | FCI USA INCORPORATED , CCD |  |  | 0.55 | 2001-12-13 09:24 | Anjanece | 25 | 18000 | #VALUE! | #VALUE!
FCI USA INCORPORATED | CCD | Y | FCI USA INCORPORATED , CCD |  |  | 0.57 | 2001-12-13 09:24 | Anjanece | 25 | 18000 | #VALUE! | #VALUE!
FCI USA INCORPORATED | CCD | Y | FCI USA INCORPORATED , CCD |  |  | 0.58 | 2001-12-13 09:24 | Anjanece | 25 | 18000 | #VALUE! | #VALUE!
FCI USA INCORPORATED | CCD | Y | FCI USA INCORPORATED , CCD |  |  | 0.59 | 2001-12-13 09:24 | Anjanece | 25 | 18000 | #VALUE! | #VALUE!
FCI USA INCORPORATED | CCD | Y | FCI USA INCORPORATED , CCD |  | Storm Stores | 0 | 2018-04-16 10:20 | Anjanece | 25 | 18000 | #VALUE! | #VALUE!
FCI USA INCORPORATED | CCD | Y | FCI USA INCORPORATED , CCD |  |  | 0.37 | 2018-04-16 10:20 | Anjanece | 25 | 18000 | #VALUE! | #VALUE!
FCI USA INCORPORATED | CCD | Y | FCI USA INCORPORATED , CCD |  |  | 0.45 | 2018-04-16 10:20 | Anjanece | 25 | 18000 | #VALUE! | #VALUE!
FCI USA INCORPORATED | CCD | Y | FCI USA INCORPORATED , CCD |  |  | 0.51 | 2018-04-16 10:20 | Anjanece | 25 | 18000 | #VALUE! | #VALUE!
FCI USA INCORPORATED | CCD | Y | FCI USA INCORPORATED , CCD |  |  | 0.52 | 2018-04-16 10:20 | Anjanece | 25 | 18000 | #VALUE! | #VALUE!
KEARNEY | 601-D | Y | KEARNEY , 601-D | JEA OVERHEAD DISTRIBUTION | CSC Stores | 0.32 | 2001-12-13 09:24 | Anjanece | 25 | 18000 | #VALUE! | #VALUE!
KEARNEY | 601-D | Y | KEARNEY , 601-D |  |  | 0.33 | 2001-12-13 09:24 | Anjanece | 25 | 18000 | #VALUE! | #VALUE!
KEARNEY | 601-D | Y | KEARNEY , 601-D |  |  | 0.34 | 2001-12-13 09:24 | Anjanece | 25 | 18000 | #VALUE! | #VALUE!
KEARNEY | 601-D | Y | KEARNEY , 601-D |  |  | 0.35 | 2001-12-13 09:24 | Anjanece | 25 | 18000 | #VALUE! | #VALUE!
KEARNEY | 601-D | Y | KEARNEY , 601-D |  |  | 0.36 | 2001-12-13 09:24 | Anjanece | 25 | 18000 | #VALUE! | #VALUE!
KEARNEY | 601-D | Y | KEARNEY , 601-D |  |  | 0.37 | 2001-12-13 09:24 | Anjanece | 25 | 18000 | #VALUE! | #VALUE!
KEARNEY | 601-D | Y | KEARNEY , 601-D |  |  | 0.38 | 2001-12-13 09:24 | Anjanece | 25 | 18000 | #VALUE! | #VALUE!
KEARNEY | 601-D | Y | KEARNEY , 601-D |  |  | 0.39 | 2001-12-13 09:24 | Anjanece | 25 | 18000 | #VALUE! | #VALUE!
KEARNEY | 601-D | Y | KEARNEY , 601-D |  |  | 0.4 | 2001-12-13 09:24 | Anjanece | 25 | 18000 | #VALUE! | #VALUE!
KEARNEY | 601-D | Y | KEARNEY , 601-D |  |  | 0.41 | 2001-12-13 09:24 | Anjanece | 25 | 18000 | #VALUE! | #VALUE!
KEARNEY | 601-D | Y | KEARNEY , 601-D |  |  | 0.45 | 2001-12-13 09:24 | Anjanece | 25 | 18000 | #VALUE! | #VALUE!
KEARNEY | 601-D | Y | KEARNEY , 601-D |  |  | 0.49 | 2001-12-13 09:24 | Anjanece | 25 | 18000 | #VALUE! | #VALUE!
KEARNEY | 601-D | Y | KEARNEY , 601-D |  |  | 0.52 | 2001-12-13 09:24 | Anjanece | 25 | 18000 | #VALUE! | #VALUE!
KEARNEY | 601-D | Y | KEARNEY , 601-D |  |  | 0.53 | 2001-12-13 09:24 | Anjanece | 25 | 18000 | #VALUE! | #VALUE!
KEARNEY | 601-D | Y | KEARNEY , 601-D |  |  | 0.54 | 2001-12-13 09:24 | Anjanece | 25 | 18000 | #VALUE! | #VALUE!
KEARNEY | 601-D | Y | KEARNEY , 601-D |  |  | 0.55 | 2001-12-13 09:24 | Anjanece | 25 | 18000 | #VALUE! | #VALUE!
KEARNEY | 601-D | Y | KEARNEY , 601-D |  |  | 0.57 | 2001-12-13 09:24 | Anjanece | 25 | 18000 | #VALUE! | #VALUE!
KEARNEY | 601-D | Y | KEARNEY , 601-D |  |  | 0.58 | 2001-12-13 09:24 | Anjanece | 25 | 18000 | #VALUE! | #VALUE!
KEARNEY | 601-D | Y | KEARNEY , 601-D |  |  | 0.59 | 2001-12-13 09:24 | Anjanece | 25 | 18000 | #VALUE! | #VALUE!
KEARNEY | 601-D | Y | KEARNEY , 601-D |  | Storm Stores | 0 | 2018-04-16 10:20 | Anjanece | 25 | 18000 | #VALUE! | #VALUE!
KEARNEY | 601-D | Y | KEARNEY , 601-D |  |  | 0.37 | 2018-04-16 10:20 | Anjanece | 25 | 18000 | #VALUE! | #VALUE!
KEARNEY | 601-D | Y | KEARNEY , 601-D |  |  | 0.45 | 2018-04-16 10:20 | Anjanece | 25 | 18000 | #VALUE! | #VALUE!
KEARNEY | 601-D | Y | KEARNEY , 601-D |  |  | 0.51 | 2018-04-16 10:20 | Anjanece | 25 | 18000 | #VALUE! | #VALUE!
KEARNEY | 601-D | Y | KEARNEY , 601-D |  |  | 0.52 | 2018-04-16 10:20 | Anjanece | 25 | 18000 | #VALUE! | #VALUE!
KEARNEY | 601-OD | Y | KEARNEY , 601-OD | JEA OVERHEAD DISTRIBUTION | CSC Stores | 0.32 | 2001-12-13 09:24 | Anjanece | 25 | 18000 | #VALUE! | #VALUE!
KEARNEY | 601-OD | Y | KEARNEY , 601-OD |  |  | 0.33 | 2001-12-13 09:24 | Anjanece | 25 | 18000 | #VALUE! | #VALUE!
KEARNEY | 601-OD | Y | KEARNEY , 601-OD |  |  | 0.34 | 2001-12-13 09:24 | Anjanece | 25 | 18000 | #VALUE! | #VALUE!
KEARNEY | 601-OD | Y | KEARNEY , 601-OD |  |  | 0.35 | 2001-12-13 09:24 | Anjanece | 25 | 18000 | #VALUE! | #VALUE!
KEARNEY | 601-OD | Y | KEARNEY , 601-OD |  |  | 0.36 | 2001-12-13 09:24 | Anjanece | 25 | 18000 | #VALUE! | #VALUE!
KEARNEY | 601-OD | Y | KEARNEY , 601-OD |  |  | 0.37 | 2001-12-13 09:24 | Anjanece | 25 | 18000 | #VALUE! | #VALUE!
KEARNEY | 601-OD | Y | KEARNEY , 601-OD |  |  | 0.38 | 2001-12-13 09:24 | Anjanece | 25 | 18000 | #VALUE! | #VALUE!
KEARNEY | 601-OD | Y | KEARNEY , 601-OD |  |  | 0.39 | 2001-12-13 09:24 | Anjanece | 25 | 18000 | #VALUE! | #VALUE!
KEARNEY | 601-OD | Y | KEARNEY , 601-OD |  |  | 0.4 | 2001-12-13 09:24 | Anjanece | 25 | 18000 | #VALUE! | #VALUE!
KEARNEY | 601-OD | Y | KEARNEY , 601-OD |  |  | 0.41 | 2001-12-13 09:24 | Anjanece | 25 | 18000 | #VALUE! | #VALUE!
KEARNEY | 601-OD | Y | KEARNEY , 601-OD |  |  | 0.45 | 2001-12-13 09:24 | Anjanece | 25 | 18000 | #VALUE! | #VALUE!
KEARNEY | 601-OD | Y | KEARNEY , 601-OD |  |  | 0.49 | 2001-12-13 09:24 | Anjanece | 25 | 18000 | #VALUE! | #VALUE!
KEARNEY | 601-OD | Y | KEARNEY , 601-OD |  |  | 0.52 | 2001-12-13 09:24 | Anjanece | 25 | 18000 | #VALUE! | #VALUE!
KEARNEY | 601-OD | Y | KEARNEY , 601-OD |  |  | 0.53 | 2001-12-13 09:24 | Anjanece | 25 | 18000 | #VALUE! | #VALUE!
KEARNEY | 601-OD | Y | KEARNEY , 601-OD |  |  | 0.54 | 2001-12-13 09:24 | Anjanece | 25 | 18000 | #VALUE! | #VALUE!
KEARNEY | 601-OD | Y | KEARNEY , 601-OD |  |  | 0.55 | 2001-12-13 09:24 | Anjanece | 25 | 18000 | #VALUE! | #VALUE!
KEARNEY | 601-OD | Y | KEARNEY , 601-OD |  |  | 0.57 | 2001-12-13 09:24 | Anjanece | 25 | 18000 | #VALUE! | #VALUE!
KEARNEY | 601-OD | Y | KEARNEY , 601-OD |  |  | 0.58 | 2001-12-13 09:24 | Anjanece | 25 | 18000 | #VALUE! | #VALUE!
KEARNEY | 601-OD | Y | KEARNEY , 601-OD |  |  | 0.59 | 2001-12-13 09:24 | Anjanece | 25 | 18000 | #VALUE! | #VALUE!
KEARNEY | 601-OD | Y | KEARNEY , 601-OD |  | Storm Stores | 0 | 2018-04-16 10:20 | Anjanece | 25 | 18000 | #VALUE! | #VALUE!
KEARNEY | 601-OD | Y | KEARNEY , 601-OD |  |  | 0.37 | 2018-04-16 10:20 | Anjanece | 25 | 18000 | #VALUE! | #VALUE!
KEARNEY | 601-OD | Y | KEARNEY , 601-OD |  |  | 0.45 | 2018-04-16 10:20 | Anjanece | 25 | 18000 | #VALUE! | #VALUE!
KEARNEY | 601-OD | Y | KEARNEY , 601-OD |  |  | 0.51 | 2018-04-16 10:20 | Anjanece | 25 | 18000 | #VALUE! | #VALUE!
KEARNEY | 601-OD | Y | KEARNEY , 601-OD |  |  | 0.52 | 2018-04-16 10:20 | Anjanece | 25 | 18000 | #VALUE! | #VALUE!
UTILITY STANDARD | USCCD | Y | UTILITY STANDARD , USCCD | JEA OVERHEAD DISTRIBUTION | CSC Stores | 0.32 | 2001-12-13 09:24 | Anjanece | 25 | 18000 | #VALUE! | #VALUE!
UTILITY STANDARD | USCCD | Y | UTILITY STANDARD , USCCD |  |  | 0.33 | 2001-12-13 09:24 | Anjanece | 25 | 18000 | #VALUE! | #VALUE!
UTILITY STANDARD | USCCD | Y | UTILITY STANDARD , USCCD |  |  | 0.34 | 2001-12-13 09:24 | Anjanece | 25 | 18000 | #VALUE! | #VALUE!
UTILITY STANDARD | USCCD | Y | UTILITY STANDARD , USCCD |  |  | 0.35 | 2001-12-13 09:24 | Anjanece | 25 | 18000 | #VALUE! | #VALUE!
UTILITY STANDARD | USCCD | Y | UTILITY STANDARD , USCCD |  |  | 0.36 | 2001-12-13 09:24 | Anjanece | 25 | 18000 | #VALUE! | #VALUE!
UTILITY STANDARD | USCCD | Y | UTILITY STANDARD , USCCD |  |  | 0.37 | 2001-12-13 09:24 | Anjanece | 25 | 18000 | #VALUE! | #VALUE!
UTILITY STANDARD | USCCD | Y | UTILITY STANDARD , USCCD |  |  | 0.38 | 2001-12-13 09:24 | Anjanece | 25 | 18000 | #VALUE! | #VALUE!
UTILITY STANDARD | USCCD | Y | UTILITY STANDARD , USCCD |  |  | 0.39 | 2001-12-13 09:24 | Anjanece | 25 | 18000 | #VALUE! | #VALUE!
UTILITY STANDARD | USCCD | Y | UTILITY STANDARD , USCCD |  |  | 0.4 | 2001-12-13 09:24 | Anjanece | 25 | 18000 | #VALUE! | #VALUE!
UTILITY STANDARD | USCCD | Y | UTILITY STANDARD , USCCD |  |  | 0.41 | 2001-12-13 09:24 | Anjanece | 25 | 18000 | #VALUE! | #VALUE!
UTILITY STANDARD | USCCD | Y | UTILITY STANDARD , USCCD |  |  | 0.45 | 2001-12-13 09:24 | Anjanece | 25 | 18000 | #VALUE! | #VALUE!
UTILITY STANDARD | USCCD | Y | UTILITY STANDARD , USCCD |  |  | 0.49 | 2001-12-13 09:24 | Anjanece | 25 | 18000 | #VALUE! | #VALUE!
UTILITY STANDARD | USCCD | Y | UTILITY STANDARD , USCCD |  |  | 0.52 | 2001-12-13 09:24 | Anjanece | 25 | 18000 | #VALUE! | #VALUE!
UTILITY STANDARD | USCCD | Y | UTILITY STANDARD , USCCD |  |  | 0.53 | 2001-12-13 09:24 | Anjanece | 25 | 18000 | #VALUE! | #VALUE!
UTILITY STANDARD | USCCD | Y | UTILITY STANDARD , USCCD |  |  | 0.54 | 2001-12-13 09:24 | Anjanece | 25 | 18000 | #VALUE! | #VALUE!
UTILITY STANDARD | USCCD | Y | UTILITY STANDARD , USCCD |  |  | 0.55 | 2001-12-13 09:24 | Anjanece | 25 | 18000 | #VALUE! | #VALUE!
UTILITY STANDARD | USCCD | Y | UTILITY STANDARD , USCCD |  |  | 0.57 | 2001-12-13 09:24 | Anjanece | 25 | 18000 | #VALUE! | #VALUE!
UTILITY STANDARD | USCCD | Y | UTILITY STANDARD , USCCD |  |  | 0.58 | 2001-12-13 09:24 | Anjanece | 25 | 18000 | #VALUE! | #VALUE!
UTILITY STANDARD | USCCD | Y | UTILITY STANDARD , USCCD |  |  | 0.59 | 2001-12-13 09:24 | Anjanece | 25 | 18000 | #VALUE! | #VALUE!
UTILITY STANDARD | USCCD | Y | UTILITY STANDARD , USCCD |  | Storm Stores | 0 | 2018-04-16 10:20 | Anjanece | 25 | 18000 | #VALUE! | #VALUE!
UTILITY STANDARD | USCCD | Y | UTILITY STANDARD , USCCD |  |  | 0.37 | 2018-04-16 10:20 | Anjanece | 25 | 18000 | #VALUE! | #VALUE!
UTILITY STANDARD | USCCD | Y | UTILITY STANDARD , USCCD |  |  | 0.45 | 2018-04-16 10:20 | Anjanece | 25 | 18000 | #VALUE! | #VALUE!
UTILITY STANDARD | USCCD | Y | UTILITY STANDARD , USCCD |  |  | 0.51 | 2018-04-16 10:20 | Anjanece | 25 | 18000 | #VALUE! | #VALUE!
UTILITY STANDARD | USCCD | Y | UTILITY STANDARD , USCCD |  |  | 0.52 | 2018-04-16 10:20 | Anjanece | 25 | 18000 | #VALUE! | #VALUE!
VIRGINIA PLASTICS CO. | CC-D-275BK | Y | VIRGINIA PLASTICS CO. , CC-D-275BK | JEA OVERHEAD DISTRIBUTION | CSC Stores | 0.32 | 2001-12-13 09:24 | Anjanece | 25 | 18000 | #VALUE! | #VALUE!
VIRGINIA PLASTICS CO. | CC-D-275BK | Y | VIRGINIA PLASTICS CO. , CC-D-275BK |  |  | 0.33 | 2001-12-13 09:24 | Anjanece | 25 | 18000 | #VALUE! | #VALUE!
VIRGINIA PLASTICS CO. | CC-D-275BK | Y | VIRGINIA PLASTICS CO. , CC-D-275BK |  |  | 0.34 | 2001-12-13 09:24 | Anjanece | 25 | 18000 | #VALUE! | #VALUE!
VIRGINIA PLASTICS CO. | CC-D-275BK | Y | VIRGINIA PLASTICS CO. , CC-D-275BK |  |  | 0.35 | 2001-12-13 09:24 | Anjanece | 25 | 18000 | #VALUE! | #VALUE!
VIRGINIA PLASTICS CO. | CC-D-275BK | Y | VIRGINIA PLASTICS CO. , CC-D-275BK |  |  | 0.36 | 2001-12-13 09:24 | Anjanece | 25 | 18000 | #VALUE! | #VALUE!
VIRGINIA PLASTICS CO. | CC-D-275BK | Y | VIRGINIA PLASTICS CO. , CC-D-275BK |  |  | 0.37 | 2001-12-13 09:24 | Anjanece | 25 | 18000 | #VALUE! | #VALUE!
VIRGINIA PLASTICS CO. | CC-D-275BK | Y | VIRGINIA PLASTICS CO. , CC-D-275BK |  |  | 0.38 | 2001-12-13 09:24 | Anjanece | 25 | 18000 | #VALUE! | #VALUE!
VIRGINIA PLASTICS CO. | CC-D-275BK | Y | VIRGINIA PLASTICS CO. , CC-D-275BK |  |  | 0.39 | 2001-12-13 09:24 | Anjanece | 25 | 18000 | #VALUE! | #VALUE!
VIRGINIA PLASTICS CO. | CC-D-275BK | Y | VIRGINIA PLASTICS CO. , CC-D-275BK |  |  | 0.4 | 2001-12-13 09:24 | Anjanece | 25 | 18000 | #VALUE! | #VALUE!
VIRGINIA PLASTICS CO. | CC-D-275BK | Y | VIRGINIA PLASTICS CO. , CC-D-275BK |  |  | 0.41 | 2001-12-13 09:24 | Anjanece | 25 | 18000 | #VALUE! | #VALUE!
VIRGINIA PLASTICS CO. | CC-D-275BK | Y | VIRGINIA PLASTICS CO. , CC-D-275BK |  |  | 0.45 | 2001-12-13 09:24 | Anjanece | 25 | 18000 | #VALUE! | #VALUE!
VIRGINIA PLASTICS CO. | CC-D-275BK | Y | VIRGINIA PLASTICS CO. , CC-D-275BK |  |  | 0.49 | 2001-12-13 09:24 | Anjanece | 25 | 18000 | #VALUE! | #VALUE!
VIRGINIA PLASTICS CO. | CC-D-275BK | Y | VIRGINIA PLASTICS CO. , CC-D-275BK |  |  | 0.52 | 2001-12-13 09:24 | Anjanece | 25 | 18000 | #VALUE! | #VALUE!
VIRGINIA PLASTICS CO. | CC-D-275BK | Y | VIRGINIA PLASTICS CO. , CC-D-275BK |  |  | 0.53 | 2001-12-13 09:24 | Anjanece | 25 | 18000 | #VALUE! | #VALUE!
VIRGINIA PLASTICS CO. | CC-D-275BK | Y | VIRGINIA PLASTICS CO. , CC-D-275BK |  |  | 0.54 | 2001-12-13 09:24 | Anjanece | 25 | 18000 | #VALUE! | #VALUE!
VIRGINIA PLASTICS CO. | CC-D-275BK | Y | VIRGINIA PLASTICS CO. , CC-D-275BK |  |  | 0.55 | 2001-12-13 09:24 | Anjanece | 25 | 18000 | #VALUE! | #VALUE!
VIRGINIA PLASTICS CO. | CC-D-275BK | Y | VIRGINIA PLASTICS CO. , CC-D-275BK |  |  | 0.57 | 2001-12-13 09:24 | Anjanece | 25 | 18000 | #VALUE! | #VALUE!
VIRGINIA PLASTICS CO. | CC-D-275BK | Y | VIRGINIA PLASTICS CO. , CC-D-275BK |  |  | 0.58 | 2001-12-13 09:24 | Anjanece | 25 | 18000 | #VALUE! | #VALUE!
VIRGINIA PLASTICS CO. | CC-D-275BK | Y | VIRGINIA PLASTICS CO. , CC-D-275BK |  |  | 0.59 | 2001-12-13 09:24 | Anjanece | 25 | 18000 | #VALUE! | #VALUE!
VIRGINIA PLASTICS CO. | CC-D-275BK | Y | VIRGINIA PLASTICS CO. , CC-D-275BK |  | Storm Stores | 0 | 2018-04-16 10:20 | Anjanece | 25 | 18000 | #VALUE! | #VALUE!
VIRGINIA PLASTICS CO. | CC-D-275BK | Y | VIRGINIA PLASTICS CO. , CC-D-275BK |  |  | 0.37 | 2018-04-16 10:20 | Anjanece | 25 | 18000 | #VALUE! | #VALUE!
VIRGINIA PLASTICS CO. | CC-D-275BK | Y | VIRGINIA PLASTICS CO. , CC-D-275BK |  |  | 0.45 | 2018-04-16 10:20 | Anjanece | 25 | 18000 | #VALUE! | #VALUE!
VIRGINIA PLASTICS CO. | CC-D-275BK | Y | VIRGINIA PLASTICS CO. , CC-D-275BK |  |  | 0.51 | 2018-04-16 10:20 | Anjanece | 25 | 18000 | #VALUE! | #VALUE!
VIRGINIA PLASTICS CO. | CC-D-275BK | Y | VIRGINIA PLASTICS CO. , CC-D-275BK |  |  | 0.52 | 2018-04-16 10:20 | Anjanece | 25 | 18000 | #VALUE! | #VALUE!
HOMAC | CST-3095 | Y | HOMAC , CST-3095 | JEA OVERHEAD DISTRIBUTION | CSC Stores | 4.93 | 2002-05-21 14:59 | Anjanece | 125 | 0 | #VALUE! | #VALUE!
HOMAC | CST-3095 | Y | HOMAC , CST-3095 |  |  | 5.01 | 2002-05-21 14:59 | Anjanece | 125 | 0 | #VALUE! | #VALUE!
HOMAC | CST-3095 | Y | HOMAC , CST-3095 |  |  | 5.03 | 2002-05-21 14:59 | Anjanece | 125 | 0 | #VALUE! | #VALUE!
HOMAC | CST-3095 | Y | HOMAC , CST-3095 |  |  | 5.7 | 2002-05-21 14:59 | Anjanece | 125 | 0 | #VALUE! | #VALUE!
HOMAC | CST-3095 | Y | HOMAC , CST-3095 |  |  | 5.75 | 2002-05-21 14:59 | Anjanece | 125 | 0 | #VALUE! | #VALUE!
HOMAC | CST-3095 | Y | HOMAC , CST-3095 |  |  | 6.12 | 2002-05-21 14:59 | Anjanece | 125 | 0 | #VALUE! | #VALUE!
HOMAC | CST-3095 | Y | HOMAC , CST-3095 |  |  | 6.48 | 2002-05-21 14:59 | Anjanece | 125 | 0 | #VALUE! | #VALUE!
RAYCHEM | GELCAP-SL-JEA | Y | RAYCHEM , GELCAP-SL-JEA | JEA OVERHEAD DISTRIBUTION | CSC Stores | 10.34 | 2001-12-13 09:27 | Anjanece | 30 | 0 | #VALUE! | #VALUE!
RAYCHEM | GELCAP-SL-JEA | Y | RAYCHEM , GELCAP-SL-JEA |  |  | 10.36 | 2001-12-13 09:27 | Anjanece | 30 | 0 | #VALUE! | #VALUE!
RAYCHEM | GELCAP-SL-JEA | Y | RAYCHEM , GELCAP-SL-JEA |  |  | 10.37 | 2001-12-13 09:27 | Anjanece | 30 | 0 | #VALUE! | #VALUE!
RAYCHEM | GELCAP-SL-JEA | Y | RAYCHEM , GELCAP-SL-JEA |  |  | 10.42 | 2001-12-13 09:27 | Anjanece | 30 | 0 | #VALUE! | #VALUE!
RAYCHEM | GELCAP-SL-JEA | Y | RAYCHEM , GELCAP-SL-JEA |  |  | 10.52 | 2001-12-13 09:27 | Anjanece | 30 | 0 | #VALUE! | #VALUE!
RAYCHEM | GELCAP-SL-JEA | Y | RAYCHEM , GELCAP-SL-JEA |  |  | 10.53 | 2001-12-13 09:27 | Anjanece | 30 | 0 | #VALUE! | #VALUE!
RAYCHEM | GELCAP-SL-JEA | Y | RAYCHEM , GELCAP-SL-JEA |  |  | 10.75 | 2001-12-13 09:27 | Anjanece | 30 | 0 | #VALUE! | #VALUE!
RAYCHEM | GELCAP-SL-JEA | Y | RAYCHEM , GELCAP-SL-JEA |  |  | 10.78 | 2001-12-13 09:27 | Anjanece | 30 | 0 | #VALUE! | #VALUE!
RAYCHEM | GELCAP-SL-JEA | Y | RAYCHEM , GELCAP-SL-JEA |  |  | 11.31 | 2001-12-13 09:27 | Anjanece | 30 | 0 | #VALUE! | #VALUE!
RAYCHEM | GELCAP-SL-JEA | Y | RAYCHEM , GELCAP-SL-JEA |  |  | 11.35 | 2001-12-13 09:27 | Anjanece | 30 | 0 | #VALUE! | #VALUE!
RAYCHEM | GELCAP-SL-JEA | Y | RAYCHEM , GELCAP-SL-JEA |  |  | 11.5 | 2001-12-13 09:27 | Anjanece | 30 | 0 | #VALUE! | #VALUE!
RAYCHEM | GELCAP-SL-JEA | Y | RAYCHEM , GELCAP-SL-JEA |  |  | 11.56 | 2001-12-13 09:27 | Anjanece | 30 | 0 | #VALUE! | #VALUE!
RAYCHEM | GELCAP-SL-JEA | Y | RAYCHEM , GELCAP-SL-JEA |  |  | 11.68 | 2001-12-13 09:27 | Anjanece | 30 | 0 | #VALUE! | #VALUE!
RAYCHEM | GELCAP-SL-JEA | Y | RAYCHEM , GELCAP-SL-JEA |  |  | 11.69 | 2001-12-13 09:27 | Anjanece | 30 | 0 | #VALUE! | #VALUE!
RAYCHEM | GELCAP-SL-JEA | Y | RAYCHEM , GELCAP-SL-JEA |  |  | 11.72 | 2001-12-13 09:27 | Anjanece | 30 | 0 | #VALUE! | #VALUE!
RAYCHEM | GELCAP-SL-JEA | Y | RAYCHEM , GELCAP-SL-JEA |  |  | 11.88 | 2001-12-13 09:27 | Anjanece | 30 | 0 | #VALUE! | #VALUE!
RAYCHEM | GELCAP-SL-JEA | Y | RAYCHEM , GELCAP-SL-JEA |  |  | 11.89 | 2001-12-13 09:27 | Anjanece | 30 | 0 | #VALUE! | #VALUE!
RAYCHEM | GELCAP-SL-JEA | Y | RAYCHEM , GELCAP-SL-JEA |  |  | 11.9 | 2001-12-13 09:27 | Anjanece | 30 | 0 | #VALUE! | #VALUE!
RAYCHEM | GELCAP-SL-JEA | Y | RAYCHEM , GELCAP-SL-JEA |  |  | 12.05 | 2001-12-13 09:27 | Anjanece | 30 | 0 | #VALUE! | #VALUE!
RAYCHEM | GELCAP-SL-JEA | Y | RAYCHEM , GELCAP-SL-JEA |  |  | 12.15 | 2001-12-13 09:27 | Anjanece | 30 | 0 | #VALUE! | #VALUE!
RAYCHEM | GELCAP-SL-JEA | Y | RAYCHEM , GELCAP-SL-JEA |  |  | 12.18 | 2001-12-13 09:27 | Anjanece | 30 | 0 | #VALUE! | #VALUE!
RAYCHEM | GELCAP-SL-JEA | Y | RAYCHEM , GELCAP-SL-JEA |  |  | 12.9 | 2001-12-13 09:27 | Anjanece | 30 | 0 | #VALUE! | #VALUE!
RAYCHEM | GELCAP-SL-JEA | Y | RAYCHEM , GELCAP-SL-JEA |  |  | 13.12 | 2001-12-13 09:27 | Anjanece | 30 | 0 | #VALUE! | #VALUE!
RAYCHEM | GELCAP-SL-JEA | Y | RAYCHEM , GELCAP-SL-JEA |  |  | 18 | 2001-12-13 09:27 | Anjanece | 30 | 0 | #VALUE! | #VALUE!
RAYCHEM | GELCAP-SL-JEA | Y | RAYCHEM , GELCAP-SL-JEA |  |  | 19.82 | 2001-12-13 09:27 | Anjanece | 30 | 0 | #VALUE! | #VALUE!
RAYCHEM | GELCAP-SL-JEA | Y | RAYCHEM , GELCAP-SL-JEA |  |  | 20.22 | 2001-12-13 09:27 | Anjanece | 30 | 0 | #VALUE! | #VALUE!
RAYCHEM | GELCAP-SL-JEA | Y | RAYCHEM , GELCAP-SL-JEA |  |  | 21.04 | 2001-12-13 09:27 | Anjanece | 30 | 0 | #VALUE! | #VALUE!
RAYCHEM | GELCAP-SL-JEA | Y | RAYCHEM , GELCAP-SL-JEA |  |  | 21.63 | 2001-12-13 09:27 | Anjanece | 30 | 0 | #VALUE! | #VALUE!
RAYCHEM | GELCAP-SL-JEA | Y | RAYCHEM , GELCAP-SL-JEA |  |  | 21.75 | 2001-12-13 09:27 | Anjanece | 30 | 0 | #VALUE! | #VALUE!
RAYCHEM | GELCAP-SL-JEA | Y | RAYCHEM , GELCAP-SL-JEA |  |  | 21.93 | 2001-12-13 09:27 | Anjanece | 30 | 0 | #VALUE! | #VALUE!
RAYCHEM | GELCAP-SL-JEA | Y | RAYCHEM , GELCAP-SL-JEA |  |  | 22.49 | 2001-12-13 09:27 | Anjanece | 30 | 0 | #VALUE! | #VALUE!
RAYCHEM | GELCAP-SL-JEA | Y | RAYCHEM , GELCAP-SL-JEA |  |  | 22.53 | 2001-12-13 09:27 | Anjanece | 30 | 0 | #VALUE! | #VALUE!
RAYCHEM | GELCAP-SL-JEA | Y | RAYCHEM , GELCAP-SL-JEA |  |  | 22.72 | 2001-12-13 09:27 | Anjanece | 30 | 0 | #VALUE! | #VALUE!
RAYCHEM | GELCAP-SL-JEA | Y | RAYCHEM , GELCAP-SL-JEA |  |  | 22.97 | 2001-12-13 09:27 | Anjanece | 30 | 0 | #VALUE! | #VALUE!
RAYCHEM | GELCAP-SL-JEA | Y | RAYCHEM , GELCAP-SL-JEA |  |  | 23.23 | 2001-12-13 09:27 | Anjanece | 30 | 0 | #VALUE! | #VALUE!
HOMAC | FSS 350-HM | Y | HOMAC , FSS 350-HM | JEA OVERHEAD DISTRIBUTION | CSC Stores | 1.99 | 2002-06-24 14:53 | Anjanece | 100 | 0 | #VALUE! | #VALUE!
HOMAC | FSS 350-HM | Y | HOMAC , FSS 350-HM |  |  | 2.01 | 2002-06-24 14:53 | Anjanece | 100 | 0 | #VALUE! | #VALUE!
HOMAC | FSS 350-HM | Y | HOMAC , FSS 350-HM |  |  | 2.02 | 2002-06-24 14:53 | Anjanece | 100 | 0 | #VALUE! | #VALUE!
HOMAC | FSS 350-HM | Y | HOMAC , FSS 350-HM |  |  | 2.05 | 2002-06-24 14:53 | Anjanece | 100 | 0 | #VALUE! | #VALUE!
HOMAC | FSS 350-HM | Y | HOMAC , FSS 350-HM |  |  | 2.06 | 2002-06-24 14:53 | Anjanece | 100 | 0 | #VALUE! | #VALUE!
HOMAC | FSS 350-HM | Y | HOMAC , FSS 350-HM |  |  | 2.07 | 2002-06-24 14:53 | Anjanece | 100 | 0 | #VALUE! | #VALUE!
HOMAC | FSS 350-HM | Y | HOMAC , FSS 350-HM |  |  | 2.09 | 2002-06-24 14:53 | Anjanece | 100 | 0 | #VALUE! | #VALUE!
HOMAC | FSS 350-HM | Y | HOMAC , FSS 350-HM |  |  | 2.27 | 2002-06-24 14:53 | Anjanece | 100 | 0 | #VALUE! | #VALUE!
HOMAC | FSS 350-HM | Y | HOMAC , FSS 350-HM |  |  | 2.45 | 2002-06-24 14:53 | Anjanece | 100 | 0 | #VALUE! | #VALUE!
HOMAC | FSS 350-HM | Y | HOMAC , FSS 350-HM |  |  | 2.48 | 2002-06-24 14:53 | Anjanece | 100 | 0 | #VALUE! | #VALUE!
HOMAC | FSS 350-HM | Y | HOMAC , FSS 350-HM |  |  | 2.51 | 2002-06-24 14:53 | Anjanece | 100 | 0 | #VALUE! | #VALUE!
HOMAC | FSS 350-HM | Y | HOMAC , FSS 350-HM |  |  | 2.6 | 2002-06-24 14:53 | Anjanece | 100 | 0 | #VALUE! | #VALUE!
HOMAC | FSS 350-HM | Y | HOMAC , FSS 350-HM |  |  | 2.63 | 2002-06-24 14:53 | Anjanece | 100 | 0 | #VALUE! | #VALUE!
HOMAC | FSS 350-HM | Y | HOMAC , FSS 350-HM |  |  | 2.65 | 2002-06-24 14:53 | Anjanece | 100 | 0 | #VALUE! | #VALUE!
HOMAC | FSS 350-HM | Y | HOMAC , FSS 350-HM |  |  | 2.66 | 2002-06-24 14:53 | Anjanece | 100 | 0 | #VALUE! | #VALUE!
HOMAC | FSS 350-HM | Y | HOMAC , FSS 350-HM |  |  | 2.67 | 2002-06-24 14:53 | Anjanece | 100 | 0 | #VALUE! | #VALUE!
HOMAC | FSS 350-HM | Y | HOMAC , FSS 350-HM |  |  | 2.69 | 2002-06-24 14:53 | Anjanece | 100 | 0 | #VALUE! | #VALUE!
HOMAC | FSS 350-HM | Y | HOMAC , FSS 350-HM |  |  | 2.72 | 2002-06-24 14:53 | Anjanece | 100 | 0 | #VALUE! | #VALUE!
HOMAC | FSS 350-HM | Y | HOMAC , FSS 350-HM |  |  | 2.75 | 2002-06-24 14:53 | Anjanece | 100 | 0 | #VALUE! | #VALUE!
HOMAC | FSS 350-HM | Y | HOMAC , FSS 350-HM |  |  | 2.88 | 2002-06-24 14:53 | Anjanece | 100 | 0 | #VALUE! | #VALUE!
HOMAC | FSS 350-HM | Y | HOMAC , FSS 350-HM |  |  | 3.54 | 2002-06-24 14:53 | Anjanece | 100 | 0 | #VALUE! | #VALUE!
HOMAC | FSS 350-HM | Y | HOMAC , FSS 350-HM |  |  | 3.81 | 2002-06-24 14:53 | Anjanece | 100 | 0 | #VALUE! | #VALUE!
HOMAC | FSS 350-HM | Y | HOMAC , FSS 350-HM |  |  | 4.16 | 2002-06-24 14:53 | Anjanece | 100 | 0 | #VALUE! | #VALUE!
HOMAC | FSS 350-HM | Y | HOMAC , FSS 350-HM |  |  | 4.79 | 2002-06-24 14:53 | Anjanece | 100 | 0 | #VALUE! | #VALUE!
HOMAC | FSS 350-HM | Y | HOMAC , FSS 350-HM |  |  | 4.84 | 2002-06-24 14:53 | Anjanece | 100 | 0 | #VALUE! | #VALUE!
HOMAC | FSS 350-HM | Y | HOMAC , FSS 350-HM |  |  | 4.96 | 2002-06-24 14:53 | Anjanece | 100 | 0 | #VALUE! | #VALUE!
HOMAC | FSS 20-HM | Y | HOMAC , FSS 20-HM | JEA OVERHEAD DISTRIBUTION | CSC Stores | 0 | 2011-12-14 09:09 | Anjanece | 250 | 0 | #VALUE! | #VALUE!
HOMAC | FSS 20-HM | Y | HOMAC , FSS 20-HM |  |  | 1.67 | 2011-12-14 09:09 | Anjanece | 250 | 0 | #VALUE! | #VALUE!
HOMAC | FSS 20-HM | Y | HOMAC , FSS 20-HM |  |  | 1.75 | 2011-12-14 09:09 | Anjanece | 250 | 0 | #VALUE! | #VALUE!
HOMAC | FSS 20-HM | Y | HOMAC , FSS 20-HM |  |  | 1.93 | 2011-12-14 09:09 | Anjanece | 250 | 0 | #VALUE! | #VALUE!
HOMAC | FSS 20-HM | Y | HOMAC , FSS 20-HM |  |  | 1.94 | 2011-12-14 09:09 | Anjanece | 250 | 0 | #VALUE! | #VALUE!
HOMAC | FSS 20-HM | Y | HOMAC , FSS 20-HM |  |  | 1.96 | 2011-12-14 09:09 | Anjanece | 250 | 0 | #VALUE! | #VALUE!
HOMAC | FSS 20-HM | Y | HOMAC , FSS 20-HM |  |  | 2 | 2011-12-14 09:09 | Anjanece | 250 | 0 | #VALUE! | #VALUE!
HOMAC | FSS 20-HM | Y | HOMAC , FSS 20-HM |  |  | 2.15 | 2011-12-14 09:09 | Anjanece | 250 | 0 | #VALUE! | #VALUE!
HOMAC | FSS 20-HM | Y | HOMAC , FSS 20-HM |  |  | 2.22 | 2011-12-14 09:09 | Anjanece | 250 | 0 | #VALUE! | #VALUE!
HOMAC | FSS 20-HM | Y | HOMAC , FSS 20-HM |  |  | 2.47 | 2011-12-14 09:09 | Anjanece | 250 | 0 | #VALUE! | #VALUE!
HOMAC | FSS 20-HM | Y | HOMAC , FSS 20-HM |  |  | 2.7 | 2011-12-14 09:09 | Anjanece | 250 | 0 | #VALUE! | #VALUE!
HOMAC | FSS 20-HM | Y | HOMAC , FSS 20-HM |  |  | 4.86 | 2011-12-14 09:09 | Anjanece | 250 | 0 | #VALUE! | #VALUE!
HOMAC | FSS 20-HM | Y | HOMAC , FSS 20-HM |  |  | 5.04 | 2011-12-14 09:09 | Anjanece | 250 | 0 | #VALUE! | #VALUE!
RAYCHEM | GELWRAP-33/10-300 | Y | RAYCHEM , GELWRAP-33/10-300 | JEA UNDERGROUND DISTRIBUTION | CSC Stores | 15 | 2020-04-08 12:42 | Anjanece | 12 | 0 | #VALUE! | #VALUE!
RAYCHEM | GELWRAP-33/10-300 | Y | RAYCHEM , GELWRAP-33/10-300 |  |  | 15.15 | 2020-04-08 12:42 | Anjanece | 12 | 0 | #VALUE! | #VALUE!
ABB POWER T & D | AJ25TENN13N0 | Y | ABB POWER T & D , AJ25TENN13N0 | JEA OVERHEAD DISTRIBUTION | CSC Stores | 53.59 | 2001-12-13 09:29 | Anjanece | 1 | 2100 | #VALUE! | #VALUE!
ABB POWER T & D | AJ25TENN13N0 | Y | ABB POWER T & D , AJ25TENN13N0 |  |  | 53.66 | 2001-12-13 09:29 | Anjanece | 1 | 2100 | #VALUE! | #VALUE!
ABB POWER T & D | AJ25TENN13N0 | Y | ABB POWER T & D , AJ25TENN13N0 |  |  | 53.72 | 2001-12-13 09:29 | Anjanece | 1 | 2100 | #VALUE! | #VALUE!
ABB POWER T & D | AJ25TENN13N0 | Y | ABB POWER T & D , AJ25TENN13N0 |  |  | 53.79 | 2001-12-13 09:29 | Anjanece | 1 | 2100 | #VALUE! | #VALUE!
ABB POWER T & D | AJ25TENN13N0 | Y | ABB POWER T & D , AJ25TENN13N0 |  |  | 53.81 | 2001-12-13 09:29 | Anjanece | 1 | 2100 | #VALUE! | #VALUE!
ABB POWER T & D | AJ25TENN13N0 | Y | ABB POWER T & D , AJ25TENN13N0 |  |  | 53.85 | 2001-12-13 09:29 | Anjanece | 1 | 2100 | #VALUE! | #VALUE!
ABB POWER T & D | AJ25TENN13N0 | Y | ABB POWER T & D , AJ25TENN13N0 |  |  | 53.88 | 2001-12-13 09:29 | Anjanece | 1 | 2100 | #VALUE! | #VALUE!
ABB POWER T & D | AJ25TENN13N0 | Y | ABB POWER T & D , AJ25TENN13N0 |  |  | 54.01 | 2001-12-13 09:29 | Anjanece | 1 | 2100 | #VALUE! | #VALUE!
ABB POWER T & D | AJ25TENN13N0 | Y | ABB POWER T & D , AJ25TENN13N0 |  |  | 54.02 | 2001-12-13 09:29 | Anjanece | 1 | 2100 | #VALUE! | #VALUE!
ABB POWER T & D | AJ25TENN13N0 | Y | ABB POWER T & D , AJ25TENN13N0 |  |  | 54.13 | 2001-12-13 09:29 | Anjanece | 1 | 2100 | #VALUE! | #VALUE!
ABB POWER T & D | AJ25TENN13N0 | Y | ABB POWER T & D , AJ25TENN13N0 |  |  | 54.24 | 2001-12-13 09:29 | Anjanece | 1 | 2100 | #VALUE! | #VALUE!
ABB POWER T & D | AJ25TENN13N0 | Y | ABB POWER T & D , AJ25TENN13N0 |  |  | 54.4 | 2001-12-13 09:29 | Anjanece | 1 | 2100 | #VALUE! | #VALUE!
ABB POWER T & D | AJ25TENN13N0 | Y | ABB POWER T & D , AJ25TENN13N0 |  |  | 54.44 | 2001-12-13 09:29 | Anjanece | 1 | 2100 | #VALUE! | #VALUE!
ABB POWER T & D | AJ25TENN13N0 | Y | ABB POWER T & D , AJ25TENN13N0 |  |  | 54.49 | 2001-12-13 09:29 | Anjanece | 1 | 2100 | #VALUE! | #VALUE!
ABB POWER T & D | AJ25TENN13N0 | Y | ABB POWER T & D , AJ25TENN13N0 |  |  | 54.54 | 2001-12-13 09:29 | Anjanece | 1 | 2100 | #VALUE! | #VALUE!
ABB POWER T & D | AJ25TENN13N0 | Y | ABB POWER T & D , AJ25TENN13N0 |  |  | 54.58 | 2001-12-13 09:29 | Anjanece | 1 | 2100 | #VALUE! | #VALUE!
ABB POWER T & D | AJ25TENN13N0 | Y | ABB POWER T & D , AJ25TENN13N0 |  |  | 54.59 | 2001-12-13 09:29 | Anjanece | 1 | 2100 | #VALUE! | #VALUE!
ABB POWER T & D | AJ25TENN13N0 | Y | ABB POWER T & D , AJ25TENN13N0 |  |  | 55.14 | 2001-12-13 09:29 | Anjanece | 1 | 2100 | #VALUE! | #VALUE!
ABB POWER T & D | AJ25TENN13N0 | Y | ABB POWER T & D , AJ25TENN13N0 |  |  | 55.24 | 2001-12-13 09:29 | Anjanece | 1 | 2100 | #VALUE! | #VALUE!
ABB POWER T & D | AJ25TENN13N0 | Y | ABB POWER T & D , AJ25TENN13N0 |  |  | 55.26 | 2001-12-13 09:29 | Anjanece | 1 | 2100 | #VALUE! | #VALUE!
ABB POWER T & D | AJ25TENN13N0 | Y | ABB POWER T & D , AJ25TENN13N0 |  |  | 55.32 | 2001-12-13 09:29 | Anjanece | 1 | 2100 | #VALUE! | #VALUE!
ABB POWER T & D | AJ25TENN13N0 | Y | ABB POWER T & D , AJ25TENN13N0 |  |  | 57.3 | 2001-12-13 09:29 | Anjanece | 1 | 2100 | #VALUE! | #VALUE!
ABB POWER T & D | AJ25TENN13N0 | Y | ABB POWER T & D , AJ25TENN13N0 |  |  | 57.6 | 2001-12-13 09:29 | Anjanece | 1 | 2100 | #VALUE! | #VALUE!
ABB POWER T & D | AJ25TENN13N0 | Y | ABB POWER T & D , AJ25TENN13N0 |  |  | 62.94 | 2001-12-13 09:29 | Anjanece | 1 | 2100 | #VALUE! | #VALUE!
ABB POWER T & D | AJ25TENN13N0 | Y | ABB POWER T & D , AJ25TENN13N0 |  |  | 63 | 2001-12-13 09:29 | Anjanece | 1 | 2100 | #VALUE! | #VALUE!
ABB POWER T & D | AJ25TENN13N0 | Y | ABB POWER T & D , AJ25TENN13N0 |  |  | 63.26 | 2001-12-13 09:29 | Anjanece | 1 | 2100 | #VALUE! | #VALUE!
ABB POWER T & D | AJ25TENN13N0 | Y | ABB POWER T & D , AJ25TENN13N0 |  |  | 63.83 | 2001-12-13 09:29 | Anjanece | 1 | 2100 | #VALUE! | #VALUE!
ABB POWER T & D | AJ25TENN13N0 | Y | ABB POWER T & D , AJ25TENN13N0 |  |  | 64.06 | 2001-12-13 09:29 | Anjanece | 1 | 2100 | #VALUE! | #VALUE!
ABB POWER T & D | AJ25TENN13N0 | Y | ABB POWER T & D , AJ25TENN13N0 |  |  | 64.74 | 2001-12-13 09:29 | Anjanece | 1 | 2100 | #VALUE! | #VALUE!
ABB POWER T & D | AJ25TENN13N0 | Y | ABB POWER T & D , AJ25TENN13N0 |  |  | 65.27 | 2001-12-13 09:29 | Anjanece | 1 | 2100 | #VALUE! | #VALUE!
ABB POWER T & D | AJ25TENN13N0 | Y | ABB POWER T & D , AJ25TENN13N0 |  |  | 65.49 | 2001-12-13 09:29 | Anjanece | 1 | 2100 | #VALUE! | #VALUE!
ABB POWER T & D | AJ25TENN13N0 | Y | ABB POWER T & D , AJ25TENN13N0 |  |  | 65.69 | 2001-12-13 09:29 | Anjanece | 1 | 2100 | #VALUE! | #VALUE!
ABB POWER T & D | AJ25TENN13N0 | Y | ABB POWER T & D , AJ25TENN13N0 |  |  | 66.49 | 2001-12-13 09:29 | Anjanece | 1 | 2100 | #VALUE! | #VALUE!
ABB POWER T & D | AJ25TENN13N0 | Y | ABB POWER T & D , AJ25TENN13N0 |  |  | 66.68 | 2001-12-13 09:29 | Anjanece | 1 | 2100 | #VALUE! | #VALUE!
ABB POWER T & D | AJ25TENN13N0 | Y | ABB POWER T & D , AJ25TENN13N0 |  |  | 67.58 | 2001-12-13 09:29 | Anjanece | 1 | 2100 | #VALUE! | #VALUE!
ABB POWER T & D | AJ25TENN13N0 | Y | ABB POWER T & D , AJ25TENN13N0 |  |  | 68 | 2001-12-13 09:29 | Anjanece | 1 | 2100 | #VALUE! | #VALUE!
ABB POWER T & D | AJ25TENN13N0 | Y | ABB POWER T & D , AJ25TENN13N0 |  |  | 68.06 | 2001-12-13 09:29 | Anjanece | 1 | 2100 | #VALUE! | #VALUE!
ABB POWER T & D | AJ25TENN13N0 | Y | ABB POWER T & D , AJ25TENN13N0 |  |  | 69.2 | 2001-12-13 09:29 | Anjanece | 1 | 2100 | #VALUE! | #VALUE!
ABB POWER T & D | AJ25TENN13N0 | Y | ABB POWER T & D , AJ25TENN13N0 |  |  | 69.31 | 2001-12-13 09:29 | Anjanece | 1 | 2100 | #VALUE! | #VALUE!
ABB POWER T & D | AJ25TENN13N0 | Y | ABB POWER T & D , AJ25TENN13N0 |  |  | 69.44 | 2001-12-13 09:29 | Anjanece | 1 | 2100 | #VALUE! | #VALUE!
ABB POWER T & D | AJ25TENN13N0 | Y | ABB POWER T & D , AJ25TENN13N0 |  |  | 69.56 | 2001-12-13 09:29 | Anjanece | 1 | 2100 | #VALUE! | #VALUE!
ABB POWER T & D | AJ25TENN13N0 | Y | ABB POWER T & D , AJ25TENN13N0 |  |  | 69.8 | 2001-12-13 09:29 | Anjanece | 1 | 2100 | #VALUE! | #VALUE!
ABB POWER T & D | AJ25TENN13N0 | Y | ABB POWER T & D , AJ25TENN13N0 |  |  | 70.12 | 2001-12-13 09:29 | Anjanece | 1 | 2100 | #VALUE! | #VALUE!
ABB POWER T & D | AJ25TENN13N0 | Y | ABB POWER T & D , AJ25TENN13N0 |  |  | 70.14 | 2001-12-13 09:29 | Anjanece | 1 | 2100 | #VALUE! | #VALUE!
ABB POWER T & D | AJ25TENN13N0 | Y | ABB POWER T & D , AJ25TENN13N0 |  |  | 71.89 | 2001-12-13 09:29 | Anjanece | 1 | 2100 | #VALUE! | #VALUE!
ABB POWER T & D | AJ25TENN13N0 | Y | ABB POWER T & D , AJ25TENN13N0 |  |  | 71.9 | 2001-12-13 09:29 | Anjanece | 1 | 2100 | #VALUE! | #VALUE!
ABB POWER T & D | AJ25TENN13N0 | Y | ABB POWER T & D , AJ25TENN13N0 |  |  | 71.91 | 2001-12-13 09:29 | Anjanece | 1 | 2100 | #VALUE! | #VALUE!
ABB POWER T & D | AJ25TENN13N0 | Y | ABB POWER T & D , AJ25TENN13N0 |  |  | 71.94 | 2001-12-13 09:29 | Anjanece | 1 | 2100 | #VALUE! | #VALUE!
ABB POWER T & D | AJ25TENN13N0 | Y | ABB POWER T & D , AJ25TENN13N0 |  |  | 71.97 | 2001-12-13 09:29 | Anjanece | 1 | 2100 | #VALUE! | #VALUE!
ABB POWER T & D | AJ25TENN13N0 | Y | ABB POWER T & D , AJ25TENN13N0 |  |  | 72 | 2001-12-13 09:29 | Anjanece | 1 | 2100 | #VALUE! | #VALUE!
ABB POWER T & D | AJ25TENN13N0 | Y | ABB POWER T & D , AJ25TENN13N0 |  |  | 72.06 | 2001-12-13 09:29 | Anjanece | 1 | 2100 | #VALUE! | #VALUE!
ABB POWER T & D | AJ25TENN13N0 | Y | ABB POWER T & D , AJ25TENN13N0 |  |  | 72.13 | 2001-12-13 09:29 | Anjanece | 1 | 2100 | #VALUE! | #VALUE!
ABB POWER T & D | AJ25TENN13N0 | Y | ABB POWER T & D , AJ25TENN13N0 |  |  | 72.16 | 2001-12-13 09:29 | Anjanece | 1 | 2100 | #VALUE! | #VALUE!
ABB POWER T & D | AJ25TENN13N0 | Y | ABB POWER T & D , AJ25TENN13N0 |  |  | 72.57 | 2001-12-13 09:29 | Anjanece | 1 | 2100 | #VALUE! | #VALUE!
ABB POWER T & D | AJ25TENN13N0 | Y | ABB POWER T & D , AJ25TENN13N0 |  |  | 72.72 | 2001-12-13 09:29 | Anjanece | 1 | 2100 | #VALUE! | #VALUE!
ABB POWER T & D | AJ25TENN13N0 | Y | ABB POWER T & D , AJ25TENN13N0 |  |  | 72.79 | 2001-12-13 09:29 | Anjanece | 1 | 2100 | #VALUE! | #VALUE!
ABB POWER T & D | AJ25TENN13N0 | Y | ABB POWER T & D , AJ25TENN13N0 |  |  | 72.89 | 2001-12-13 09:29 | Anjanece | 1 | 2100 | #VALUE! | #VALUE!
ABB POWER T & D | AJ25TENN13N0 | Y | ABB POWER T & D , AJ25TENN13N0 |  |  | 73.01 | 2001-12-13 09:29 | Anjanece | 1 | 2100 | #VALUE! | #VALUE!
ABB POWER T & D | AJ25TENN13N0 | Y | ABB POWER T & D , AJ25TENN13N0 |  |  | 73.16 | 2001-12-13 09:29 | Anjanece | 1 | 2100 | #VALUE! | #VALUE!
ABB POWER T & D | AJ25TENN13N0 | Y | ABB POWER T & D , AJ25TENN13N0 |  |  | 73.54 | 2001-12-13 09:29 | Anjanece | 1 | 2100 | #VALUE! | #VALUE!
ABB POWER T & D | AJ25TENN13N0 | Y | ABB POWER T & D , AJ25TENN13N0 |  |  | 73.61 | 2001-12-13 09:29 | Anjanece | 1 | 2100 | #VALUE! | #VALUE!
ABB POWER T & D | AJ25TENN13N0 | Y | ABB POWER T & D , AJ25TENN13N0 |  |  | 73.71 | 2001-12-13 09:29 | Anjanece | 1 | 2100 | #VALUE! | #VALUE!
ABB POWER T & D | AJ25TENN13N0 | Y | ABB POWER T & D , AJ25TENN13N0 |  |  | 73.83 | 2001-12-13 09:29 | Anjanece | 1 | 2100 | #VALUE! | #VALUE!
ABB POWER T & D | AJ25TENN13N0 | Y | ABB POWER T & D , AJ25TENN13N0 |  |  | 73.88 | 2001-12-13 09:29 | Anjanece | 1 | 2100 | #VALUE! | #VALUE!
ABB POWER T & D | AJ25TENN13N0 | Y | ABB POWER T & D , AJ25TENN13N0 |  |  | 73.91 | 2001-12-13 09:29 | Anjanece | 1 | 2100 | #VALUE! | #VALUE!
ABB POWER T & D | AJ25TENN13N0 | Y | ABB POWER T & D , AJ25TENN13N0 |  |  | 73.93 | 2001-12-13 09:29 | Anjanece | 1 | 2100 | #VALUE! | #VALUE!
ABB POWER T & D | AJ25TENN13N0 | Y | ABB POWER T & D , AJ25TENN13N0 |  |  | 73.94 | 2001-12-13 09:29 | Anjanece | 1 | 2100 | #VALUE! | #VALUE!
ABB POWER T & D | AJ25TENN13N0 | Y | ABB POWER T & D , AJ25TENN13N0 |  |  | 73.95 | 2001-12-13 09:29 | Anjanece | 1 | 2100 | #VALUE! | #VALUE!
ABB POWER T & D | AJ25TENN13N0 | Y | ABB POWER T & D , AJ25TENN13N0 |  |  | 73.98 | 2001-12-13 09:29 | Anjanece | 1 | 2100 | #VALUE! | #VALUE!
ABB POWER T & D | AJ25TENN13N0 | Y | ABB POWER T & D , AJ25TENN13N0 |  |  | 74 | 2001-12-13 09:29 | Anjanece | 1 | 2100 | #VALUE! | #VALUE!
ABB POWER T & D | AJ25TENN13N0 | Y | ABB POWER T & D , AJ25TENN13N0 |  |  | 74.08 | 2001-12-13 09:29 | Anjanece | 1 | 2100 | #VALUE! | #VALUE!
ABB POWER T & D | AJ25TENN13N0 | Y | ABB POWER T & D , AJ25TENN13N0 |  |  | 74.15 | 2001-12-13 09:29 | Anjanece | 1 | 2100 | #VALUE! | #VALUE!
ABB POWER T & D | AJ25TENN13N0 | Y | ABB POWER T & D , AJ25TENN13N0 |  |  | 74.28 | 2001-12-13 09:29 | Anjanece | 1 | 2100 | #VALUE! | #VALUE!
ABB POWER T & D | AJ25TENN13N0 | Y | ABB POWER T & D , AJ25TENN13N0 |  |  | 74.48 | 2001-12-13 09:29 | Anjanece | 1 | 2100 | #VALUE! | #VALUE!
ABB POWER T & D | AJ25TENN13N0 | Y | ABB POWER T & D , AJ25TENN13N0 |  |  | 75.48 | 2001-12-13 09:29 | Anjanece | 1 | 2100 | #VALUE! | #VALUE!
ABB POWER T & D | AJ25TENN13N0 | Y | ABB POWER T & D , AJ25TENN13N0 |  |  | 75.83 | 2001-12-13 09:29 | Anjanece | 1 | 2100 | #VALUE! | #VALUE!
ABB POWER T & D | AJ25TENN13N0 | Y | ABB POWER T & D , AJ25TENN13N0 |  |  | 77.66 | 2001-12-13 09:29 | Anjanece | 1 | 2100 | #VALUE! | #VALUE!
ABB POWER T & D | AJ25TENN13N0 | Y | ABB POWER T & D , AJ25TENN13N0 |  |  | 78.93 | 2001-12-13 09:29 | Anjanece | 1 | 2100 | #VALUE! | #VALUE!
ABB POWER T & D | AJ25TENN13N0 | Y | ABB POWER T & D , AJ25TENN13N0 |  |  | 79.64 | 2001-12-13 09:29 | Anjanece | 1 | 2100 | #VALUE! | #VALUE!
ABB POWER T & D | AJ25TENN13N0 | Y | ABB POWER T & D , AJ25TENN13N0 |  |  | 79.95 | 2001-12-13 09:29 | Anjanece | 1 | 2100 | #VALUE! | #VALUE!
ABB POWER T & D | AJ25TENN13N0 | Y | ABB POWER T & D , AJ25TENN13N0 |  |  | 81.37 | 2001-12-13 09:29 | Anjanece | 1 | 2100 | #VALUE! | #VALUE!
ABB POWER T & D | AJ25TENN13N0 | Y | ABB POWER T & D , AJ25TENN13N0 |  |  | 82.51 | 2001-12-13 09:29 | Anjanece | 1 | 2100 | #VALUE! | #VALUE!
ABB POWER T & D | AJ25TENN13N0 | Y | ABB POWER T & D , AJ25TENN13N0 |  |  | 83.98 | 2001-12-13 09:29 | Anjanece | 1 | 2100 | #VALUE! | #VALUE!
ABB POWER T & D | AJ25TENN13N0 | Y | ABB POWER T & D , AJ25TENN13N0 |  |  | 84.4 | 2001-12-13 09:29 | Anjanece | 1 | 2100 | #VALUE! | #VALUE!
ABB POWER T & D | AJ25TENN13N0 | Y | ABB POWER T & D , AJ25TENN13N0 |  |  | 84.73 | 2001-12-13 09:29 | Anjanece | 1 | 2100 | #VALUE! | #VALUE!
ABB POWER T & D | AJ25TENN13N0 | Y | ABB POWER T & D , AJ25TENN13N0 |  |  | 85.4 | 2001-12-13 09:29 | Anjanece | 1 | 2100 | #VALUE! | #VALUE!
ABB POWER T & D | AJ25TENN13N0 | Y | ABB POWER T & D , AJ25TENN13N0 |  |  | 85.52 | 2001-12-13 09:29 | Anjanece | 1 | 2100 | #VALUE! | #VALUE!
ABB POWER T & D | AJ25TENN13N0 | Y | ABB POWER T & D , AJ25TENN13N0 |  |  | 85.64 | 2001-12-13 09:29 | Anjanece | 1 | 2100 | #VALUE! | #VALUE!
ABB POWER T & D | AJ25TENN13N0 | Y | ABB POWER T & D , AJ25TENN13N0 |  |  | 85.76 | 2001-12-13 09:29 | Anjanece | 1 | 2100 | #VALUE! | #VALUE!
ABB POWER T & D | AJ25TENN13N0 | Y | ABB POWER T & D , AJ25TENN13N0 |  |  | 86.11 | 2001-12-13 09:29 | Anjanece | 1 | 2100 | #VALUE! | #VALUE!
ABB POWER T & D | AJ25TENN13N0 | Y | ABB POWER T & D , AJ25TENN13N0 |  |  | 86.23 | 2001-12-13 09:29 | Anjanece | 1 | 2100 | #VALUE! | #VALUE!
ABB POWER T & D | AJ25TENN13N0 | Y | ABB POWER T & D , AJ25TENN13N0 |  |  | 86.43 | 2001-12-13 09:29 | Anjanece | 1 | 2100 | #VALUE! | #VALUE!
ABB POWER T & D | AJ25TENN13N0 | Y | ABB POWER T & D , AJ25TENN13N0 |  |  | 86.68 | 2001-12-13 09:29 | Anjanece | 1 | 2100 | #VALUE! | #VALUE!
ALUMA FORM | CSG27-100A-150-EN-12kA | Y | ALUMA FORM , CSG27-100A-150-EN-12kA | JEA OVERHEAD DISTRIBUTION | CSC Stores | 53.59 | 2001-12-13 09:29 | Anjanece | 1 | 2100 | #VALUE! | #VALUE!
ALUMA FORM | CSG27-100A-150-EN-12kA | Y | ALUMA FORM , CSG27-100A-150-EN-12kA |  |  | 53.66 | 2001-12-13 09:29 | Anjanece | 1 | 2100 | #VALUE! | #VALUE!
ALUMA FORM | CSG27-100A-150-EN-12kA | Y | ALUMA FORM , CSG27-100A-150-EN-12kA |  |  | 53.72 | 2001-12-13 09:29 | Anjanece | 1 | 2100 | #VALUE! | #VALUE!
ALUMA FORM | CSG27-100A-150-EN-12kA | Y | ALUMA FORM , CSG27-100A-150-EN-12kA |  |  | 53.79 | 2001-12-13 09:29 | Anjanece | 1 | 2100 | #VALUE! | #VALUE!
ALUMA FORM | CSG27-100A-150-EN-12kA | Y | ALUMA FORM , CSG27-100A-150-EN-12kA |  |  | 53.81 | 2001-12-13 09:29 | Anjanece | 1 | 2100 | #VALUE! | #VALUE!
ALUMA FORM | CSG27-100A-150-EN-12kA | Y | ALUMA FORM , CSG27-100A-150-EN-12kA |  |  | 53.85 | 2001-12-13 09:29 | Anjanece | 1 | 2100 | #VALUE! | #VALUE!
ALUMA FORM | CSG27-100A-150-EN-12kA | Y | ALUMA FORM , CSG27-100A-150-EN-12kA |  |  | 53.88 | 2001-12-13 09:29 | Anjanece | 1 | 2100 | #VALUE! | #VALUE!
ALUMA FORM | CSG27-100A-150-EN-12kA | Y | ALUMA FORM , CSG27-100A-150-EN-12kA |  |  | 54.01 | 2001-12-13 09:29 | Anjanece | 1 | 2100 | #VALUE! | #VALUE!
ALUMA FORM | CSG27-100A-150-EN-12kA | Y | ALUMA FORM , CSG27-100A-150-EN-12kA |  |  | 54.02 | 2001-12-13 09:29 | Anjanece | 1 | 2100 | #VALUE! | #VALUE!
ALUMA FORM | CSG27-100A-150-EN-12kA | Y | ALUMA FORM , CSG27-100A-150-EN-12kA |  |  | 54.13 | 2001-12-13 09:29 | Anjanece | 1 | 2100 | #VALUE! | #VALUE!
ALUMA FORM | CSG27-100A-150-EN-12kA | Y | ALUMA FORM , CSG27-100A-150-EN-12kA |  |  | 54.24 | 2001-12-13 09:29 | Anjanece | 1 | 2100 | #VALUE! | #VALUE!
ALUMA FORM | CSG27-100A-150-EN-12kA | Y | ALUMA FORM , CSG27-100A-150-EN-12kA |  |  | 54.4 | 2001-12-13 09:29 | Anjanece | 1 | 2100 | #VALUE! | #VALUE!
ALUMA FORM | CSG27-100A-150-EN-12kA | Y | ALUMA FORM , CSG27-100A-150-EN-12kA |  |  | 54.44 | 2001-12-13 09:29 | Anjanece | 1 | 2100 | #VALUE! | #VALUE!
ALUMA FORM | CSG27-100A-150-EN-12kA | Y | ALUMA FORM , CSG27-100A-150-EN-12kA |  |  | 54.49 | 2001-12-13 09:29 | Anjanece | 1 | 2100 | #VALUE! | #VALUE!
ALUMA FORM | CSG27-100A-150-EN-12kA | Y | ALUMA FORM , CSG27-100A-150-EN-12kA |  |  | 54.54 | 2001-12-13 09:29 | Anjanece | 1 | 2100 | #VALUE! | #VALUE!
ALUMA FORM | CSG27-100A-150-EN-12kA | Y | ALUMA FORM , CSG27-100A-150-EN-12kA |  |  | 54.58 | 2001-12-13 09:29 | Anjanece | 1 | 2100 | #VALUE! | #VALUE!
ALUMA FORM | CSG27-100A-150-EN-12kA | Y | ALUMA FORM , CSG27-100A-150-EN-12kA |  |  | 54.59 | 2001-12-13 09:29 | Anjanece | 1 | 2100 | #VALUE! | #VALUE!
ALUMA FORM | CSG27-100A-150-EN-12kA | Y | ALUMA FORM , CSG27-100A-150-EN-12kA |  |  | 55.14 | 2001-12-13 09:29 | Anjanece | 1 | 2100 | #VALUE! | #VALUE!
ALUMA FORM | CSG27-100A-150-EN-12kA | Y | ALUMA FORM , CSG27-100A-150-EN-12kA |  |  | 55.24 | 2001-12-13 09:29 | Anjanece | 1 | 2100 | #VALUE! | #VALUE!
ALUMA FORM | CSG27-100A-150-EN-12kA | Y | ALUMA FORM , CSG27-100A-150-EN-12kA |  |  | 55.26 | 2001-12-13 09:29 | Anjanece | 1 | 2100 | #VALUE! | #VALUE!
ALUMA FORM | CSG27-100A-150-EN-12kA | Y | ALUMA FORM , CSG27-100A-150-EN-12kA |  |  | 55.32 | 2001-12-13 09:29 | Anjanece | 1 | 2100 | #VALUE! | #VALUE!
ALUMA FORM | CSG27-100A-150-EN-12kA | Y | ALUMA FORM , CSG27-100A-150-EN-12kA |  |  | 57.3 | 2001-12-13 09:29 | Anjanece | 1 | 2100 | #VALUE! | #VALUE!
ALUMA FORM | CSG27-100A-150-EN-12kA | Y | ALUMA FORM , CSG27-100A-150-EN-12kA |  |  | 57.6 | 2001-12-13 09:29 | Anjanece | 1 | 2100 | #VALUE! | #VALUE!
ALUMA FORM | CSG27-100A-150-EN-12kA | Y | ALUMA FORM , CSG27-100A-150-EN-12kA |  |  | 62.94 | 2001-12-13 09:29 | Anjanece | 1 | 2100 | #VALUE! | #VALUE!
ALUMA FORM | CSG27-100A-150-EN-12kA | Y | ALUMA FORM , CSG27-100A-150-EN-12kA |  |  | 63 | 2001-12-13 09:29 | Anjanece | 1 | 2100 | #VALUE! | #VALUE!
ALUMA FORM | CSG27-100A-150-EN-12kA | Y | ALUMA FORM , CSG27-100A-150-EN-12kA |  |  | 63.26 | 2001-12-13 09:29 | Anjanece | 1 | 2100 | #VALUE! | #VALUE!
ALUMA FORM | CSG27-100A-150-EN-12kA | Y | ALUMA FORM , CSG27-100A-150-EN-12kA |  |  | 63.83 | 2001-12-13 09:29 | Anjanece | 1 | 2100 | #VALUE! | #VALUE!
ALUMA FORM | CSG27-100A-150-EN-12kA | Y | ALUMA FORM , CSG27-100A-150-EN-12kA |  |  | 64.06 | 2001-12-13 09:29 | Anjanece | 1 | 2100 | #VALUE! | #VALUE!
ALUMA FORM | CSG27-100A-150-EN-12kA | Y | ALUMA FORM , CSG27-100A-150-EN-12kA |  |  | 64.74 | 2001-12-13 09:29 | Anjanece | 1 | 2100 | #VALUE! | #VALUE!
ALUMA FORM | CSG27-100A-150-EN-12kA | Y | ALUMA FORM , CSG27-100A-150-EN-12kA |  |  | 65.27 | 2001-12-13 09:29 | Anjanece | 1 | 2100 | #VALUE! | #VALUE!
ALUMA FORM | CSG27-100A-150-EN-12kA | Y | ALUMA FORM , CSG27-100A-150-EN-12kA |  |  | 65.49 | 2001-12-13 09:29 | Anjanece | 1 | 2100 | #VALUE! | #VALUE!
ALUMA FORM | CSG27-100A-150-EN-12kA | Y | ALUMA FORM , CSG27-100A-150-EN-12kA |  |  | 65.69 | 2001-12-13 09:29 | Anjanece | 1 | 2100 | #VALUE! | #VALUE!
ALUMA FORM | CSG27-100A-150-EN-12kA | Y | ALUMA FORM , CSG27-100A-150-EN-12kA |  |  | 66.49 | 2001-12-13 09:29 | Anjanece | 1 | 2100 | #VALUE! | #VALUE!
ALUMA FORM | CSG27-100A-150-EN-12kA | Y | ALUMA FORM , CSG27-100A-150-EN-12kA |  |  | 66.68 | 2001-12-13 09:29 | Anjanece | 1 | 2100 | #VALUE! | #VALUE!
ALUMA FORM | CSG27-100A-150-EN-12kA | Y | ALUMA FORM , CSG27-100A-150-EN-12kA |  |  | 67.58 | 2001-12-13 09:29 | Anjanece | 1 | 2100 | #VALUE! | #VALUE!
ALUMA FORM | CSG27-100A-150-EN-12kA | Y | ALUMA FORM , CSG27-100A-150-EN-12kA |  |  | 68 | 2001-12-13 09:29 | Anjanece | 1 | 2100 | #VALUE! | #VALUE!
ALUMA FORM | CSG27-100A-150-EN-12kA | Y | ALUMA FORM , CSG27-100A-150-EN-12kA |  |  | 68.06 | 2001-12-13 09:29 | Anjanece | 1 | 2100 | #VALUE! | #VALUE!
ALUMA FORM | CSG27-100A-150-EN-12kA | Y | ALUMA FORM , CSG27-100A-150-EN-12kA |  |  | 69.2 | 2001-12-13 09:29 | Anjanece | 1 | 2100 | #VALUE! | #VALUE!
ALUMA FORM | CSG27-100A-150-EN-12kA | Y | ALUMA FORM , CSG27-100A-150-EN-12kA |  |  | 69.31 | 2001-12-13 09:29 | Anjanece | 1 | 2100 | #VALUE! | #VALUE!
ALUMA FORM | CSG27-100A-150-EN-12kA | Y | ALUMA FORM , CSG27-100A-150-EN-12kA |  |  | 69.44 | 2001-12-13 09:29 | Anjanece | 1 | 2100 | #VALUE! | #VALUE!
ALUMA FORM | CSG27-100A-150-EN-12kA | Y | ALUMA FORM , CSG27-100A-150-EN-12kA |  |  | 69.56 | 2001-12-13 09:29 | Anjanece | 1 | 2100 | #VALUE! | #VALUE!
ALUMA FORM | CSG27-100A-150-EN-12kA | Y | ALUMA FORM , CSG27-100A-150-EN-12kA |  |  | 69.8 | 2001-12-13 09:29 | Anjanece | 1 | 2100 | #VALUE! | #VALUE!
ALUMA FORM | CSG27-100A-150-EN-12kA | Y | ALUMA FORM , CSG27-100A-150-EN-12kA |  |  | 70.12 | 2001-12-13 09:29 | Anjanece | 1 | 2100 | #VALUE! | #VALUE!
ALUMA FORM | CSG27-100A-150-EN-12kA | Y | ALUMA FORM , CSG27-100A-150-EN-12kA |  |  | 70.14 | 2001-12-13 09:29 | Anjanece | 1 | 2100 | #VALUE! | #VALUE!
ALUMA FORM | CSG27-100A-150-EN-12kA | Y | ALUMA FORM , CSG27-100A-150-EN-12kA |  |  | 71.89 | 2001-12-13 09:29 | Anjanece | 1 | 2100 | #VALUE! | #VALUE!
ALUMA FORM | CSG27-100A-150-EN-12kA | Y | ALUMA FORM , CSG27-100A-150-EN-12kA |  |  | 71.9 | 2001-12-13 09:29 | Anjanece | 1 | 2100 | #VALUE! | #VALUE!
ALUMA FORM | CSG27-100A-150-EN-12kA | Y | ALUMA FORM , CSG27-100A-150-EN-12kA |  |  | 71.91 | 2001-12-13 09:29 | Anjanece | 1 | 2100 | #VALUE! | #VALUE!
ALUMA FORM | CSG27-100A-150-EN-12kA | Y | ALUMA FORM , CSG27-100A-150-EN-12kA |  |  | 71.94 | 2001-12-13 09:29 | Anjanece | 1 | 2100 | #VALUE! | #VALUE!
ALUMA FORM | CSG27-100A-150-EN-12kA | Y | ALUMA FORM , CSG27-100A-150-EN-12kA |  |  | 71.97 | 2001-12-13 09:29 | Anjanece | 1 | 2100 | #VALUE! | #VALUE!
ALUMA FORM | CSG27-100A-150-EN-12kA | Y | ALUMA FORM , CSG27-100A-150-EN-12kA |  |  | 72 | 2001-12-13 09:29 | Anjanece | 1 | 2100 | #VALUE! | #VALUE!
ALUMA FORM | CSG27-100A-150-EN-12kA | Y | ALUMA FORM , CSG27-100A-150-EN-12kA |  |  | 72.06 | 2001-12-13 09:29 | Anjanece | 1 | 2100 | #VALUE! | #VALUE!
ALUMA FORM | CSG27-100A-150-EN-12kA | Y | ALUMA FORM , CSG27-100A-150-EN-12kA |  |  | 72.13 | 2001-12-13 09:29 | Anjanece | 1 | 2100 | #VALUE! | #VALUE!
ALUMA FORM | CSG27-100A-150-EN-12kA | Y | ALUMA FORM , CSG27-100A-150-EN-12kA |  |  | 72.16 | 2001-12-13 09:29 | Anjanece | 1 | 2100 | #VALUE! | #VALUE!
ALUMA FORM | CSG27-100A-150-EN-12kA | Y | ALUMA FORM , CSG27-100A-150-EN-12kA |  |  | 72.57 | 2001-12-13 09:29 | Anjanece | 1 | 2100 | #VALUE! | #VALUE!
ALUMA FORM | CSG27-100A-150-EN-12kA | Y | ALUMA FORM , CSG27-100A-150-EN-12kA |  |  | 72.72 | 2001-12-13 09:29 | Anjanece | 1 | 2100 | #VALUE! | #VALUE!
ALUMA FORM | CSG27-100A-150-EN-12kA | Y | ALUMA FORM , CSG27-100A-150-EN-12kA |  |  | 72.79 | 2001-12-13 09:29 | Anjanece | 1 | 2100 | #VALUE! | #VALUE!
ALUMA FORM | CSG27-100A-150-EN-12kA | Y | ALUMA FORM , CSG27-100A-150-EN-12kA |  |  | 72.89 | 2001-12-13 09:29 | Anjanece | 1 | 2100 | #VALUE! | #VALUE!
ALUMA FORM | CSG27-100A-150-EN-12kA | Y | ALUMA FORM , CSG27-100A-150-EN-12kA |  |  | 73.01 | 2001-12-13 09:29 | Anjanece | 1 | 2100 | #VALUE! | #VALUE!
ALUMA FORM | CSG27-100A-150-EN-12kA | Y | ALUMA FORM , CSG27-100A-150-EN-12kA |  |  | 73.16 | 2001-12-13 09:29 | Anjanece | 1 | 2100 | #VALUE! | #VALUE!
ALUMA FORM | CSG27-100A-150-EN-12kA | Y | ALUMA FORM , CSG27-100A-150-EN-12kA |  |  | 73.54 | 2001-12-13 09:29 | Anjanece | 1 | 2100 | #VALUE! | #VALUE!
ALUMA FORM | CSG27-100A-150-EN-12kA | Y | ALUMA FORM , CSG27-100A-150-EN-12kA |  |  | 73.61 | 2001-12-13 09:29 | Anjanece | 1 | 2100 | #VALUE! | #VALUE!
ALUMA FORM | CSG27-100A-150-EN-12kA | Y | ALUMA FORM , CSG27-100A-150-EN-12kA |  |  | 73.71 | 2001-12-13 09:29 | Anjanece | 1 | 2100 | #VALUE! | #VALUE!
ALUMA FORM | CSG27-100A-150-EN-12kA | Y | ALUMA FORM , CSG27-100A-150-EN-12kA |  |  | 73.83 | 2001-12-13 09:29 | Anjanece | 1 | 2100 | #VALUE! | #VALUE!
ALUMA FORM | CSG27-100A-150-EN-12kA | Y | ALUMA FORM , CSG27-100A-150-EN-12kA |  |  | 73.88 | 2001-12-13 09:29 | Anjanece | 1 | 2100 | #VALUE! | #VALUE!
ALUMA FORM | CSG27-100A-150-EN-12kA | Y | ALUMA FORM , CSG27-100A-150-EN-12kA |  |  | 73.91 | 2001-12-13 09:29 | Anjanece | 1 | 2100 | #VALUE! | #VALUE!
ALUMA FORM | CSG27-100A-150-EN-12kA | Y | ALUMA FORM , CSG27-100A-150-EN-12kA |  |  | 73.93 | 2001-12-13 09:29 | Anjanece | 1 | 2100 | #VALUE! | #VALUE!
ALUMA FORM | CSG27-100A-150-EN-12kA | Y | ALUMA FORM , CSG27-100A-150-EN-12kA |  |  | 73.94 | 2001-12-13 09:29 | Anjanece | 1 | 2100 | #VALUE! | #VALUE!
ALUMA FORM | CSG27-100A-150-EN-12kA | Y | ALUMA FORM , CSG27-100A-150-EN-12kA |  |  | 73.95 | 2001-12-13 09:29 | Anjanece | 1 | 2100 | #VALUE! | #VALUE!
ALUMA FORM | CSG27-100A-150-EN-12kA | Y | ALUMA FORM , CSG27-100A-150-EN-12kA |  |  | 73.98 | 2001-12-13 09:29 | Anjanece | 1 | 2100 | #VALUE! | #VALUE!
ALUMA FORM | CSG27-100A-150-EN-12kA | Y | ALUMA FORM , CSG27-100A-150-EN-12kA |  |  | 74 | 2001-12-13 09:29 | Anjanece | 1 | 2100 | #VALUE! | #VALUE!
ALUMA FORM | CSG27-100A-150-EN-12kA | Y | ALUMA FORM , CSG27-100A-150-EN-12kA |  |  | 74.08 | 2001-12-13 09:29 | Anjanece | 1 | 2100 | #VALUE! | #VALUE!
ALUMA FORM | CSG27-100A-150-EN-12kA | Y | ALUMA FORM , CSG27-100A-150-EN-12kA |  |  | 74.15 | 2001-12-13 09:29 | Anjanece | 1 | 2100 | #VALUE! | #VALUE!
ALUMA FORM | CSG27-100A-150-EN-12kA | Y | ALUMA FORM , CSG27-100A-150-EN-12kA |  |  | 74.28 | 2001-12-13 09:29 | Anjanece | 1 | 2100 | #VALUE! | #VALUE!
ALUMA FORM | CSG27-100A-150-EN-12kA | Y | ALUMA FORM , CSG27-100A-150-EN-12kA |  |  | 74.48 | 2001-12-13 09:29 | Anjanece | 1 | 2100 | #VALUE! | #VALUE!
ALUMA FORM | CSG27-100A-150-EN-12kA | Y | ALUMA FORM , CSG27-100A-150-EN-12kA |  |  | 75.48 | 2001-12-13 09:29 | Anjanece | 1 | 2100 | #VALUE! | #VALUE!
ALUMA FORM | CSG27-100A-150-EN-12kA | Y | ALUMA FORM , CSG27-100A-150-EN-12kA |  |  | 75.83 | 2001-12-13 09:29 | Anjanece | 1 | 2100 | #VALUE! | #VALUE!
ALUMA FORM | CSG27-100A-150-EN-12kA | Y | ALUMA FORM , CSG27-100A-150-EN-12kA |  |  | 77.66 | 2001-12-13 09:29 | Anjanece | 1 | 2100 | #VALUE! | #VALUE!
ALUMA FORM | CSG27-100A-150-EN-12kA | Y | ALUMA FORM , CSG27-100A-150-EN-12kA |  |  | 78.93 | 2001-12-13 09:29 | Anjanece | 1 | 2100 | #VALUE! | #VALUE!
ALUMA FORM | CSG27-100A-150-EN-12kA | Y | ALUMA FORM , CSG27-100A-150-EN-12kA |  |  | 79.64 | 2001-12-13 09:29 | Anjanece | 1 | 2100 | #VALUE! | #VALUE!
ALUMA FORM | CSG27-100A-150-EN-12kA | Y | ALUMA FORM , CSG27-100A-150-EN-12kA |  |  | 79.95 | 2001-12-13 09:29 | Anjanece | 1 | 2100 | #VALUE! | #VALUE!
ALUMA FORM | CSG27-100A-150-EN-12kA | Y | ALUMA FORM , CSG27-100A-150-EN-12kA |  |  | 81.37 | 2001-12-13 09:29 | Anjanece | 1 | 2100 | #VALUE! | #VALUE!
ALUMA FORM | CSG27-100A-150-EN-12kA | Y | ALUMA FORM , CSG27-100A-150-EN-12kA |  |  | 82.51 | 2001-12-13 09:29 | Anjanece | 1 | 2100 | #VALUE! | #VALUE!
ALUMA FORM | CSG27-100A-150-EN-12kA | Y | ALUMA FORM , CSG27-100A-150-EN-12kA |  |  | 83.98 | 2001-12-13 09:29 | Anjanece | 1 | 2100 | #VALUE! | #VALUE!
ALUMA FORM | CSG27-100A-150-EN-12kA | Y | ALUMA FORM , CSG27-100A-150-EN-12kA |  |  | 84.4 | 2001-12-13 09:29 | Anjanece | 1 | 2100 | #VALUE! | #VALUE!
ALUMA FORM | CSG27-100A-150-EN-12kA | Y | ALUMA FORM , CSG27-100A-150-EN-12kA |  |  | 84.73 | 2001-12-13 09:29 | Anjanece | 1 | 2100 | #VALUE! | #VALUE!
ALUMA FORM | CSG27-100A-150-EN-12kA | Y | ALUMA FORM , CSG27-100A-150-EN-12kA |  |  | 85.4 | 2001-12-13 09:29 | Anjanece | 1 | 2100 | #VALUE! | #VALUE!
ALUMA FORM | CSG27-100A-150-EN-12kA | Y | ALUMA FORM , CSG27-100A-150-EN-12kA |  |  | 85.52 | 2001-12-13 09:29 | Anjanece | 1 | 2100 | #VALUE! | #VALUE!
ALUMA FORM | CSG27-100A-150-EN-12kA | Y | ALUMA FORM , CSG27-100A-150-EN-12kA |  |  | 85.64 | 2001-12-13 09:29 | Anjanece | 1 | 2100 | #VALUE! | #VALUE!
ALUMA FORM | CSG27-100A-150-EN-12kA | Y | ALUMA FORM , CSG27-100A-150-EN-12kA |  |  | 85.76 | 2001-12-13 09:29 | Anjanece | 1 | 2100 | #VALUE! | #VALUE!
ALUMA FORM | CSG27-100A-150-EN-12kA | Y | ALUMA FORM , CSG27-100A-150-EN-12kA |  |  | 86.11 | 2001-12-13 09:29 | Anjanece | 1 | 2100 | #VALUE! | #VALUE!
ALUMA FORM | CSG27-100A-150-EN-12kA | Y | ALUMA FORM , CSG27-100A-150-EN-12kA |  |  | 86.23 | 2001-12-13 09:29 | Anjanece | 1 | 2100 | #VALUE! | #VALUE!
ALUMA FORM | CSG27-100A-150-EN-12kA | Y | ALUMA FORM , CSG27-100A-150-EN-12kA |  |  | 86.43 | 2001-12-13 09:29 | Anjanece | 1 | 2100 | #VALUE! | #VALUE!
ALUMA FORM | CSG27-100A-150-EN-12kA | Y | ALUMA FORM , CSG27-100A-150-EN-12kA |  |  | 86.68 | 2001-12-13 09:29 | Anjanece | 1 | 2100 | #VALUE! | #VALUE!
HUBBELL | CP710313EZM | Y | HUBBELL , CP710313EZM | JEA OVERHEAD DISTRIBUTION | CSC Stores | 53.59 | 2001-12-13 09:29 | Anjanece | 1 | 2100 | #VALUE! | #VALUE!
HUBBELL | CP710313EZM | Y | HUBBELL , CP710313EZM |  |  | 53.66 | 2001-12-13 09:29 | Anjanece | 1 | 2100 | #VALUE! | #VALUE!
HUBBELL | CP710313EZM | Y | HUBBELL , CP710313EZM |  |  | 53.72 | 2001-12-13 09:29 | Anjanece | 1 | 2100 | #VALUE! | #VALUE!
HUBBELL | CP710313EZM | Y | HUBBELL , CP710313EZM |  |  | 53.79 | 2001-12-13 09:29 | Anjanece | 1 | 2100 | #VALUE! | #VALUE!
HUBBELL | CP710313EZM | Y | HUBBELL , CP710313EZM |  |  | 53.81 | 2001-12-13 09:29 | Anjanece | 1 | 2100 | #VALUE! | #VALUE!
HUBBELL | CP710313EZM | Y | HUBBELL , CP710313EZM |  |  | 53.85 | 2001-12-13 09:29 | Anjanece | 1 | 2100 | #VALUE! | #VALUE!
HUBBELL | CP710313EZM | Y | HUBBELL , CP710313EZM |  |  | 53.88 | 2001-12-13 09:29 | Anjanece | 1 | 2100 | #VALUE! | #VALUE!
HUBBELL | CP710313EZM | Y | HUBBELL , CP710313EZM |  |  | 54.01 | 2001-12-13 09:29 | Anjanece | 1 | 2100 | #VALUE! | #VALUE!
HUBBELL | CP710313EZM | Y | HUBBELL , CP710313EZM |  |  | 54.02 | 2001-12-13 09:29 | Anjanece | 1 | 2100 | #VALUE! | #VALUE!
HUBBELL | CP710313EZM | Y | HUBBELL , CP710313EZM |  |  | 54.13 | 2001-12-13 09:29 | Anjanece | 1 | 2100 | #VALUE! | #VALUE!
HUBBELL | CP710313EZM | Y | HUBBELL , CP710313EZM |  |  | 54.24 | 2001-12-13 09:29 | Anjanece | 1 | 2100 | #VALUE! | #VALUE!
HUBBELL | CP710313EZM | Y | HUBBELL , CP710313EZM |  |  | 54.4 | 2001-12-13 09:29 | Anjanece | 1 | 2100 | #VALUE! | #VALUE!
HUBBELL | CP710313EZM | Y | HUBBELL , CP710313EZM |  |  | 54.44 | 2001-12-13 09:29 | Anjanece | 1 | 2100 | #VALUE! | #VALUE!
HUBBELL | CP710313EZM | Y | HUBBELL , CP710313EZM |  |  | 54.49 | 2001-12-13 09:29 | Anjanece | 1 | 2100 | #VALUE! | #VALUE!
HUBBELL | CP710313EZM | Y | HUBBELL , CP710313EZM |  |  | 54.54 | 2001-12-13 09:29 | Anjanece | 1 | 2100 | #VALUE! | #VALUE!
HUBBELL | CP710313EZM | Y | HUBBELL , CP710313EZM |  |  | 54.58 | 2001-12-13 09:29 | Anjanece | 1 | 2100 | #VALUE! | #VALUE!
HUBBELL | CP710313EZM | Y | HUBBELL , CP710313EZM |  |  | 54.59 | 2001-12-13 09:29 | Anjanece | 1 | 2100 | #VALUE! | #VALUE!
HUBBELL | CP710313EZM | Y | HUBBELL , CP710313EZM |  |  | 55.14 | 2001-12-13 09:29 | Anjanece | 1 | 2100 | #VALUE! | #VALUE!
HUBBELL | CP710313EZM | Y | HUBBELL , CP710313EZM |  |  | 55.24 | 2001-12-13 09:29 | Anjanece | 1 | 2100 | #VALUE! | #VALUE!
HUBBELL | CP710313EZM | Y | HUBBELL , CP710313EZM |  |  | 55.26 | 2001-12-13 09:29 | Anjanece | 1 | 2100 | #VALUE! | #VALUE!
HUBBELL | CP710313EZM | Y | HUBBELL , CP710313EZM |  |  | 55.32 | 2001-12-13 09:29 | Anjanece | 1 | 2100 | #VALUE! | #VALUE!
HUBBELL | CP710313EZM | Y | HUBBELL , CP710313EZM |  |  | 57.3 | 2001-12-13 09:29 | Anjanece | 1 | 2100 | #VALUE! | #VALUE!
HUBBELL | CP710313EZM | Y | HUBBELL , CP710313EZM |  |  | 57.6 | 2001-12-13 09:29 | Anjanece | 1 | 2100 | #VALUE! | #VALUE!
HUBBELL | CP710313EZM | Y | HUBBELL , CP710313EZM |  |  | 62.94 | 2001-12-13 09:29 | Anjanece | 1 | 2100 | #VALUE! | #VALUE!
HUBBELL | CP710313EZM | Y | HUBBELL , CP710313EZM |  |  | 63 | 2001-12-13 09:29 | Anjanece | 1 | 2100 | #VALUE! | #VALUE!
HUBBELL | CP710313EZM | Y | HUBBELL , CP710313EZM |  |  | 63.26 | 2001-12-13 09:29 | Anjanece | 1 | 2100 | #VALUE! | #VALUE!
HUBBELL | CP710313EZM | Y | HUBBELL , CP710313EZM |  |  | 63.83 | 2001-12-13 09:29 | Anjanece | 1 | 2100 | #VALUE! | #VALUE!
HUBBELL | CP710313EZM | Y | HUBBELL , CP710313EZM |  |  | 64.06 | 2001-12-13 09:29 | Anjanece | 1 | 2100 | #VALUE! | #VALUE!
HUBBELL | CP710313EZM | Y | HUBBELL , CP710313EZM |  |  | 64.74 | 2001-12-13 09:29 | Anjanece | 1 | 2100 | #VALUE! | #VALUE!
HUBBELL | CP710313EZM | Y | HUBBELL , CP710313EZM |  |  | 65.27 | 2001-12-13 09:29 | Anjanece | 1 | 2100 | #VALUE! | #VALUE!
HUBBELL | CP710313EZM | Y | HUBBELL , CP710313EZM |  |  | 65.49 | 2001-12-13 09:29 | Anjanece | 1 | 2100 | #VALUE! | #VALUE!
HUBBELL | CP710313EZM | Y | HUBBELL , CP710313EZM |  |  | 65.69 | 2001-12-13 09:29 | Anjanece | 1 | 2100 | #VALUE! | #VALUE!
HUBBELL | CP710313EZM | Y | HUBBELL , CP710313EZM |  |  | 66.49 | 2001-12-13 09:29 | Anjanece | 1 | 2100 | #VALUE! | #VALUE!
HUBBELL | CP710313EZM | Y | HUBBELL , CP710313EZM |  |  | 66.68 | 2001-12-13 09:29 | Anjanece | 1 | 2100 | #VALUE! | #VALUE!
HUBBELL | CP710313EZM | Y | HUBBELL , CP710313EZM |  |  | 67.58 | 2001-12-13 09:29 | Anjanece | 1 | 2100 | #VALUE! | #VALUE!
HUBBELL | CP710313EZM | Y | HUBBELL , CP710313EZM |  |  | 68 | 2001-12-13 09:29 | Anjanece | 1 | 2100 | #VALUE! | #VALUE!
HUBBELL | CP710313EZM | Y | HUBBELL , CP710313EZM |  |  | 68.06 | 2001-12-13 09:29 | Anjanece | 1 | 2100 | #VALUE! | #VALUE!
HUBBELL | CP710313EZM | Y | HUBBELL , CP710313EZM |  |  | 69.2 | 2001-12-13 09:29 | Anjanece | 1 | 2100 | #VALUE! | #VALUE!
HUBBELL | CP710313EZM | Y | HUBBELL , CP710313EZM |  |  | 69.31 | 2001-12-13 09:29 | Anjanece | 1 | 2100 | #VALUE! | #VALUE!
HUBBELL | CP710313EZM | Y | HUBBELL , CP710313EZM |  |  | 69.44 | 2001-12-13 09:29 | Anjanece | 1 | 2100 | #VALUE! | #VALUE!
HUBBELL | CP710313EZM | Y | HUBBELL , CP710313EZM |  |  | 69.56 | 2001-12-13 09:29 | Anjanece | 1 | 2100 | #VALUE! | #VALUE!
HUBBELL | CP710313EZM | Y | HUBBELL , CP710313EZM |  |  | 69.8 | 2001-12-13 09:29 | Anjanece | 1 | 2100 | #VALUE! | #VALUE!
HUBBELL | CP710313EZM | Y | HUBBELL , CP710313EZM |  |  | 70.12 | 2001-12-13 09:29 | Anjanece | 1 | 2100 | #VALUE! | #VALUE!
HUBBELL | CP710313EZM | Y | HUBBELL , CP710313EZM |  |  | 70.14 | 2001-12-13 09:29 | Anjanece | 1 | 2100 | #VALUE! | #VALUE!
HUBBELL | CP710313EZM | Y | HUBBELL , CP710313EZM |  |  | 71.89 | 2001-12-13 09:29 | Anjanece | 1 | 2100 | #VALUE! | #VALUE!
HUBBELL | CP710313EZM | Y | HUBBELL , CP710313EZM |  |  | 71.9 | 2001-12-13 09:29 | Anjanece | 1 | 2100 | #VALUE! | #VALUE!
HUBBELL | CP710313EZM | Y | HUBBELL , CP710313EZM |  |  | 71.91 | 2001-12-13 09:29 | Anjanece | 1 | 2100 | #VALUE! | #VALUE!
HUBBELL | CP710313EZM | Y | HUBBELL , CP710313EZM |  |  | 71.94 | 2001-12-13 09:29 | Anjanece | 1 | 2100 | #VALUE! | #VALUE!
HUBBELL | CP710313EZM | Y | HUBBELL , CP710313EZM |  |  | 71.97 | 2001-12-13 09:29 | Anjanece | 1 | 2100 | #VALUE! | #VALUE!
HUBBELL | CP710313EZM | Y | HUBBELL , CP710313EZM |  |  | 72 | 2001-12-13 09:29 | Anjanece | 1 | 2100 | #VALUE! | #VALUE!
HUBBELL | CP710313EZM | Y | HUBBELL , CP710313EZM |  |  | 72.06 | 2001-12-13 09:29 | Anjanece | 1 | 2100 | #VALUE! | #VALUE!
HUBBELL | CP710313EZM | Y | HUBBELL , CP710313EZM |  |  | 72.13 | 2001-12-13 09:29 | Anjanece | 1 | 2100 | #VALUE! | #VALUE!
HUBBELL | CP710313EZM | Y | HUBBELL , CP710313EZM |  |  | 72.16 | 2001-12-13 09:29 | Anjanece | 1 | 2100 | #VALUE! | #VALUE!
HUBBELL | CP710313EZM | Y | HUBBELL , CP710313EZM |  |  | 72.57 | 2001-12-13 09:29 | Anjanece | 1 | 2100 | #VALUE! | #VALUE!
HUBBELL | CP710313EZM | Y | HUBBELL , CP710313EZM |  |  | 72.72 | 2001-12-13 09:29 | Anjanece | 1 | 2100 | #VALUE! | #VALUE!
HUBBELL | CP710313EZM | Y | HUBBELL , CP710313EZM |  |  | 72.79 | 2001-12-13 09:29 | Anjanece | 1 | 2100 | #VALUE! | #VALUE!
HUBBELL | CP710313EZM | Y | HUBBELL , CP710313EZM |  |  | 72.89 | 2001-12-13 09:29 | Anjanece | 1 | 2100 | #VALUE! | #VALUE!
HUBBELL | CP710313EZM | Y | HUBBELL , CP710313EZM |  |  | 73.01 | 2001-12-13 09:29 | Anjanece | 1 | 2100 | #VALUE! | #VALUE!
HUBBELL | CP710313EZM | Y | HUBBELL , CP710313EZM |  |  | 73.16 | 2001-12-13 09:29 | Anjanece | 1 | 2100 | #VALUE! | #VALUE!
HUBBELL | CP710313EZM | Y | HUBBELL , CP710313EZM |  |  | 73.54 | 2001-12-13 09:29 | Anjanece | 1 | 2100 | #VALUE! | #VALUE!
HUBBELL | CP710313EZM | Y | HUBBELL , CP710313EZM |  |  | 73.61 | 2001-12-13 09:29 | Anjanece | 1 | 2100 | #VALUE! | #VALUE!
HUBBELL | CP710313EZM | Y | HUBBELL , CP710313EZM |  |  | 73.71 | 2001-12-13 09:29 | Anjanece | 1 | 2100 | #VALUE! | #VALUE!
HUBBELL | CP710313EZM | Y | HUBBELL , CP710313EZM |  |  | 73.83 | 2001-12-13 09:29 | Anjanece | 1 | 2100 | #VALUE! | #VALUE!
HUBBELL | CP710313EZM | Y | HUBBELL , CP710313EZM |  |  | 73.88 | 2001-12-13 09:29 | Anjanece | 1 | 2100 | #VALUE! | #VALUE!
HUBBELL | CP710313EZM | Y | HUBBELL , CP710313EZM |  |  | 73.91 | 2001-12-13 09:29 | Anjanece | 1 | 2100 | #VALUE! | #VALUE!
HUBBELL | CP710313EZM | Y | HUBBELL , CP710313EZM |  |  | 73.93 | 2001-12-13 09:29 | Anjanece | 1 | 2100 | #VALUE! | #VALUE!
HUBBELL | CP710313EZM | Y | HUBBELL , CP710313EZM |  |  | 73.94 | 2001-12-13 09:29 | Anjanece | 1 | 2100 | #VALUE! | #VALUE!
HUBBELL | CP710313EZM | Y | HUBBELL , CP710313EZM |  |  | 73.95 | 2001-12-13 09:29 | Anjanece | 1 | 2100 | #VALUE! | #VALUE!
HUBBELL | CP710313EZM | Y | HUBBELL , CP710313EZM |  |  | 73.98 | 2001-12-13 09:29 | Anjanece | 1 | 2100 | #VALUE! | #VALUE!
HUBBELL | CP710313EZM | Y | HUBBELL , CP710313EZM |  |  | 74 | 2001-12-13 09:29 | Anjanece | 1 | 2100 | #VALUE! | #VALUE!
HUBBELL | CP710313EZM | Y | HUBBELL , CP710313EZM |  |  | 74.08 | 2001-12-13 09:29 | Anjanece | 1 | 2100 | #VALUE! | #VALUE!
HUBBELL | CP710313EZM | Y | HUBBELL , CP710313EZM |  |  | 74.15 | 2001-12-13 09:29 | Anjanece | 1 | 2100 | #VALUE! | #VALUE!
HUBBELL | CP710313EZM | Y | HUBBELL , CP710313EZM |  |  | 74.28 | 2001-12-13 09:29 | Anjanece | 1 | 2100 | #VALUE! | #VALUE!
HUBBELL | CP710313EZM | Y | HUBBELL , CP710313EZM |  |  | 74.48 | 2001-12-13 09:29 | Anjanece | 1 | 2100 | #VALUE! | #VALUE!
HUBBELL | CP710313EZM | Y | HUBBELL , CP710313EZM |  |  | 75.48 | 2001-12-13 09:29 | Anjanece | 1 | 2100 | #VALUE! | #VALUE!
HUBBELL | CP710313EZM | Y | HUBBELL , CP710313EZM |  |  | 75.83 | 2001-12-13 09:29 | Anjanece | 1 | 2100 | #VALUE! | #VALUE!
HUBBELL | CP710313EZM | Y | HUBBELL , CP710313EZM |  |  | 77.66 | 2001-12-13 09:29 | Anjanece | 1 | 2100 | #VALUE! | #VALUE!
HUBBELL | CP710313EZM | Y | HUBBELL , CP710313EZM |  |  | 78.93 | 2001-12-13 09:29 | Anjanece | 1 | 2100 | #VALUE! | #VALUE!
HUBBELL | CP710313EZM | Y | HUBBELL , CP710313EZM |  |  | 79.64 | 2001-12-13 09:29 | Anjanece | 1 | 2100 | #VALUE! | #VALUE!
HUBBELL | CP710313EZM | Y | HUBBELL , CP710313EZM |  |  | 79.95 | 2001-12-13 09:29 | Anjanece | 1 | 2100 | #VALUE! | #VALUE!
HUBBELL | CP710313EZM | Y | HUBBELL , CP710313EZM |  |  | 81.37 | 2001-12-13 09:29 | Anjanece | 1 | 2100 | #VALUE! | #VALUE!
HUBBELL | CP710313EZM | Y | HUBBELL , CP710313EZM |  |  | 82.51 | 2001-12-13 09:29 | Anjanece | 1 | 2100 | #VALUE! | #VALUE!
HUBBELL | CP710313EZM | Y | HUBBELL , CP710313EZM |  |  | 83.98 | 2001-12-13 09:29 | Anjanece | 1 | 2100 | #VALUE! | #VALUE!
HUBBELL | CP710313EZM | Y | HUBBELL , CP710313EZM |  |  | 84.4 | 2001-12-13 09:29 | Anjanece | 1 | 2100 | #VALUE! | #VALUE!
HUBBELL | CP710313EZM | Y | HUBBELL , CP710313EZM |  |  | 84.73 | 2001-12-13 09:29 | Anjanece | 1 | 2100 | #VALUE! | #VALUE!
HUBBELL | CP710313EZM | Y | HUBBELL , CP710313EZM |  |  | 85.4 | 2001-12-13 09:29 | Anjanece | 1 | 2100 | #VALUE! | #VALUE!
HUBBELL | CP710313EZM | Y | HUBBELL , CP710313EZM |  |  | 85.52 | 2001-12-13 09:29 | Anjanece | 1 | 2100 | #VALUE! | #VALUE!
HUBBELL | CP710313EZM | Y | HUBBELL , CP710313EZM |  |  | 85.64 | 2001-12-13 09:29 | Anjanece | 1 | 2100 | #VALUE! | #VALUE!
HUBBELL | CP710313EZM | Y | HUBBELL , CP710313EZM |  |  | 85.76 | 2001-12-13 09:29 | Anjanece | 1 | 2100 | #VALUE! | #VALUE!
HUBBELL | CP710313EZM | Y | HUBBELL , CP710313EZM |  |  | 86.11 | 2001-12-13 09:29 | Anjanece | 1 | 2100 | #VALUE! | #VALUE!
HUBBELL | CP710313EZM | Y | HUBBELL , CP710313EZM |  |  | 86.23 | 2001-12-13 09:29 | Anjanece | 1 | 2100 | #VALUE! | #VALUE!
HUBBELL | CP710313EZM | Y | HUBBELL , CP710313EZM |  |  | 86.43 | 2001-12-13 09:29 | Anjanece | 1 | 2100 | #VALUE! | #VALUE!
HUBBELL | CP710313EZM | Y | HUBBELL , CP710313EZM |  |  | 86.68 | 2001-12-13 09:29 | Anjanece | 1 | 2100 | #VALUE! | #VALUE!
MACLEAN POWER SYSTEMS | SC27SG112-M | Y | MACLEAN POWER SYSTEMS , SC27SG112-M | JEA OVERHEAD DISTRIBUTION | CSC Stores | 53.59 | 2001-12-13 09:29 | Anjanece | 1 | 2100 | #VALUE! | #VALUE!
MACLEAN POWER SYSTEMS | SC27SG112-M | Y | MACLEAN POWER SYSTEMS , SC27SG112-M |  |  | 53.66 | 2001-12-13 09:29 | Anjanece | 1 | 2100 | #VALUE! | #VALUE!
MACLEAN POWER SYSTEMS | SC27SG112-M | Y | MACLEAN POWER SYSTEMS , SC27SG112-M |  |  | 53.72 | 2001-12-13 09:29 | Anjanece | 1 | 2100 | #VALUE! | #VALUE!
MACLEAN POWER SYSTEMS | SC27SG112-M | Y | MACLEAN POWER SYSTEMS , SC27SG112-M |  |  | 53.79 | 2001-12-13 09:29 | Anjanece | 1 | 2100 | #VALUE! | #VALUE!
MACLEAN POWER SYSTEMS | SC27SG112-M | Y | MACLEAN POWER SYSTEMS , SC27SG112-M |  |  | 53.81 | 2001-12-13 09:29 | Anjanece | 1 | 2100 | #VALUE! | #VALUE!
MACLEAN POWER SYSTEMS | SC27SG112-M | Y | MACLEAN POWER SYSTEMS , SC27SG112-M |  |  | 53.85 | 2001-12-13 09:29 | Anjanece | 1 | 2100 | #VALUE! | #VALUE!
MACLEAN POWER SYSTEMS | SC27SG112-M | Y | MACLEAN POWER SYSTEMS , SC27SG112-M |  |  | 53.88 | 2001-12-13 09:29 | Anjanece | 1 | 2100 | #VALUE! | #VALUE!
MACLEAN POWER SYSTEMS | SC27SG112-M | Y | MACLEAN POWER SYSTEMS , SC27SG112-M |  |  | 54.01 | 2001-12-13 09:29 | Anjanece | 1 | 2100 | #VALUE! | #VALUE!
MACLEAN POWER SYSTEMS | SC27SG112-M | Y | MACLEAN POWER SYSTEMS , SC27SG112-M |  |  | 54.02 | 2001-12-13 09:29 | Anjanece | 1 | 2100 | #VALUE! | #VALUE!
MACLEAN POWER SYSTEMS | SC27SG112-M | Y | MACLEAN POWER SYSTEMS , SC27SG112-M |  |  | 54.13 | 2001-12-13 09:29 | Anjanece | 1 | 2100 | #VALUE! | #VALUE!
MACLEAN POWER SYSTEMS | SC27SG112-M | Y | MACLEAN POWER SYSTEMS , SC27SG112-M |  |  | 54.24 | 2001-12-13 09:29 | Anjanece | 1 | 2100 | #VALUE! | #VALUE!
MACLEAN POWER SYSTEMS | SC27SG112-M | Y | MACLEAN POWER SYSTEMS , SC27SG112-M |  |  | 54.4 | 2001-12-13 09:29 | Anjanece | 1 | 2100 | #VALUE! | #VALUE!
MACLEAN POWER SYSTEMS | SC27SG112-M | Y | MACLEAN POWER SYSTEMS , SC27SG112-M |  |  | 54.44 | 2001-12-13 09:29 | Anjanece | 1 | 2100 | #VALUE! | #VALUE!
MACLEAN POWER SYSTEMS | SC27SG112-M | Y | MACLEAN POWER SYSTEMS , SC27SG112-M |  |  | 54.49 | 2001-12-13 09:29 | Anjanece | 1 | 2100 | #VALUE! | #VALUE!
MACLEAN POWER SYSTEMS | SC27SG112-M | Y | MACLEAN POWER SYSTEMS , SC27SG112-M |  |  | 54.54 | 2001-12-13 09:29 | Anjanece | 1 | 2100 | #VALUE! | #VALUE!
MACLEAN POWER SYSTEMS | SC27SG112-M | Y | MACLEAN POWER SYSTEMS , SC27SG112-M |  |  | 54.58 | 2001-12-13 09:29 | Anjanece | 1 | 2100 | #VALUE! | #VALUE!
MACLEAN POWER SYSTEMS | SC27SG112-M | Y | MACLEAN POWER SYSTEMS , SC27SG112-M |  |  | 54.59 | 2001-12-13 09:29 | Anjanece | 1 | 2100 | #VALUE! | #VALUE!
MACLEAN POWER SYSTEMS | SC27SG112-M | Y | MACLEAN POWER SYSTEMS , SC27SG112-M |  |  | 55.14 | 2001-12-13 09:29 | Anjanece | 1 | 2100 | #VALUE! | #VALUE!
MACLEAN POWER SYSTEMS | SC27SG112-M | Y | MACLEAN POWER SYSTEMS , SC27SG112-M |  |  | 55.24 | 2001-12-13 09:29 | Anjanece | 1 | 2100 | #VALUE! | #VALUE!
MACLEAN POWER SYSTEMS | SC27SG112-M | Y | MACLEAN POWER SYSTEMS , SC27SG112-M |  |  | 55.26 | 2001-12-13 09:29 | Anjanece | 1 | 2100 | #VALUE! | #VALUE!
MACLEAN POWER SYSTEMS | SC27SG112-M | Y | MACLEAN POWER SYSTEMS , SC27SG112-M |  |  | 55.32 | 2001-12-13 09:29 | Anjanece | 1 | 2100 | #VALUE! | #VALUE!
MACLEAN POWER SYSTEMS | SC27SG112-M | Y | MACLEAN POWER SYSTEMS , SC27SG112-M |  |  | 57.3 | 2001-12-13 09:29 | Anjanece | 1 | 2100 | #VALUE! | #VALUE!
MACLEAN POWER SYSTEMS | SC27SG112-M | Y | MACLEAN POWER SYSTEMS , SC27SG112-M |  |  | 57.6 | 2001-12-13 09:29 | Anjanece | 1 | 2100 | #VALUE! | #VALUE!
MACLEAN POWER SYSTEMS | SC27SG112-M | Y | MACLEAN POWER SYSTEMS , SC27SG112-M |  |  | 62.94 | 2001-12-13 09:29 | Anjanece | 1 | 2100 | #VALUE! | #VALUE!
MACLEAN POWER SYSTEMS | SC27SG112-M | Y | MACLEAN POWER SYSTEMS , SC27SG112-M |  |  | 63 | 2001-12-13 09:29 | Anjanece | 1 | 2100 | #VALUE! | #VALUE!
MACLEAN POWER SYSTEMS | SC27SG112-M | Y | MACLEAN POWER SYSTEMS , SC27SG112-M |  |  | 63.26 | 2001-12-13 09:29 | Anjanece | 1 | 2100 | #VALUE! | #VALUE!
MACLEAN POWER SYSTEMS | SC27SG112-M | Y | MACLEAN POWER SYSTEMS , SC27SG112-M |  |  | 63.83 | 2001-12-13 09:29 | Anjanece | 1 | 2100 | #VALUE! | #VALUE!
MACLEAN POWER SYSTEMS | SC27SG112-M | Y | MACLEAN POWER SYSTEMS , SC27SG112-M |  |  | 64.06 | 2001-12-13 09:29 | Anjanece | 1 | 2100 | #VALUE! | #VALUE!
MACLEAN POWER SYSTEMS | SC27SG112-M | Y | MACLEAN POWER SYSTEMS , SC27SG112-M |  |  | 64.74 | 2001-12-13 09:29 | Anjanece | 1 | 2100 | #VALUE! | #VALUE!
MACLEAN POWER SYSTEMS | SC27SG112-M | Y | MACLEAN POWER SYSTEMS , SC27SG112-M |  |  | 65.27 | 2001-12-13 09:29 | Anjanece | 1 | 2100 | #VALUE! | #VALUE!
MACLEAN POWER SYSTEMS | SC27SG112-M | Y | MACLEAN POWER SYSTEMS , SC27SG112-M |  |  | 65.49 | 2001-12-13 09:29 | Anjanece | 1 | 2100 | #VALUE! | #VALUE!
MACLEAN POWER SYSTEMS | SC27SG112-M | Y | MACLEAN POWER SYSTEMS , SC27SG112-M |  |  | 65.69 | 2001-12-13 09:29 | Anjanece | 1 | 2100 | #VALUE! | #VALUE!
MACLEAN POWER SYSTEMS | SC27SG112-M | Y | MACLEAN POWER SYSTEMS , SC27SG112-M |  |  | 66.49 | 2001-12-13 09:29 | Anjanece | 1 | 2100 | #VALUE! | #VALUE!
MACLEAN POWER SYSTEMS | SC27SG112-M | Y | MACLEAN POWER SYSTEMS , SC27SG112-M |  |  | 66.68 | 2001-12-13 09:29 | Anjanece | 1 | 2100 | #VALUE! | #VALUE!
MACLEAN POWER SYSTEMS | SC27SG112-M | Y | MACLEAN POWER SYSTEMS , SC27SG112-M |  |  | 67.58 | 2001-12-13 09:29 | Anjanece | 1 | 2100 | #VALUE! | #VALUE!
MACLEAN POWER SYSTEMS | SC27SG112-M | Y | MACLEAN POWER SYSTEMS , SC27SG112-M |  |  | 68 | 2001-12-13 09:29 | Anjanece | 1 | 2100 | #VALUE! | #VALUE!
MACLEAN POWER SYSTEMS | SC27SG112-M | Y | MACLEAN POWER SYSTEMS , SC27SG112-M |  |  | 68.06 | 2001-12-13 09:29 | Anjanece | 1 | 2100 | #VALUE! | #VALUE!
MACLEAN POWER SYSTEMS | SC27SG112-M | Y | MACLEAN POWER SYSTEMS , SC27SG112-M |  |  | 69.2 | 2001-12-13 09:29 | Anjanece | 1 | 2100 | #VALUE! | #VALUE!
MACLEAN POWER SYSTEMS | SC27SG112-M | Y | MACLEAN POWER SYSTEMS , SC27SG112-M |  |  | 69.31 | 2001-12-13 09:29 | Anjanece | 1 | 2100 | #VALUE! | #VALUE!
MACLEAN POWER SYSTEMS | SC27SG112-M | Y | MACLEAN POWER SYSTEMS , SC27SG112-M |  |  | 69.44 | 2001-12-13 09:29 | Anjanece | 1 | 2100 | #VALUE! | #VALUE!
MACLEAN POWER SYSTEMS | SC27SG112-M | Y | MACLEAN POWER SYSTEMS , SC27SG112-M |  |  | 69.56 | 2001-12-13 09:29 | Anjanece | 1 | 2100 | #VALUE! | #VALUE!
MACLEAN POWER SYSTEMS | SC27SG112-M | Y | MACLEAN POWER SYSTEMS , SC27SG112-M |  |  | 69.8 | 2001-12-13 09:29 | Anjanece | 1 | 2100 | #VALUE! | #VALUE!
MACLEAN POWER SYSTEMS | SC27SG112-M | Y | MACLEAN POWER SYSTEMS , SC27SG112-M |  |  | 70.12 | 2001-12-13 09:29 | Anjanece | 1 | 2100 | #VALUE! | #VALUE!
MACLEAN POWER SYSTEMS | SC27SG112-M | Y | MACLEAN POWER SYSTEMS , SC27SG112-M |  |  | 70.14 | 2001-12-13 09:29 | Anjanece | 1 | 2100 | #VALUE! | #VALUE!
MACLEAN POWER SYSTEMS | SC27SG112-M | Y | MACLEAN POWER SYSTEMS , SC27SG112-M |  |  | 71.89 | 2001-12-13 09:29 | Anjanece | 1 | 2100 | #VALUE! | #VALUE!
MACLEAN POWER SYSTEMS | SC27SG112-M | Y | MACLEAN POWER SYSTEMS , SC27SG112-M |  |  | 71.9 | 2001-12-13 09:29 | Anjanece | 1 | 2100 | #VALUE! | #VALUE!
MACLEAN POWER SYSTEMS | SC27SG112-M | Y | MACLEAN POWER SYSTEMS , SC27SG112-M |  |  | 71.91 | 2001-12-13 09:29 | Anjanece | 1 | 2100 | #VALUE! | #VALUE!
MACLEAN POWER SYSTEMS | SC27SG112-M | Y | MACLEAN POWER SYSTEMS , SC27SG112-M |  |  | 71.94 | 2001-12-13 09:29 | Anjanece | 1 | 2100 | #VALUE! | #VALUE!
MACLEAN POWER SYSTEMS | SC27SG112-M | Y | MACLEAN POWER SYSTEMS , SC27SG112-M |  |  | 71.97 | 2001-12-13 09:29 | Anjanece | 1 | 2100 | #VALUE! | #VALUE!
MACLEAN POWER SYSTEMS | SC27SG112-M | Y | MACLEAN POWER SYSTEMS , SC27SG112-M |  |  | 72 | 2001-12-13 09:29 | Anjanece | 1 | 2100 | #VALUE! | #VALUE!
MACLEAN POWER SYSTEMS | SC27SG112-M | Y | MACLEAN POWER SYSTEMS , SC27SG112-M |  |  | 72.06 | 2001-12-13 09:29 | Anjanece | 1 | 2100 | #VALUE! | #VALUE!
MACLEAN POWER SYSTEMS | SC27SG112-M | Y | MACLEAN POWER SYSTEMS , SC27SG112-M |  |  | 72.13 | 2001-12-13 09:29 | Anjanece | 1 | 2100 | #VALUE! | #VALUE!
MACLEAN POWER SYSTEMS | SC27SG112-M | Y | MACLEAN POWER SYSTEMS , SC27SG112-M |  |  | 72.16 | 2001-12-13 09:29 | Anjanece | 1 | 2100 | #VALUE! | #VALUE!
MACLEAN POWER SYSTEMS | SC27SG112-M | Y | MACLEAN POWER SYSTEMS , SC27SG112-M |  |  | 72.57 | 2001-12-13 09:29 | Anjanece | 1 | 2100 | #VALUE! | #VALUE!
MACLEAN POWER SYSTEMS | SC27SG112-M | Y | MACLEAN POWER SYSTEMS , SC27SG112-M |  |  | 72.72 | 2001-12-13 09:29 | Anjanece | 1 | 2100 | #VALUE! | #VALUE!
MACLEAN POWER SYSTEMS | SC27SG112-M | Y | MACLEAN POWER SYSTEMS , SC27SG112-M |  |  | 72.79 | 2001-12-13 09:29 | Anjanece | 1 | 2100 | #VALUE! | #VALUE!
MACLEAN POWER SYSTEMS | SC27SG112-M | Y | MACLEAN POWER SYSTEMS , SC27SG112-M |  |  | 72.89 | 2001-12-13 09:29 | Anjanece | 1 | 2100 | #VALUE! | #VALUE!
MACLEAN POWER SYSTEMS | SC27SG112-M | Y | MACLEAN POWER SYSTEMS , SC27SG112-M |  |  | 73.01 | 2001-12-13 09:29 | Anjanece | 1 | 2100 | #VALUE! | #VALUE!
MACLEAN POWER SYSTEMS | SC27SG112-M | Y | MACLEAN POWER SYSTEMS , SC27SG112-M |  |  | 73.16 | 2001-12-13 09:29 | Anjanece | 1 | 2100 | #VALUE! | #VALUE!
MACLEAN POWER SYSTEMS | SC27SG112-M | Y | MACLEAN POWER SYSTEMS , SC27SG112-M |  |  | 73.54 | 2001-12-13 09:29 | Anjanece | 1 | 2100 | #VALUE! | #VALUE!
MACLEAN POWER SYSTEMS | SC27SG112-M | Y | MACLEAN POWER SYSTEMS , SC27SG112-M |  |  | 73.61 | 2001-12-13 09:29 | Anjanece | 1 | 2100 | #VALUE! | #VALUE!
MACLEAN POWER SYSTEMS | SC27SG112-M | Y | MACLEAN POWER SYSTEMS , SC27SG112-M |  |  | 73.71 | 2001-12-13 09:29 | Anjanece | 1 | 2100 | #VALUE! | #VALUE!
MACLEAN POWER SYSTEMS | SC27SG112-M | Y | MACLEAN POWER SYSTEMS , SC27SG112-M |  |  | 73.83 | 2001-12-13 09:29 | Anjanece | 1 | 2100 | #VALUE! | #VALUE!
MACLEAN POWER SYSTEMS | SC27SG112-M | Y | MACLEAN POWER SYSTEMS , SC27SG112-M |  |  | 73.88 | 2001-12-13 09:29 | Anjanece | 1 | 2100 | #VALUE! | #VALUE!
MACLEAN POWER SYSTEMS | SC27SG112-M | Y | MACLEAN POWER SYSTEMS , SC27SG112-M |  |  | 73.91 | 2001-12-13 09:29 | Anjanece | 1 | 2100 | #VALUE! | #VALUE!
MACLEAN POWER SYSTEMS | SC27SG112-M | Y | MACLEAN POWER SYSTEMS , SC27SG112-M |  |  | 73.93 | 2001-12-13 09:29 | Anjanece | 1 | 2100 | #VALUE! | #VALUE!
MACLEAN POWER SYSTEMS | SC27SG112-M | Y | MACLEAN POWER SYSTEMS , SC27SG112-M |  |  | 73.94 | 2001-12-13 09:29 | Anjanece | 1 | 2100 | #VALUE! | #VALUE!
MACLEAN POWER SYSTEMS | SC27SG112-M | Y | MACLEAN POWER SYSTEMS , SC27SG112-M |  |  | 73.95 | 2001-12-13 09:29 | Anjanece | 1 | 2100 | #VALUE! | #VALUE!
MACLEAN POWER SYSTEMS | SC27SG112-M | Y | MACLEAN POWER SYSTEMS , SC27SG112-M |  |  | 73.98 | 2001-12-13 09:29 | Anjanece | 1 | 2100 | #VALUE! | #VALUE!
MACLEAN POWER SYSTEMS | SC27SG112-M | Y | MACLEAN POWER SYSTEMS , SC27SG112-M |  |  | 74 | 2001-12-13 09:29 | Anjanece | 1 | 2100 | #VALUE! | #VALUE!
MACLEAN POWER SYSTEMS | SC27SG112-M | Y | MACLEAN POWER SYSTEMS , SC27SG112-M |  |  | 74.08 | 2001-12-13 09:29 | Anjanece | 1 | 2100 | #VALUE! | #VALUE!
MACLEAN POWER SYSTEMS | SC27SG112-M | Y | MACLEAN POWER SYSTEMS , SC27SG112-M |  |  | 74.15 | 2001-12-13 09:29 | Anjanece | 1 | 2100 | #VALUE! | #VALUE!
MACLEAN POWER SYSTEMS | SC27SG112-M | Y | MACLEAN POWER SYSTEMS , SC27SG112-M |  |  | 74.28 | 2001-12-13 09:29 | Anjanece | 1 | 2100 | #VALUE! | #VALUE!
MACLEAN POWER SYSTEMS | SC27SG112-M | Y | MACLEAN POWER SYSTEMS , SC27SG112-M |  |  | 74.48 | 2001-12-13 09:29 | Anjanece | 1 | 2100 | #VALUE! | #VALUE!
MACLEAN POWER SYSTEMS | SC27SG112-M | Y | MACLEAN POWER SYSTEMS , SC27SG112-M |  |  | 75.48 | 2001-12-13 09:29 | Anjanece | 1 | 2100 | #VALUE! | #VALUE!
MACLEAN POWER SYSTEMS | SC27SG112-M | Y | MACLEAN POWER SYSTEMS , SC27SG112-M |  |  | 75.83 | 2001-12-13 09:29 | Anjanece | 1 | 2100 | #VALUE! | #VALUE!
MACLEAN POWER SYSTEMS | SC27SG112-M | Y | MACLEAN POWER SYSTEMS , SC27SG112-M |  |  | 77.66 | 2001-12-13 09:29 | Anjanece | 1 | 2100 | #VALUE! | #VALUE!
MACLEAN POWER SYSTEMS | SC27SG112-M | Y | MACLEAN POWER SYSTEMS , SC27SG112-M |  |  | 78.93 | 2001-12-13 09:29 | Anjanece | 1 | 2100 | #VALUE! | #VALUE!
MACLEAN POWER SYSTEMS | SC27SG112-M | Y | MACLEAN POWER SYSTEMS , SC27SG112-M |  |  | 79.64 | 2001-12-13 09:29 | Anjanece | 1 | 2100 | #VALUE! | #VALUE!
MACLEAN POWER SYSTEMS | SC27SG112-M | Y | MACLEAN POWER SYSTEMS , SC27SG112-M |  |  | 79.95 | 2001-12-13 09:29 | Anjanece | 1 | 2100 | #VALUE! | #VALUE!
MACLEAN POWER SYSTEMS | SC27SG112-M | Y | MACLEAN POWER SYSTEMS , SC27SG112-M |  |  | 81.37 | 2001-12-13 09:29 | Anjanece | 1 | 2100 | #VALUE! | #VALUE!
MACLEAN POWER SYSTEMS | SC27SG112-M | Y | MACLEAN POWER SYSTEMS , SC27SG112-M |  |  | 82.51 | 2001-12-13 09:29 | Anjanece | 1 | 2100 | #VALUE! | #VALUE!
MACLEAN POWER SYSTEMS | SC27SG112-M | Y | MACLEAN POWER SYSTEMS , SC27SG112-M |  |  | 83.98 | 2001-12-13 09:29 | Anjanece | 1 | 2100 | #VALUE! | #VALUE!
MACLEAN POWER SYSTEMS | SC27SG112-M | Y | MACLEAN POWER SYSTEMS , SC27SG112-M |  |  | 84.4 | 2001-12-13 09:29 | Anjanece | 1 | 2100 | #VALUE! | #VALUE!
MACLEAN POWER SYSTEMS | SC27SG112-M | Y | MACLEAN POWER SYSTEMS , SC27SG112-M |  |  | 84.73 | 2001-12-13 09:29 | Anjanece | 1 | 2100 | #VALUE! | #VALUE!
MACLEAN POWER SYSTEMS | SC27SG112-M | Y | MACLEAN POWER SYSTEMS , SC27SG112-M |  |  | 85.4 | 2001-12-13 09:29 | Anjanece | 1 | 2100 | #VALUE! | #VALUE!
MACLEAN POWER SYSTEMS | SC27SG112-M | Y | MACLEAN POWER SYSTEMS , SC27SG112-M |  |  | 85.52 | 2001-12-13 09:29 | Anjanece | 1 | 2100 | #VALUE! | #VALUE!
MACLEAN POWER SYSTEMS | SC27SG112-M | Y | MACLEAN POWER SYSTEMS , SC27SG112-M |  |  | 85.64 | 2001-12-13 09:29 | Anjanece | 1 | 2100 | #VALUE! | #VALUE!
MACLEAN POWER SYSTEMS | SC27SG112-M | Y | MACLEAN POWER SYSTEMS , SC27SG112-M |  |  | 85.76 | 2001-12-13 09:29 | Anjanece | 1 | 2100 | #VALUE! | #VALUE!
MACLEAN POWER SYSTEMS | SC27SG112-M | Y | MACLEAN POWER SYSTEMS , SC27SG112-M |  |  | 86.11 | 2001-12-13 09:29 | Anjanece | 1 | 2100 | #VALUE! | #VALUE!
MACLEAN POWER SYSTEMS | SC27SG112-M | Y | MACLEAN POWER SYSTEMS , SC27SG112-M |  |  | 86.23 | 2001-12-13 09:29 | Anjanece | 1 | 2100 | #VALUE! | #VALUE!
MACLEAN POWER SYSTEMS | SC27SG112-M | Y | MACLEAN POWER SYSTEMS , SC27SG112-M |  |  | 86.43 | 2001-12-13 09:29 | Anjanece | 1 | 2100 | #VALUE! | #VALUE!
MACLEAN POWER SYSTEMS | SC27SG112-M | Y | MACLEAN POWER SYSTEMS , SC27SG112-M |  |  | 86.68 | 2001-12-13 09:29 | Anjanece | 1 | 2100 | #VALUE! | #VALUE!
POWERLINE HARDWARE CO. | SIL-127-2150-L | Y | POWERLINE HARDWARE CO. , SIL-127-2150-L | JEA OVERHEAD DISTRIBUTION | CSC Stores | 53.59 | 2001-12-13 09:29 | Anjanece | 1 | 2100 | #VALUE! | #VALUE!
POWERLINE HARDWARE CO. | SIL-127-2150-L | Y | POWERLINE HARDWARE CO. , SIL-127-2150-L |  |  | 53.66 | 2001-12-13 09:29 | Anjanece | 1 | 2100 | #VALUE! | #VALUE!
POWERLINE HARDWARE CO. | SIL-127-2150-L | Y | POWERLINE HARDWARE CO. , SIL-127-2150-L |  |  | 53.72 | 2001-12-13 09:29 | Anjanece | 1 | 2100 | #VALUE! | #VALUE!
POWERLINE HARDWARE CO. | SIL-127-2150-L | Y | POWERLINE HARDWARE CO. , SIL-127-2150-L |  |  | 53.79 | 2001-12-13 09:29 | Anjanece | 1 | 2100 | #VALUE! | #VALUE!
POWERLINE HARDWARE CO. | SIL-127-2150-L | Y | POWERLINE HARDWARE CO. , SIL-127-2150-L |  |  | 53.81 | 2001-12-13 09:29 | Anjanece | 1 | 2100 | #VALUE! | #VALUE!
POWERLINE HARDWARE CO. | SIL-127-2150-L | Y | POWERLINE HARDWARE CO. , SIL-127-2150-L |  |  | 53.85 | 2001-12-13 09:29 | Anjanece | 1 | 2100 | #VALUE! | #VALUE!
POWERLINE HARDWARE CO. | SIL-127-2150-L | Y | POWERLINE HARDWARE CO. , SIL-127-2150-L |  |  | 53.88 | 2001-12-13 09:29 | Anjanece | 1 | 2100 | #VALUE! | #VALUE!
POWERLINE HARDWARE CO. | SIL-127-2150-L | Y | POWERLINE HARDWARE CO. , SIL-127-2150-L |  |  | 54.01 | 2001-12-13 09:29 | Anjanece | 1 | 2100 | #VALUE! | #VALUE!
POWERLINE HARDWARE CO. | SIL-127-2150-L | Y | POWERLINE HARDWARE CO. , SIL-127-2150-L |  |  | 54.02 | 2001-12-13 09:29 | Anjanece | 1 | 2100 | #VALUE! | #VALUE!
POWERLINE HARDWARE CO. | SIL-127-2150-L | Y | POWERLINE HARDWARE CO. , SIL-127-2150-L |  |  | 54.13 | 2001-12-13 09:29 | Anjanece | 1 | 2100 | #VALUE! | #VALUE!
POWERLINE HARDWARE CO. | SIL-127-2150-L | Y | POWERLINE HARDWARE CO. , SIL-127-2150-L |  |  | 54.24 | 2001-12-13 09:29 | Anjanece | 1 | 2100 | #VALUE! | #VALUE!
POWERLINE HARDWARE CO. | SIL-127-2150-L | Y | POWERLINE HARDWARE CO. , SIL-127-2150-L |  |  | 54.4 | 2001-12-13 09:29 | Anjanece | 1 | 2100 | #VALUE! | #VALUE!
POWERLINE HARDWARE CO. | SIL-127-2150-L | Y | POWERLINE HARDWARE CO. , SIL-127-2150-L |  |  | 54.44 | 2001-12-13 09:29 | Anjanece | 1 | 2100 | #VALUE! | #VALUE!
POWERLINE HARDWARE CO. | SIL-127-2150-L | Y | POWERLINE HARDWARE CO. , SIL-127-2150-L |  |  | 54.49 | 2001-12-13 09:29 | Anjanece | 1 | 2100 | #VALUE! | #VALUE!
POWERLINE HARDWARE CO. | SIL-127-2150-L | Y | POWERLINE HARDWARE CO. , SIL-127-2150-L |  |  | 54.54 | 2001-12-13 09:29 | Anjanece | 1 | 2100 | #VALUE! | #VALUE!
POWERLINE HARDWARE CO. | SIL-127-2150-L | Y | POWERLINE HARDWARE CO. , SIL-127-2150-L |  |  | 54.58 | 2001-12-13 09:29 | Anjanece | 1 | 2100 | #VALUE! | #VALUE!
POWERLINE HARDWARE CO. | SIL-127-2150-L | Y | POWERLINE HARDWARE CO. , SIL-127-2150-L |  |  | 54.59 | 2001-12-13 09:29 | Anjanece | 1 | 2100 | #VALUE! | #VALUE!
POWERLINE HARDWARE CO. | SIL-127-2150-L | Y | POWERLINE HARDWARE CO. , SIL-127-2150-L |  |  | 55.14 | 2001-12-13 09:29 | Anjanece | 1 | 2100 | #VALUE! | #VALUE!
POWERLINE HARDWARE CO. | SIL-127-2150-L | Y | POWERLINE HARDWARE CO. , SIL-127-2150-L |  |  | 55.24 | 2001-12-13 09:29 | Anjanece | 1 | 2100 | #VALUE! | #VALUE!
POWERLINE HARDWARE CO. | SIL-127-2150-L | Y | POWERLINE HARDWARE CO. , SIL-127-2150-L |  |  | 55.26 | 2001-12-13 09:29 | Anjanece | 1 | 2100 | #VALUE! | #VALUE!
POWERLINE HARDWARE CO. | SIL-127-2150-L | Y | POWERLINE HARDWARE CO. , SIL-127-2150-L |  |  | 55.32 | 2001-12-13 09:29 | Anjanece | 1 | 2100 | #VALUE! | #VALUE!
POWERLINE HARDWARE CO. | SIL-127-2150-L | Y | POWERLINE HARDWARE CO. , SIL-127-2150-L |  |  | 57.3 | 2001-12-13 09:29 | Anjanece | 1 | 2100 | #VALUE! | #VALUE!
POWERLINE HARDWARE CO. | SIL-127-2150-L | Y | POWERLINE HARDWARE CO. , SIL-127-2150-L |  |  | 57.6 | 2001-12-13 09:29 | Anjanece | 1 | 2100 | #VALUE! | #VALUE!
POWERLINE HARDWARE CO. | SIL-127-2150-L | Y | POWERLINE HARDWARE CO. , SIL-127-2150-L |  |  | 62.94 | 2001-12-13 09:29 | Anjanece | 1 | 2100 | #VALUE! | #VALUE!
POWERLINE HARDWARE CO. | SIL-127-2150-L | Y | POWERLINE HARDWARE CO. , SIL-127-2150-L |  |  | 63 | 2001-12-13 09:29 | Anjanece | 1 | 2100 | #VALUE! | #VALUE!
POWERLINE HARDWARE CO. | SIL-127-2150-L | Y | POWERLINE HARDWARE CO. , SIL-127-2150-L |  |  | 63.26 | 2001-12-13 09:29 | Anjanece | 1 | 2100 | #VALUE! | #VALUE!
POWERLINE HARDWARE CO. | SIL-127-2150-L | Y | POWERLINE HARDWARE CO. , SIL-127-2150-L |  |  | 63.83 | 2001-12-13 09:29 | Anjanece | 1 | 2100 | #VALUE! | #VALUE!
POWERLINE HARDWARE CO. | SIL-127-2150-L | Y | POWERLINE HARDWARE CO. , SIL-127-2150-L |  |  | 64.06 | 2001-12-13 09:29 | Anjanece | 1 | 2100 | #VALUE! | #VALUE!
POWERLINE HARDWARE CO. | SIL-127-2150-L | Y | POWERLINE HARDWARE CO. , SIL-127-2150-L |  |  | 64.74 | 2001-12-13 09:29 | Anjanece | 1 | 2100 | #VALUE! | #VALUE!
POWERLINE HARDWARE CO. | SIL-127-2150-L | Y | POWERLINE HARDWARE CO. , SIL-127-2150-L |  |  | 65.27 | 2001-12-13 09:29 | Anjanece | 1 | 2100 | #VALUE! | #VALUE!
POWERLINE HARDWARE CO. | SIL-127-2150-L | Y | POWERLINE HARDWARE CO. , SIL-127-2150-L |  |  | 65.49 | 2001-12-13 09:29 | Anjanece | 1 | 2100 | #VALUE! | #VALUE!
POWERLINE HARDWARE CO. | SIL-127-2150-L | Y | POWERLINE HARDWARE CO. , SIL-127-2150-L |  |  | 65.69 | 2001-12-13 09:29 | Anjanece | 1 | 2100 | #VALUE! | #VALUE!
POWERLINE HARDWARE CO. | SIL-127-2150-L | Y | POWERLINE HARDWARE CO. , SIL-127-2150-L |  |  | 66.49 | 2001-12-13 09:29 | Anjanece | 1 | 2100 | #VALUE! | #VALUE!
POWERLINE HARDWARE CO. | SIL-127-2150-L | Y | POWERLINE HARDWARE CO. , SIL-127-2150-L |  |  | 66.68 | 2001-12-13 09:29 | Anjanece | 1 | 2100 | #VALUE! | #VALUE!
POWERLINE HARDWARE CO. | SIL-127-2150-L | Y | POWERLINE HARDWARE CO. , SIL-127-2150-L |  |  | 67.58 | 2001-12-13 09:29 | Anjanece | 1 | 2100 | #VALUE! | #VALUE!
POWERLINE HARDWARE CO. | SIL-127-2150-L | Y | POWERLINE HARDWARE CO. , SIL-127-2150-L |  |  | 68 | 2001-12-13 09:29 | Anjanece | 1 | 2100 | #VALUE! | #VALUE!
POWERLINE HARDWARE CO. | SIL-127-2150-L | Y | POWERLINE HARDWARE CO. , SIL-127-2150-L |  |  | 68.06 | 2001-12-13 09:29 | Anjanece | 1 | 2100 | #VALUE! | #VALUE!
POWERLINE HARDWARE CO. | SIL-127-2150-L | Y | POWERLINE HARDWARE CO. , SIL-127-2150-L |  |  | 69.2 | 2001-12-13 09:29 | Anjanece | 1 | 2100 | #VALUE! | #VALUE!
POWERLINE HARDWARE CO. | SIL-127-2150-L | Y | POWERLINE HARDWARE CO. , SIL-127-2150-L |  |  | 69.31 | 2001-12-13 09:29 | Anjanece | 1 | 2100 | #VALUE! | #VALUE!
POWERLINE HARDWARE CO. | SIL-127-2150-L | Y | POWERLINE HARDWARE CO. , SIL-127-2150-L |  |  | 69.44 | 2001-12-13 09:29 | Anjanece | 1 | 2100 | #VALUE! | #VALUE!
POWERLINE HARDWARE CO. | SIL-127-2150-L | Y | POWERLINE HARDWARE CO. , SIL-127-2150-L |  |  | 69.56 | 2001-12-13 09:29 | Anjanece | 1 | 2100 | #VALUE! | #VALUE!
POWERLINE HARDWARE CO. | SIL-127-2150-L | Y | POWERLINE HARDWARE CO. , SIL-127-2150-L |  |  | 69.8 | 2001-12-13 09:29 | Anjanece | 1 | 2100 | #VALUE! | #VALUE!
POWERLINE HARDWARE CO. | SIL-127-2150-L | Y | POWERLINE HARDWARE CO. , SIL-127-2150-L |  |  | 70.12 | 2001-12-13 09:29 | Anjanece | 1 | 2100 | #VALUE! | #VALUE!
POWERLINE HARDWARE CO. | SIL-127-2150-L | Y | POWERLINE HARDWARE CO. , SIL-127-2150-L |  |  | 70.14 | 2001-12-13 09:29 | Anjanece | 1 | 2100 | #VALUE! | #VALUE!
POWERLINE HARDWARE CO. | SIL-127-2150-L | Y | POWERLINE HARDWARE CO. , SIL-127-2150-L |  |  | 71.89 | 2001-12-13 09:29 | Anjanece | 1 | 2100 | #VALUE! | #VALUE!
POWERLINE HARDWARE CO. | SIL-127-2150-L | Y | POWERLINE HARDWARE CO. , SIL-127-2150-L |  |  | 71.9 | 2001-12-13 09:29 | Anjanece | 1 | 2100 | #VALUE! | #VALUE!
POWERLINE HARDWARE CO. | SIL-127-2150-L | Y | POWERLINE HARDWARE CO. , SIL-127-2150-L |  |  | 71.91 | 2001-12-13 09:29 | Anjanece | 1 | 2100 | #VALUE! | #VALUE!
POWERLINE HARDWARE CO. | SIL-127-2150-L | Y | POWERLINE HARDWARE CO. , SIL-127-2150-L |  |  | 71.94 | 2001-12-13 09:29 | Anjanece | 1 | 2100 | #VALUE! | #VALUE!
POWERLINE HARDWARE CO. | SIL-127-2150-L | Y | POWERLINE HARDWARE CO. , SIL-127-2150-L |  |  | 71.97 | 2001-12-13 09:29 | Anjanece | 1 | 2100 | #VALUE! | #VALUE!
POWERLINE HARDWARE CO. | SIL-127-2150-L | Y | POWERLINE HARDWARE CO. , SIL-127-2150-L |  |  | 72 | 2001-12-13 09:29 | Anjanece | 1 | 2100 | #VALUE! | #VALUE!
POWERLINE HARDWARE CO. | SIL-127-2150-L | Y | POWERLINE HARDWARE CO. , SIL-127-2150-L |  |  | 72.06 | 2001-12-13 09:29 | Anjanece | 1 | 2100 | #VALUE! | #VALUE!
POWERLINE HARDWARE CO. | SIL-127-2150-L | Y | POWERLINE HARDWARE CO. , SIL-127-2150-L |  |  | 72.13 | 2001-12-13 09:29 | Anjanece | 1 | 2100 | #VALUE! | #VALUE!
POWERLINE HARDWARE CO. | SIL-127-2150-L | Y | POWERLINE HARDWARE CO. , SIL-127-2150-L |  |  | 72.16 | 2001-12-13 09:29 | Anjanece | 1 | 2100 | #VALUE! | #VALUE!
POWERLINE HARDWARE CO. | SIL-127-2150-L | Y | POWERLINE HARDWARE CO. , SIL-127-2150-L |  |  | 72.57 | 2001-12-13 09:29 | Anjanece | 1 | 2100 | #VALUE! | #VALUE!
POWERLINE HARDWARE CO. | SIL-127-2150-L | Y | POWERLINE HARDWARE CO. , SIL-127-2150-L |  |  | 72.72 | 2001-12-13 09:29 | Anjanece | 1 | 2100 | #VALUE! | #VALUE!
POWERLINE HARDWARE CO. | SIL-127-2150-L | Y | POWERLINE HARDWARE CO. , SIL-127-2150-L |  |  | 72.79 | 2001-12-13 09:29 | Anjanece | 1 | 2100 | #VALUE! | #VALUE!
POWERLINE HARDWARE CO. | SIL-127-2150-L | Y | POWERLINE HARDWARE CO. , SIL-127-2150-L |  |  | 72.89 | 2001-12-13 09:29 | Anjanece | 1 | 2100 | #VALUE! | #VALUE!
POWERLINE HARDWARE CO. | SIL-127-2150-L | Y | POWERLINE HARDWARE CO. , SIL-127-2150-L |  |  | 73.01 | 2001-12-13 09:29 | Anjanece | 1 | 2100 | #VALUE! | #VALUE!
POWERLINE HARDWARE CO. | SIL-127-2150-L | Y | POWERLINE HARDWARE CO. , SIL-127-2150-L |  |  | 73.16 | 2001-12-13 09:29 | Anjanece | 1 | 2100 | #VALUE! | #VALUE!
POWERLINE HARDWARE CO. | SIL-127-2150-L | Y | POWERLINE HARDWARE CO. , SIL-127-2150-L |  |  | 73.54 | 2001-12-13 09:29 | Anjanece | 1 | 2100 | #VALUE! | #VALUE!
POWERLINE HARDWARE CO. | SIL-127-2150-L | Y | POWERLINE HARDWARE CO. , SIL-127-2150-L |  |  | 73.61 | 2001-12-13 09:29 | Anjanece | 1 | 2100 | #VALUE! | #VALUE!
POWERLINE HARDWARE CO. | SIL-127-2150-L | Y | POWERLINE HARDWARE CO. , SIL-127-2150-L |  |  | 73.71 | 2001-12-13 09:29 | Anjanece | 1 | 2100 | #VALUE! | #VALUE!
POWERLINE HARDWARE CO. | SIL-127-2150-L | Y | POWERLINE HARDWARE CO. , SIL-127-2150-L |  |  | 73.83 | 2001-12-13 09:29 | Anjanece | 1 | 2100 | #VALUE! | #VALUE!
POWERLINE HARDWARE CO. | SIL-127-2150-L | Y | POWERLINE HARDWARE CO. , SIL-127-2150-L |  |  | 73.88 | 2001-12-13 09:29 | Anjanece | 1 | 2100 | #VALUE! | #VALUE!
POWERLINE HARDWARE CO. | SIL-127-2150-L | Y | POWERLINE HARDWARE CO. , SIL-127-2150-L |  |  | 73.91 | 2001-12-13 09:29 | Anjanece | 1 | 2100 | #VALUE! | #VALUE!
POWERLINE HARDWARE CO. | SIL-127-2150-L | Y | POWERLINE HARDWARE CO. , SIL-127-2150-L |  |  | 73.93 | 2001-12-13 09:29 | Anjanece | 1 | 2100 | #VALUE! | #VALUE!
POWERLINE HARDWARE CO. | SIL-127-2150-L | Y | POWERLINE HARDWARE CO. , SIL-127-2150-L |  |  | 73.94 | 2001-12-13 09:29 | Anjanece | 1 | 2100 | #VALUE! | #VALUE!
POWERLINE HARDWARE CO. | SIL-127-2150-L | Y | POWERLINE HARDWARE CO. , SIL-127-2150-L |  |  | 73.95 | 2001-12-13 09:29 | Anjanece | 1 | 2100 | #VALUE! | #VALUE!
POWERLINE HARDWARE CO. | SIL-127-2150-L | Y | POWERLINE HARDWARE CO. , SIL-127-2150-L |  |  | 73.98 | 2001-12-13 09:29 | Anjanece | 1 | 2100 | #VALUE! | #VALUE!
POWERLINE HARDWARE CO. | SIL-127-2150-L | Y | POWERLINE HARDWARE CO. , SIL-127-2150-L |  |  | 74 | 2001-12-13 09:29 | Anjanece | 1 | 2100 | #VALUE! | #VALUE!
POWERLINE HARDWARE CO. | SIL-127-2150-L | Y | POWERLINE HARDWARE CO. , SIL-127-2150-L |  |  | 74.08 | 2001-12-13 09:29 | Anjanece | 1 | 2100 | #VALUE! | #VALUE!
POWERLINE HARDWARE CO. | SIL-127-2150-L | Y | POWERLINE HARDWARE CO. , SIL-127-2150-L |  |  | 74.15 | 2001-12-13 09:29 | Anjanece | 1 | 2100 | #VALUE! | #VALUE!
POWERLINE HARDWARE CO. | SIL-127-2150-L | Y | POWERLINE HARDWARE CO. , SIL-127-2150-L |  |  | 74.28 | 2001-12-13 09:29 | Anjanece | 1 | 2100 | #VALUE! | #VALUE!
POWERLINE HARDWARE CO. | SIL-127-2150-L | Y | POWERLINE HARDWARE CO. , SIL-127-2150-L |  |  | 74.48 | 2001-12-13 09:29 | Anjanece | 1 | 2100 | #VALUE! | #VALUE!
POWERLINE HARDWARE CO. | SIL-127-2150-L | Y | POWERLINE HARDWARE CO. , SIL-127-2150-L |  |  | 75.48 | 2001-12-13 09:29 | Anjanece | 1 | 2100 | #VALUE! | #VALUE!
POWERLINE HARDWARE CO. | SIL-127-2150-L | Y | POWERLINE HARDWARE CO. , SIL-127-2150-L |  |  | 75.83 | 2001-12-13 09:29 | Anjanece | 1 | 2100 | #VALUE! | #VALUE!
POWERLINE HARDWARE CO. | SIL-127-2150-L | Y | POWERLINE HARDWARE CO. , SIL-127-2150-L |  |  | 77.66 | 2001-12-13 09:29 | Anjanece | 1 | 2100 | #VALUE! | #VALUE!
POWERLINE HARDWARE CO. | SIL-127-2150-L | Y | POWERLINE HARDWARE CO. , SIL-127-2150-L |  |  | 78.93 | 2001-12-13 09:29 | Anjanece | 1 | 2100 | #VALUE! | #VALUE!
POWERLINE HARDWARE CO. | SIL-127-2150-L | Y | POWERLINE HARDWARE CO. , SIL-127-2150-L |  |  | 79.64 | 2001-12-13 09:29 | Anjanece | 1 | 2100 | #VALUE! | #VALUE!
POWERLINE HARDWARE CO. | SIL-127-2150-L | Y | POWERLINE HARDWARE CO. , SIL-127-2150-L |  |  | 79.95 | 2001-12-13 09:29 | Anjanece | 1 | 2100 | #VALUE! | #VALUE!
POWERLINE HARDWARE CO. | SIL-127-2150-L | Y | POWERLINE HARDWARE CO. , SIL-127-2150-L |  |  | 81.37 | 2001-12-13 09:29 | Anjanece | 1 | 2100 | #VALUE! | #VALUE!
POWERLINE HARDWARE CO. | SIL-127-2150-L | Y | POWERLINE HARDWARE CO. , SIL-127-2150-L |  |  | 82.51 | 2001-12-13 09:29 | Anjanece | 1 | 2100 | #VALUE! | #VALUE!
POWERLINE HARDWARE CO. | SIL-127-2150-L | Y | POWERLINE HARDWARE CO. , SIL-127-2150-L |  |  | 83.98 | 2001-12-13 09:29 | Anjanece | 1 | 2100 | #VALUE! | #VALUE!
POWERLINE HARDWARE CO. | SIL-127-2150-L | Y | POWERLINE HARDWARE CO. , SIL-127-2150-L |  |  | 84.4 | 2001-12-13 09:29 | Anjanece | 1 | 2100 | #VALUE! | #VALUE!
POWERLINE HARDWARE CO. | SIL-127-2150-L | Y | POWERLINE HARDWARE CO. , SIL-127-2150-L |  |  | 84.73 | 2001-12-13 09:29 | Anjanece | 1 | 2100 | #VALUE! | #VALUE!
POWERLINE HARDWARE CO. | SIL-127-2150-L | Y | POWERLINE HARDWARE CO. , SIL-127-2150-L |  |  | 85.4 | 2001-12-13 09:29 | Anjanece | 1 | 2100 | #VALUE! | #VALUE!
POWERLINE HARDWARE CO. | SIL-127-2150-L | Y | POWERLINE HARDWARE CO. , SIL-127-2150-L |  |  | 85.52 | 2001-12-13 09:29 | Anjanece | 1 | 2100 | #VALUE! | #VALUE!
POWERLINE HARDWARE CO. | SIL-127-2150-L | Y | POWERLINE HARDWARE CO. , SIL-127-2150-L |  |  | 85.64 | 2001-12-13 09:29 | Anjanece | 1 | 2100 | #VALUE! | #VALUE!
POWERLINE HARDWARE CO. | SIL-127-2150-L | Y | POWERLINE HARDWARE CO. , SIL-127-2150-L |  |  | 85.76 | 2001-12-13 09:29 | Anjanece | 1 | 2100 | #VALUE! | #VALUE!
POWERLINE HARDWARE CO. | SIL-127-2150-L | Y | POWERLINE HARDWARE CO. , SIL-127-2150-L |  |  | 86.11 | 2001-12-13 09:29 | Anjanece | 1 | 2100 | #VALUE! | #VALUE!
POWERLINE HARDWARE CO. | SIL-127-2150-L | Y | POWERLINE HARDWARE CO. , SIL-127-2150-L |  |  | 86.23 | 2001-12-13 09:29 | Anjanece | 1 | 2100 | #VALUE! | #VALUE!
POWERLINE HARDWARE CO. | SIL-127-2150-L | Y | POWERLINE HARDWARE CO. , SIL-127-2150-L |  |  | 86.43 | 2001-12-13 09:29 | Anjanece | 1 | 2100 | #VALUE! | #VALUE!
POWERLINE HARDWARE CO. | SIL-127-2150-L | Y | POWERLINE HARDWARE CO. , SIL-127-2150-L |  |  | 86.68 | 2001-12-13 09:29 | Anjanece | 1 | 2100 | #VALUE! | #VALUE!
S AND C ELECTRIC CO. | 89052R10-P-M | Y | S AND C ELECTRIC CO. , 89052R10-P-M | JEA OVERHEAD DISTRIBUTION | CSC Stores | 53.59 | 2001-12-13 09:29 | Anjanece | 1 | 2100 | #VALUE! | #VALUE!
S AND C ELECTRIC CO. | 89052R10-P-M | Y | S AND C ELECTRIC CO. , 89052R10-P-M |  |  | 53.66 | 2001-12-13 09:29 | Anjanece | 1 | 2100 | #VALUE! | #VALUE!
S AND C ELECTRIC CO. | 89052R10-P-M | Y | S AND C ELECTRIC CO. , 89052R10-P-M |  |  | 53.72 | 2001-12-13 09:29 | Anjanece | 1 | 2100 | #VALUE! | #VALUE!
S AND C ELECTRIC CO. | 89052R10-P-M | Y | S AND C ELECTRIC CO. , 89052R10-P-M |  |  | 53.79 | 2001-12-13 09:29 | Anjanece | 1 | 2100 | #VALUE! | #VALUE!
S AND C ELECTRIC CO. | 89052R10-P-M | Y | S AND C ELECTRIC CO. , 89052R10-P-M |  |  | 53.81 | 2001-12-13 09:29 | Anjanece | 1 | 2100 | #VALUE! | #VALUE!
S AND C ELECTRIC CO. | 89052R10-P-M | Y | S AND C ELECTRIC CO. , 89052R10-P-M |  |  | 53.85 | 2001-12-13 09:29 | Anjanece | 1 | 2100 | #VALUE! | #VALUE!
S AND C ELECTRIC CO. | 89052R10-P-M | Y | S AND C ELECTRIC CO. , 89052R10-P-M |  |  | 53.88 | 2001-12-13 09:29 | Anjanece | 1 | 2100 | #VALUE! | #VALUE!
S AND C ELECTRIC CO. | 89052R10-P-M | Y | S AND C ELECTRIC CO. , 89052R10-P-M |  |  | 54.01 | 2001-12-13 09:29 | Anjanece | 1 | 2100 | #VALUE! | #VALUE!
S AND C ELECTRIC CO. | 89052R10-P-M | Y | S AND C ELECTRIC CO. , 89052R10-P-M |  |  | 54.02 | 2001-12-13 09:29 | Anjanece | 1 | 2100 | #VALUE! | #VALUE!
S AND C ELECTRIC CO. | 89052R10-P-M | Y | S AND C ELECTRIC CO. , 89052R10-P-M |  |  | 54.13 | 2001-12-13 09:29 | Anjanece | 1 | 2100 | #VALUE! | #VALUE!
S AND C ELECTRIC CO. | 89052R10-P-M | Y | S AND C ELECTRIC CO. , 89052R10-P-M |  |  | 54.24 | 2001-12-13 09:29 | Anjanece | 1 | 2100 | #VALUE! | #VALUE!
S AND C ELECTRIC CO. | 89052R10-P-M | Y | S AND C ELECTRIC CO. , 89052R10-P-M |  |  | 54.4 | 2001-12-13 09:29 | Anjanece | 1 | 2100 | #VALUE! | #VALUE!
S AND C ELECTRIC CO. | 89052R10-P-M | Y | S AND C ELECTRIC CO. , 89052R10-P-M |  |  | 54.44 | 2001-12-13 09:29 | Anjanece | 1 | 2100 | #VALUE! | #VALUE!
S AND C ELECTRIC CO. | 89052R10-P-M | Y | S AND C ELECTRIC CO. , 89052R10-P-M |  |  | 54.49 | 2001-12-13 09:29 | Anjanece | 1 | 2100 | #VALUE! | #VALUE!
S AND C ELECTRIC CO. | 89052R10-P-M | Y | S AND C ELECTRIC CO. , 89052R10-P-M |  |  | 54.54 | 2001-12-13 09:29 | Anjanece | 1 | 2100 | #VALUE! | #VALUE!
S AND C ELECTRIC CO. | 89052R10-P-M | Y | S AND C ELECTRIC CO. , 89052R10-P-M |  |  | 54.58 | 2001-12-13 09:29 | Anjanece | 1 | 2100 | #VALUE! | #VALUE!
S AND C ELECTRIC CO. | 89052R10-P-M | Y | S AND C ELECTRIC CO. , 89052R10-P-M |  |  | 54.59 | 2001-12-13 09:29 | Anjanece | 1 | 2100 | #VALUE! | #VALUE!
S AND C ELECTRIC CO. | 89052R10-P-M | Y | S AND C ELECTRIC CO. , 89052R10-P-M |  |  | 55.14 | 2001-12-13 09:29 | Anjanece | 1 | 2100 | #VALUE! | #VALUE!
S AND C ELECTRIC CO. | 89052R10-P-M | Y | S AND C ELECTRIC CO. , 89052R10-P-M |  |  | 55.24 | 2001-12-13 09:29 | Anjanece | 1 | 2100 | #VALUE! | #VALUE!
S AND C ELECTRIC CO. | 89052R10-P-M | Y | S AND C ELECTRIC CO. , 89052R10-P-M |  |  | 55.26 | 2001-12-13 09:29 | Anjanece | 1 | 2100 | #VALUE! | #VALUE!
S AND C ELECTRIC CO. | 89052R10-P-M | Y | S AND C ELECTRIC CO. , 89052R10-P-M |  |  | 55.32 | 2001-12-13 09:29 | Anjanece | 1 | 2100 | #VALUE! | #VALUE!
S AND C ELECTRIC CO. | 89052R10-P-M | Y | S AND C ELECTRIC CO. , 89052R10-P-M |  |  | 57.3 | 2001-12-13 09:29 | Anjanece | 1 | 2100 | #VALUE! | #VALUE!
S AND C ELECTRIC CO. | 89052R10-P-M | Y | S AND C ELECTRIC CO. , 89052R10-P-M |  |  | 57.6 | 2001-12-13 09:29 | Anjanece | 1 | 2100 | #VALUE! | #VALUE!
S AND C ELECTRIC CO. | 89052R10-P-M | Y | S AND C ELECTRIC CO. , 89052R10-P-M |  |  | 62.94 | 2001-12-13 09:29 | Anjanece | 1 | 2100 | #VALUE! | #VALUE!
S AND C ELECTRIC CO. | 89052R10-P-M | Y | S AND C ELECTRIC CO. , 89052R10-P-M |  |  | 63 | 2001-12-13 09:29 | Anjanece | 1 | 2100 | #VALUE! | #VALUE!
S AND C ELECTRIC CO. | 89052R10-P-M | Y | S AND C ELECTRIC CO. , 89052R10-P-M |  |  | 63.26 | 2001-12-13 09:29 | Anjanece | 1 | 2100 | #VALUE! | #VALUE!
S AND C ELECTRIC CO. | 89052R10-P-M | Y | S AND C ELECTRIC CO. , 89052R10-P-M |  |  | 63.83 | 2001-12-13 09:29 | Anjanece | 1 | 2100 | #VALUE! | #VALUE!
S AND C ELECTRIC CO. | 89052R10-P-M | Y | S AND C ELECTRIC CO. , 89052R10-P-M |  |  | 64.06 | 2001-12-13 09:29 | Anjanece | 1 | 2100 | #VALUE! | #VALUE!
S AND C ELECTRIC CO. | 89052R10-P-M | Y | S AND C ELECTRIC CO. , 89052R10-P-M |  |  | 64.74 | 2001-12-13 09:29 | Anjanece | 1 | 2100 | #VALUE! | #VALUE!
S AND C ELECTRIC CO. | 89052R10-P-M | Y | S AND C ELECTRIC CO. , 89052R10-P-M |  |  | 65.27 | 2001-12-13 09:29 | Anjanece | 1 | 2100 | #VALUE! | #VALUE!
S AND C ELECTRIC CO. | 89052R10-P-M | Y | S AND C ELECTRIC CO. , 89052R10-P-M |  |  | 65.49 | 2001-12-13 09:29 | Anjanece | 1 | 2100 | #VALUE! | #VALUE!
S AND C ELECTRIC CO. | 89052R10-P-M | Y | S AND C ELECTRIC CO. , 89052R10-P-M |  |  | 65.69 | 2001-12-13 09:29 | Anjanece | 1 | 2100 | #VALUE! | #VALUE!
S AND C ELECTRIC CO. | 89052R10-P-M | Y | S AND C ELECTRIC CO. , 89052R10-P-M |  |  | 66.49 | 2001-12-13 09:29 | Anjanece | 1 | 2100 | #VALUE! | #VALUE!
S AND C ELECTRIC CO. | 89052R10-P-M | Y | S AND C ELECTRIC CO. , 89052R10-P-M |  |  | 66.68 | 2001-12-13 09:29 | Anjanece | 1 | 2100 | #VALUE! | #VALUE!
S AND C ELECTRIC CO. | 89052R10-P-M | Y | S AND C ELECTRIC CO. , 89052R10-P-M |  |  | 67.58 | 2001-12-13 09:29 | Anjanece | 1 | 2100 | #VALUE! | #VALUE!
S AND C ELECTRIC CO. | 89052R10-P-M | Y | S AND C ELECTRIC CO. , 89052R10-P-M |  |  | 68 | 2001-12-13 09:29 | Anjanece | 1 | 2100 | #VALUE! | #VALUE!
S AND C ELECTRIC CO. | 89052R10-P-M | Y | S AND C ELECTRIC CO. , 89052R10-P-M |  |  | 68.06 | 2001-12-13 09:29 | Anjanece | 1 | 2100 | #VALUE! | #VALUE!
S AND C ELECTRIC CO. | 89052R10-P-M | Y | S AND C ELECTRIC CO. , 89052R10-P-M |  |  | 69.2 | 2001-12-13 09:29 | Anjanece | 1 | 2100 | #VALUE! | #VALUE!
S AND C ELECTRIC CO. | 89052R10-P-M | Y | S AND C ELECTRIC CO. , 89052R10-P-M |  |  | 69.31 | 2001-12-13 09:29 | Anjanece | 1 | 2100 | #VALUE! | #VALUE!
S AND C ELECTRIC CO. | 89052R10-P-M | Y | S AND C ELECTRIC CO. , 89052R10-P-M |  |  | 69.44 | 2001-12-13 09:29 | Anjanece | 1 | 2100 | #VALUE! | #VALUE!
S AND C ELECTRIC CO. | 89052R10-P-M | Y | S AND C ELECTRIC CO. , 89052R10-P-M |  |  | 69.56 | 2001-12-13 09:29 | Anjanece | 1 | 2100 | #VALUE! | #VALUE!
S AND C ELECTRIC CO. | 89052R10-P-M | Y | S AND C ELECTRIC CO. , 89052R10-P-M |  |  | 69.8 | 2001-12-13 09:29 | Anjanece | 1 | 2100 | #VALUE! | #VALUE!
S AND C ELECTRIC CO. | 89052R10-P-M | Y | S AND C ELECTRIC CO. , 89052R10-P-M |  |  | 70.12 | 2001-12-13 09:29 | Anjanece | 1 | 2100 | #VALUE! | #VALUE!
S AND C ELECTRIC CO. | 89052R10-P-M | Y | S AND C ELECTRIC CO. , 89052R10-P-M |  |  | 70.14 | 2001-12-13 09:29 | Anjanece | 1 | 2100 | #VALUE! | #VALUE!
S AND C ELECTRIC CO. | 89052R10-P-M | Y | S AND C ELECTRIC CO. , 89052R10-P-M |  |  | 71.89 | 2001-12-13 09:29 | Anjanece | 1 | 2100 | #VALUE! | #VALUE!
S AND C ELECTRIC CO. | 89052R10-P-M | Y | S AND C ELECTRIC CO. , 89052R10-P-M |  |  | 71.9 | 2001-12-13 09:29 | Anjanece | 1 | 2100 | #VALUE! | #VALUE!
S AND C ELECTRIC CO. | 89052R10-P-M | Y | S AND C ELECTRIC CO. , 89052R10-P-M |  |  | 71.91 | 2001-12-13 09:29 | Anjanece | 1 | 2100 | #VALUE! | #VALUE!
S AND C ELECTRIC CO. | 89052R10-P-M | Y | S AND C ELECTRIC CO. , 89052R10-P-M |  |  | 71.94 | 2001-12-13 09:29 | Anjanece | 1 | 2100 | #VALUE! | #VALUE!
S AND C ELECTRIC CO. | 89052R10-P-M | Y | S AND C ELECTRIC CO. , 89052R10-P-M |  |  | 71.97 | 2001-12-13 09:29 | Anjanece | 1 | 2100 | #VALUE! | #VALUE!
S AND C ELECTRIC CO. | 89052R10-P-M | Y | S AND C ELECTRIC CO. , 89052R10-P-M |  |  | 72 | 2001-12-13 09:29 | Anjanece | 1 | 2100 | #VALUE! | #VALUE!
S AND C ELECTRIC CO. | 89052R10-P-M | Y | S AND C ELECTRIC CO. , 89052R10-P-M |  |  | 72.06 | 2001-12-13 09:29 | Anjanece | 1 | 2100 | #VALUE! | #VALUE!
S AND C ELECTRIC CO. | 89052R10-P-M | Y | S AND C ELECTRIC CO. , 89052R10-P-M |  |  | 72.13 | 2001-12-13 09:29 | Anjanece | 1 | 2100 | #VALUE! | #VALUE!
S AND C ELECTRIC CO. | 89052R10-P-M | Y | S AND C ELECTRIC CO. , 89052R10-P-M |  |  | 72.16 | 2001-12-13 09:29 | Anjanece | 1 | 2100 | #VALUE! | #VALUE!
S AND C ELECTRIC CO. | 89052R10-P-M | Y | S AND C ELECTRIC CO. , 89052R10-P-M |  |  | 72.57 | 2001-12-13 09:29 | Anjanece | 1 | 2100 | #VALUE! | #VALUE!
S AND C ELECTRIC CO. | 89052R10-P-M | Y | S AND C ELECTRIC CO. , 89052R10-P-M |  |  | 72.72 | 2001-12-13 09:29 | Anjanece | 1 | 2100 | #VALUE! | #VALUE!
S AND C ELECTRIC CO. | 89052R10-P-M | Y | S AND C ELECTRIC CO. , 89052R10-P-M |  |  | 72.79 | 2001-12-13 09:29 | Anjanece | 1 | 2100 | #VALUE! | #VALUE!
S AND C ELECTRIC CO. | 89052R10-P-M | Y | S AND C ELECTRIC CO. , 89052R10-P-M |  |  | 72.89 | 2001-12-13 09:29 | Anjanece | 1 | 2100 | #VALUE! | #VALUE!
S AND C ELECTRIC CO. | 89052R10-P-M | Y | S AND C ELECTRIC CO. , 89052R10-P-M |  |  | 73.01 | 2001-12-13 09:29 | Anjanece | 1 | 2100 | #VALUE! | #VALUE!
S AND C ELECTRIC CO. | 89052R10-P-M | Y | S AND C ELECTRIC CO. , 89052R10-P-M |  |  | 73.16 | 2001-12-13 09:29 | Anjanece | 1 | 2100 | #VALUE! | #VALUE!
S AND C ELECTRIC CO. | 89052R10-P-M | Y | S AND C ELECTRIC CO. , 89052R10-P-M |  |  | 73.54 | 2001-12-13 09:29 | Anjanece | 1 | 2100 | #VALUE! | #VALUE!
S AND C ELECTRIC CO. | 89052R10-P-M | Y | S AND C ELECTRIC CO. , 89052R10-P-M |  |  | 73.61 | 2001-12-13 09:29 | Anjanece | 1 | 2100 | #VALUE! | #VALUE!
S AND C ELECTRIC CO. | 89052R10-P-M | Y | S AND C ELECTRIC CO. , 89052R10-P-M |  |  | 73.71 | 2001-12-13 09:29 | Anjanece | 1 | 2100 | #VALUE! | #VALUE!
S AND C ELECTRIC CO. | 89052R10-P-M | Y | S AND C ELECTRIC CO. , 89052R10-P-M |  |  | 73.83 | 2001-12-13 09:29 | Anjanece | 1 | 2100 | #VALUE! | #VALUE!
S AND C ELECTRIC CO. | 89052R10-P-M | Y | S AND C ELECTRIC CO. , 89052R10-P-M |  |  | 73.88 | 2001-12-13 09:29 | Anjanece | 1 | 2100 | #VALUE! | #VALUE!
S AND C ELECTRIC CO. | 89052R10-P-M | Y | S AND C ELECTRIC CO. , 89052R10-P-M |  |  | 73.91 | 2001-12-13 09:29 | Anjanece | 1 | 2100 | #VALUE! | #VALUE!
S AND C ELECTRIC CO. | 89052R10-P-M | Y | S AND C ELECTRIC CO. , 89052R10-P-M |  |  | 73.93 | 2001-12-13 09:29 | Anjanece | 1 | 2100 | #VALUE! | #VALUE!
S AND C ELECTRIC CO. | 89052R10-P-M | Y | S AND C ELECTRIC CO. , 89052R10-P-M |  |  | 73.94 | 2001-12-13 09:29 | Anjanece | 1 | 2100 | #VALUE! | #VALUE!
S AND C ELECTRIC CO. | 89052R10-P-M | Y | S AND C ELECTRIC CO. , 89052R10-P-M |  |  | 73.95 | 2001-12-13 09:29 | Anjanece | 1 | 2100 | #VALUE! | #VALUE!
S AND C ELECTRIC CO. | 89052R10-P-M | Y | S AND C ELECTRIC CO. , 89052R10-P-M |  |  | 73.98 | 2001-12-13 09:29 | Anjanece | 1 | 2100 | #VALUE! | #VALUE!
S AND C ELECTRIC CO. | 89052R10-P-M | Y | S AND C ELECTRIC CO. , 89052R10-P-M |  |  | 74 | 2001-12-13 09:29 | Anjanece | 1 | 2100 | #VALUE! | #VALUE!
S AND C ELECTRIC CO. | 89052R10-P-M | Y | S AND C ELECTRIC CO. , 89052R10-P-M |  |  | 74.08 | 2001-12-13 09:29 | Anjanece | 1 | 2100 | #VALUE! | #VALUE!
S AND C ELECTRIC CO. | 89052R10-P-M | Y | S AND C ELECTRIC CO. , 89052R10-P-M |  |  | 74.15 | 2001-12-13 09:29 | Anjanece | 1 | 2100 | #VALUE! | #VALUE!
S AND C ELECTRIC CO. | 89052R10-P-M | Y | S AND C ELECTRIC CO. , 89052R10-P-M |  |  | 74.28 | 2001-12-13 09:29 | Anjanece | 1 | 2100 | #VALUE! | #VALUE!
S AND C ELECTRIC CO. | 89052R10-P-M | Y | S AND C ELECTRIC CO. , 89052R10-P-M |  |  | 74.48 | 2001-12-13 09:29 | Anjanece | 1 | 2100 | #VALUE! | #VALUE!
S AND C ELECTRIC CO. | 89052R10-P-M | Y | S AND C ELECTRIC CO. , 89052R10-P-M |  |  | 75.48 | 2001-12-13 09:29 | Anjanece | 1 | 2100 | #VALUE! | #VALUE!
S AND C ELECTRIC CO. | 89052R10-P-M | Y | S AND C ELECTRIC CO. , 89052R10-P-M |  |  | 75.83 | 2001-12-13 09:29 | Anjanece | 1 | 2100 | #VALUE! | #VALUE!
S AND C ELECTRIC CO. | 89052R10-P-M | Y | S AND C ELECTRIC CO. , 89052R10-P-M |  |  | 77.66 | 2001-12-13 09:29 | Anjanece | 1 | 2100 | #VALUE! | #VALUE!
S AND C ELECTRIC CO. | 89052R10-P-M | Y | S AND C ELECTRIC CO. , 89052R10-P-M |  |  | 78.93 | 2001-12-13 09:29 | Anjanece | 1 | 2100 | #VALUE! | #VALUE!
S AND C ELECTRIC CO. | 89052R10-P-M | Y | S AND C ELECTRIC CO. , 89052R10-P-M |  |  | 79.64 | 2001-12-13 09:29 | Anjanece | 1 | 2100 | #VALUE! | #VALUE!
S AND C ELECTRIC CO. | 89052R10-P-M | Y | S AND C ELECTRIC CO. , 89052R10-P-M |  |  | 79.95 | 2001-12-13 09:29 | Anjanece | 1 | 2100 | #VALUE! | #VALUE!
S AND C ELECTRIC CO. | 89052R10-P-M | Y | S AND C ELECTRIC CO. , 89052R10-P-M |  |  | 81.37 | 2001-12-13 09:29 | Anjanece | 1 | 2100 | #VALUE! | #VALUE!
S AND C ELECTRIC CO. | 89052R10-P-M | Y | S AND C ELECTRIC CO. , 89052R10-P-M |  |  | 82.51 | 2001-12-13 09:29 | Anjanece | 1 | 2100 | #VALUE! | #VALUE!
S AND C ELECTRIC CO. | 89052R10-P-M | Y | S AND C ELECTRIC CO. , 89052R10-P-M |  |  | 83.98 | 2001-12-13 09:29 | Anjanece | 1 | 2100 | #VALUE! | #VALUE!
S AND C ELECTRIC CO. | 89052R10-P-M | Y | S AND C ELECTRIC CO. , 89052R10-P-M |  |  | 84.4 | 2001-12-13 09:29 | Anjanece | 1 | 2100 | #VALUE! | #VALUE!
S AND C ELECTRIC CO. | 89052R10-P-M | Y | S AND C ELECTRIC CO. , 89052R10-P-M |  |  | 84.73 | 2001-12-13 09:29 | Anjanece | 1 | 2100 | #VALUE! | #VALUE!
S AND C ELECTRIC CO. | 89052R10-P-M | Y | S AND C ELECTRIC CO. , 89052R10-P-M |  |  | 85.4 | 2001-12-13 09:29 | Anjanece | 1 | 2100 | #VALUE! | #VALUE!
S AND C ELECTRIC CO. | 89052R10-P-M | Y | S AND C ELECTRIC CO. , 89052R10-P-M |  |  | 85.52 | 2001-12-13 09:29 | Anjanece | 1 | 2100 | #VALUE! | #VALUE!
S AND C ELECTRIC CO. | 89052R10-P-M | Y | S AND C ELECTRIC CO. , 89052R10-P-M |  |  | 85.64 | 2001-12-13 09:29 | Anjanece | 1 | 2100 | #VALUE! | #VALUE!
S AND C ELECTRIC CO. | 89052R10-P-M | Y | S AND C ELECTRIC CO. , 89052R10-P-M |  |  | 85.76 | 2001-12-13 09:29 | Anjanece | 1 | 2100 | #VALUE! | #VALUE!
S AND C ELECTRIC CO. | 89052R10-P-M | Y | S AND C ELECTRIC CO. , 89052R10-P-M |  |  | 86.11 | 2001-12-13 09:29 | Anjanece | 1 | 2100 | #VALUE! | #VALUE!
S AND C ELECTRIC CO. | 89052R10-P-M | Y | S AND C ELECTRIC CO. , 89052R10-P-M |  |  | 86.23 | 2001-12-13 09:29 | Anjanece | 1 | 2100 | #VALUE! | #VALUE!
S AND C ELECTRIC CO. | 89052R10-P-M | Y | S AND C ELECTRIC CO. , 89052R10-P-M |  |  | 86.43 | 2001-12-13 09:29 | Anjanece | 1 | 2100 | #VALUE! | #VALUE!
S AND C ELECTRIC CO. | 89052R10-P-M | Y | S AND C ELECTRIC CO. , 89052R10-P-M |  |  | 86.68 | 2001-12-13 09:29 | Anjanece | 1 | 2100 | #VALUE! | #VALUE!
|  |  | , | JEA OVERHEAD DISTRIBUTION | Storm Stores | 60.55 | 2018-04-16 09:48 | Anjanece | 1 | 2100 | #VALUE! | #VALUE!
|  |  | , |  |  | 61.31 | 2018-04-16 09:48 | Anjanece | 1 | 2100 | #VALUE! | #VALUE!
|  |  | , |  |  | 67.56 | 2018-04-16 09:48 | Anjanece | 1 | 2100 | #VALUE! | #VALUE!
|  |  | , |  |  | 70.16 | 2018-04-16 09:48 | Anjanece | 1 | 2100 | #VALUE! | #VALUE!
|  |  | , |  |  | 70.29 | 2018-04-16 09:48 | Anjanece | 1 | 2100 | #VALUE! | #VALUE!
|  |  | , |  |  | 70.4 | 2018-04-16 09:48 | Anjanece | 1 | 2100 | #VALUE! | #VALUE!
|  |  | , |  |  | 70.42 | 2018-04-16 09:48 | Anjanece | 1 | 2100 | #VALUE! | #VALUE!
|  |  | , |  |  | 70.44 | 2018-04-16 09:48 | Anjanece | 1 | 2100 | #VALUE! | #VALUE!
|  |  | , |  |  | 70.59 | 2018-04-16 09:48 | Anjanece | 1 | 2100 | #VALUE! | #VALUE!
|  |  | , |  |  | 70.71 | 2018-04-16 09:48 | Anjanece | 1 | 2100 | #VALUE! | #VALUE!
|  |  | , |  |  | 70.72 | 2018-04-16 09:48 | Anjanece | 1 | 2100 | #VALUE! | #VALUE!
|  |  | , |  |  | 71.94 | 2018-04-16 09:48 | Anjanece | 1 | 2100 | #VALUE! | #VALUE!
|  |  | , |  |  | 73.95 | 2018-04-16 09:48 | Anjanece | 1 | 2100 | #VALUE! | #VALUE!
|  |  | , |  |  | 76.48 | 2018-04-16 09:48 | Anjanece | 1 | 2100 | #VALUE! | #VALUE!
|  |  | , |  |  | 77.34 | 2018-04-16 09:48 | Anjanece | 1 | 2100 | #VALUE! | #VALUE!
ABB POWER T & D | X8JENNMM12S | Y | ABB POWER T & D , X8JENNMM12S | JEA OVERHEAD DISTRIBUTION | CSC Stores | 112.06 | 2001-12-13 09:34 | Anjanece | 1 | 100 | #VALUE! | #VALUE!
ABB POWER T & D | X8JENNMM12S | Y | ABB POWER T & D , X8JENNMM12S |  |  | 114.35 | 2001-12-13 09:34 | Anjanece | 1 | 100 | #VALUE! | #VALUE!
ABB POWER T & D | X8JENNMM12S | Y | ABB POWER T & D , X8JENNMM12S |  |  | 133.78 | 2001-12-13 09:34 | Anjanece | 1 | 100 | #VALUE! | #VALUE!
ABB POWER T & D | X8JENNMM12S | Y | ABB POWER T & D , X8JENNMM12S |  |  | 134.38 | 2001-12-13 09:34 | Anjanece | 1 | 100 | #VALUE! | #VALUE!
ABB POWER T & D | X8JENNMM12S | Y | ABB POWER T & D , X8JENNMM12S |  |  | 134.64 | 2001-12-13 09:34 | Anjanece | 1 | 100 | #VALUE! | #VALUE!
ABB POWER T & D | X8JENNMM12S | Y | ABB POWER T & D , X8JENNMM12S |  |  | 134.74 | 2001-12-13 09:34 | Anjanece | 1 | 100 | #VALUE! | #VALUE!
ABB POWER T & D | X8JENNMM12S | Y | ABB POWER T & D , X8JENNMM12S |  |  | 134.77 | 2001-12-13 09:34 | Anjanece | 1 | 100 | #VALUE! | #VALUE!
ABB POWER T & D | X8JENNMM12S | Y | ABB POWER T & D , X8JENNMM12S |  |  | 134.84 | 2001-12-13 09:34 | Anjanece | 1 | 100 | #VALUE! | #VALUE!
ABB POWER T & D | X8JENNMM12S | Y | ABB POWER T & D , X8JENNMM12S |  |  | 134.85 | 2001-12-13 09:34 | Anjanece | 1 | 100 | #VALUE! | #VALUE!
ABB POWER T & D | X8JENNMM12S | Y | ABB POWER T & D , X8JENNMM12S |  |  | 135.31 | 2001-12-13 09:34 | Anjanece | 1 | 100 | #VALUE! | #VALUE!
ABB POWER T & D | X8JENNMM12S | Y | ABB POWER T & D , X8JENNMM12S |  |  | 136.05 | 2001-12-13 09:34 | Anjanece | 1 | 100 | #VALUE! | #VALUE!
ABB POWER T & D | X8JENNMM12S | Y | ABB POWER T & D , X8JENNMM12S |  |  | 136.22 | 2001-12-13 09:34 | Anjanece | 1 | 100 | #VALUE! | #VALUE!
ABB POWER T & D | X8JENNMM12S | Y | ABB POWER T & D , X8JENNMM12S |  |  | 144.72 | 2001-12-13 09:34 | Anjanece | 1 | 100 | #VALUE! | #VALUE!
ABB POWER T & D | X8JENNMM12S | Y | ABB POWER T & D , X8JENNMM12S |  |  | 150.52 | 2001-12-13 09:34 | Anjanece | 1 | 100 | #VALUE! | #VALUE!
ABB POWER T & D | X8JENNMM12S | Y | ABB POWER T & D , X8JENNMM12S |  |  | 151.57 | 2001-12-13 09:34 | Anjanece | 1 | 100 | #VALUE! | #VALUE!
ABB POWER T & D | X8JENNMM12S | Y | ABB POWER T & D , X8JENNMM12S |  |  | 153 | 2001-12-13 09:34 | Anjanece | 1 | 100 | #VALUE! | #VALUE!
ABB POWER T & D | X8JENNMM12S | Y | ABB POWER T & D , X8JENNMM12S |  |  | 159.1 | 2001-12-13 09:34 | Anjanece | 1 | 100 | #VALUE! | #VALUE!
ABB POWER T & D | X8JENNMM12S | Y | ABB POWER T & D , X8JENNMM12S |  |  | 170.75 | 2001-12-13 09:34 | Anjanece | 1 | 100 | #VALUE! | #VALUE!
ABB POWER T & D | X8JENNMM12S | Y | ABB POWER T & D , X8JENNMM12S |  |  | 176.79 | 2001-12-13 09:34 | Anjanece | 1 | 100 | #VALUE! | #VALUE!
ABB POWER T & D | X8JENNMM12S | Y | ABB POWER T & D , X8JENNMM12S |  |  | 176.94 | 2001-12-13 09:34 | Anjanece | 1 | 100 | #VALUE! | #VALUE!
ABB POWER T & D | X8JENNMM12S | Y | ABB POWER T & D , X8JENNMM12S |  |  | 178.32 | 2001-12-13 09:34 | Anjanece | 1 | 100 | #VALUE! | #VALUE!
ABB POWER T & D | X8JENNMM12S | Y | ABB POWER T & D , X8JENNMM12S |  |  | 178.8 | 2001-12-13 09:34 | Anjanece | 1 | 100 | #VALUE! | #VALUE!
ABB POWER T & D | X8JENNMM12S | Y | ABB POWER T & D , X8JENNMM12S |  |  | 183.97 | 2001-12-13 09:34 | Anjanece | 1 | 100 | #VALUE! | #VALUE!
ABB POWER T & D | X8JENNMM12S | Y | ABB POWER T & D , X8JENNMM12S |  |  | 185.45 | 2001-12-13 09:34 | Anjanece | 1 | 100 | #VALUE! | #VALUE!
ABB POWER T & D | X8JENNMM12S | Y | ABB POWER T & D , X8JENNMM12S |  | Storm Stores | 0 | 2018-04-16 10:20 | Anjanece | 1 | 100 | #VALUE! | #VALUE!
ABB POWER T & D | X8JENNMM12S | Y | ABB POWER T & D , X8JENNMM12S |  |  | 134.85 | 2018-04-16 10:20 | Anjanece | 1 | 100 | #VALUE! | #VALUE!
ABB POWER T & D | X8JENNMM12S | Y | ABB POWER T & D , X8JENNMM12S |  |  | 169.61 | 2018-04-16 10:20 | Anjanece | 1 | 100 | #VALUE! | #VALUE!
ABB POWER T & D | X8JENNMM12S | Y | ABB POWER T & D , X8JENNMM12S |  |  | 174.72 | 2018-04-16 10:20 | Anjanece | 1 | 100 | #VALUE! | #VALUE!
MACLEAN POWER SYSTEMS | SC27XS112-M | Y | MACLEAN POWER SYSTEMS , SC27XS112-M | JEA OVERHEAD DISTRIBUTION | CSC Stores | 112.06 | 2001-12-13 09:34 | Anjanece | 1 | 100 | #VALUE! | #VALUE!
MACLEAN POWER SYSTEMS | SC27XS112-M | Y | MACLEAN POWER SYSTEMS , SC27XS112-M |  |  | 114.35 | 2001-12-13 09:34 | Anjanece | 1 | 100 | #VALUE! | #VALUE!
MACLEAN POWER SYSTEMS | SC27XS112-M | Y | MACLEAN POWER SYSTEMS , SC27XS112-M |  |  | 133.78 | 2001-12-13 09:34 | Anjanece | 1 | 100 | #VALUE! | #VALUE!
MACLEAN POWER SYSTEMS | SC27XS112-M | Y | MACLEAN POWER SYSTEMS , SC27XS112-M |  |  | 134.38 | 2001-12-13 09:34 | Anjanece | 1 | 100 | #VALUE! | #VALUE!
MACLEAN POWER SYSTEMS | SC27XS112-M | Y | MACLEAN POWER SYSTEMS , SC27XS112-M |  |  | 134.64 | 2001-12-13 09:34 | Anjanece | 1 | 100 | #VALUE! | #VALUE!
MACLEAN POWER SYSTEMS | SC27XS112-M | Y | MACLEAN POWER SYSTEMS , SC27XS112-M |  |  | 134.74 | 2001-12-13 09:34 | Anjanece | 1 | 100 | #VALUE! | #VALUE!
MACLEAN POWER SYSTEMS | SC27XS112-M | Y | MACLEAN POWER SYSTEMS , SC27XS112-M |  |  | 134.77 | 2001-12-13 09:34 | Anjanece | 1 | 100 | #VALUE! | #VALUE!
MACLEAN POWER SYSTEMS | SC27XS112-M | Y | MACLEAN POWER SYSTEMS , SC27XS112-M |  |  | 134.84 | 2001-12-13 09:34 | Anjanece | 1 | 100 | #VALUE! | #VALUE!
MACLEAN POWER SYSTEMS | SC27XS112-M | Y | MACLEAN POWER SYSTEMS , SC27XS112-M |  |  | 134.85 | 2001-12-13 09:34 | Anjanece | 1 | 100 | #VALUE! | #VALUE!
MACLEAN POWER SYSTEMS | SC27XS112-M | Y | MACLEAN POWER SYSTEMS , SC27XS112-M |  |  | 135.31 | 2001-12-13 09:34 | Anjanece | 1 | 100 | #VALUE! | #VALUE!
MACLEAN POWER SYSTEMS | SC27XS112-M | Y | MACLEAN POWER SYSTEMS , SC27XS112-M |  |  | 136.05 | 2001-12-13 09:34 | Anjanece | 1 | 100 | #VALUE! | #VALUE!
MACLEAN POWER SYSTEMS | SC27XS112-M | Y | MACLEAN POWER SYSTEMS , SC27XS112-M |  |  | 136.22 | 2001-12-13 09:34 | Anjanece | 1 | 100 | #VALUE! | #VALUE!
MACLEAN POWER SYSTEMS | SC27XS112-M | Y | MACLEAN POWER SYSTEMS , SC27XS112-M |  |  | 144.72 | 2001-12-13 09:34 | Anjanece | 1 | 100 | #VALUE! | #VALUE!
MACLEAN POWER SYSTEMS | SC27XS112-M | Y | MACLEAN POWER SYSTEMS , SC27XS112-M |  |  | 150.52 | 2001-12-13 09:34 | Anjanece | 1 | 100 | #VALUE! | #VALUE!
MACLEAN POWER SYSTEMS | SC27XS112-M | Y | MACLEAN POWER SYSTEMS , SC27XS112-M |  |  | 151.57 | 2001-12-13 09:34 | Anjanece | 1 | 100 | #VALUE! | #VALUE!
MACLEAN POWER SYSTEMS | SC27XS112-M | Y | MACLEAN POWER SYSTEMS , SC27XS112-M |  |  | 153 | 2001-12-13 09:34 | Anjanece | 1 | 100 | #VALUE! | #VALUE!
MACLEAN POWER SYSTEMS | SC27XS112-M | Y | MACLEAN POWER SYSTEMS , SC27XS112-M |  |  | 159.1 | 2001-12-13 09:34 | Anjanece | 1 | 100 | #VALUE! | #VALUE!
MACLEAN POWER SYSTEMS | SC27XS112-M | Y | MACLEAN POWER SYSTEMS , SC27XS112-M |  |  | 170.75 | 2001-12-13 09:34 | Anjanece | 1 | 100 | #VALUE! | #VALUE!
MACLEAN POWER SYSTEMS | SC27XS112-M | Y | MACLEAN POWER SYSTEMS , SC27XS112-M |  |  | 176.79 | 2001-12-13 09:34 | Anjanece | 1 | 100 | #VALUE! | #VALUE!
MACLEAN POWER SYSTEMS | SC27XS112-M | Y | MACLEAN POWER SYSTEMS , SC27XS112-M |  |  | 176.94 | 2001-12-13 09:34 | Anjanece | 1 | 100 | #VALUE! | #VALUE!
MACLEAN POWER SYSTEMS | SC27XS112-M | Y | MACLEAN POWER SYSTEMS , SC27XS112-M |  |  | 178.32 | 2001-12-13 09:34 | Anjanece | 1 | 100 | #VALUE! | #VALUE!
MACLEAN POWER SYSTEMS | SC27XS112-M | Y | MACLEAN POWER SYSTEMS , SC27XS112-M |  |  | 178.8 | 2001-12-13 09:34 | Anjanece | 1 | 100 | #VALUE! | #VALUE!
MACLEAN POWER SYSTEMS | SC27XS112-M | Y | MACLEAN POWER SYSTEMS , SC27XS112-M |  |  | 183.97 | 2001-12-13 09:34 | Anjanece | 1 | 100 | #VALUE! | #VALUE!
MACLEAN POWER SYSTEMS | SC27XS112-M | Y | MACLEAN POWER SYSTEMS , SC27XS112-M |  |  | 185.45 | 2001-12-13 09:34 | Anjanece | 1 | 100 | #VALUE! | #VALUE!
MACLEAN POWER SYSTEMS | SC27XS112-M | Y | MACLEAN POWER SYSTEMS , SC27XS112-M |  | Storm Stores | 0 | 2018-04-16 10:20 | Anjanece | 1 | 100 | #VALUE! | #VALUE!
MACLEAN POWER SYSTEMS | SC27XS112-M | Y | MACLEAN POWER SYSTEMS , SC27XS112-M |  |  | 134.85 | 2018-04-16 10:20 | Anjanece | 1 | 100 | #VALUE! | #VALUE!
MACLEAN POWER SYSTEMS | SC27XS112-M | Y | MACLEAN POWER SYSTEMS , SC27XS112-M |  |  | 169.61 | 2018-04-16 10:20 | Anjanece | 1 | 100 | #VALUE! | #VALUE!
MACLEAN POWER SYSTEMS | SC27XS112-M | Y | MACLEAN POWER SYSTEMS , SC27XS112-M |  |  | 174.72 | 2018-04-16 10:20 | Anjanece | 1 | 100 | #VALUE! | #VALUE!
HUBBELL POWER SYSTEMS, INC. | CP710342EZM | Y | HUBBELL POWER SYSTEMS, INC. , CP710342EZM | JEA OVERHEAD DISTRIBUTION | CSC Stores | 0 | 2016-05-23 14:00 | Anjanece | 1 | 0 | #VALUE! | #VALUE!
HUBBELL POWER SYSTEMS, INC. | CP710342EZM | Y | HUBBELL POWER SYSTEMS, INC. , CP710342EZM |  |  | 140.86 | 2016-05-23 14:00 | Anjanece | 1 | 0 | #VALUE! | #VALUE!
HUBBELL POWER SYSTEMS, INC. | CP710342EZM | Y | HUBBELL POWER SYSTEMS, INC. , CP710342EZM |  |  | 140.97 | 2016-05-23 14:00 | Anjanece | 1 | 0 | #VALUE! | #VALUE!
HUBBELL POWER SYSTEMS, INC. | CP710342EZM | Y | HUBBELL POWER SYSTEMS, INC. , CP710342EZM |  |  | 265.49 | 2016-05-23 14:00 | Anjanece | 1 | 0 | #VALUE! | #VALUE!
ALUMA FORM | FDA30-3/4-120-NB-IP-FG-JEA | Y | ALUMA FORM , FDA30-3/4-120-NB-IP-FG-JEA | JEA OVERHEAD DISTRIBUTION | CSC Stores | 172.59 | 2007-02-26 08:20 | Anjanece | 25 | 60 | #VALUE! | #VALUE!
ALUMA FORM | FDA30-3/4-120-NB-IP-FG-JEA | Y | ALUMA FORM , FDA30-3/4-120-NB-IP-FG-JEA |  |  | 194.63 | 2007-02-26 08:20 | Anjanece | 25 | 60 | #VALUE! | #VALUE!
ALUMA FORM | FDA30-3/4-120-NB-IP-FG-JEA | Y | ALUMA FORM , FDA30-3/4-120-NB-IP-FG-JEA |  |  | 212.93 | 2007-02-26 08:20 | Anjanece | 25 | 60 | #VALUE! | #VALUE!
ALUMA FORM | FDA30-3/4-120-NB-IP-FG-JEA | Y | ALUMA FORM , FDA30-3/4-120-NB-IP-FG-JEA |  |  | 213.65 | 2007-02-26 08:20 | Anjanece | 25 | 60 | #VALUE! | #VALUE!
ALUMA FORM | FDA30-3/4-120-NB-IP-FG-JEA | Y | ALUMA FORM , FDA30-3/4-120-NB-IP-FG-JEA |  |  | 215.24 | 2007-02-26 08:20 | Anjanece | 25 | 60 | #VALUE! | #VALUE!
ALUMA FORM | FDA30-3/4-120-NB-IP-FG-JEA | Y | ALUMA FORM , FDA30-3/4-120-NB-IP-FG-JEA |  |  | 217.83 | 2007-02-26 08:20 | Anjanece | 25 | 60 | #VALUE! | #VALUE!
ALUMA FORM | FDA30-3/4-120-NB-IP-FG-JEA | Y | ALUMA FORM , FDA30-3/4-120-NB-IP-FG-JEA |  |  | 221.65 | 2007-02-26 08:20 | Anjanece | 25 | 60 | #VALUE! | #VALUE!
ALUMA FORM | FDA30-3/4-120-NB-IP-FG-JEA | Y | ALUMA FORM , FDA30-3/4-120-NB-IP-FG-JEA |  |  | 222.97 | 2007-02-26 08:20 | Anjanece | 25 | 60 | #VALUE! | #VALUE!
ALUMA FORM | FDA30-3/4-120-NB-IP-FG-JEA | Y | ALUMA FORM , FDA30-3/4-120-NB-IP-FG-JEA |  |  | 224.22 | 2007-02-26 08:20 | Anjanece | 25 | 60 | #VALUE! | #VALUE!
ALUMA FORM | FDA30-3/4-120-NB-IP-FG-JEA | Y | ALUMA FORM , FDA30-3/4-120-NB-IP-FG-JEA |  |  | 224.24 | 2007-02-26 08:20 | Anjanece | 25 | 60 | #VALUE! | #VALUE!
ALUMA FORM | FDA30-3/4-120-NB-IP-FG-JEA | Y | ALUMA FORM , FDA30-3/4-120-NB-IP-FG-JEA |  |  | 225.91 | 2007-02-26 08:20 | Anjanece | 25 | 60 | #VALUE! | #VALUE!
ALUMA FORM | FDA30-3/4-120-NB-IP-FG-JEA | Y | ALUMA FORM , FDA30-3/4-120-NB-IP-FG-JEA |  |  | 226.27 | 2007-02-26 08:20 | Anjanece | 25 | 60 | #VALUE! | #VALUE!
ALUMA FORM | FDA30-3/4-120-NB-IP-FG-JEA | Y | ALUMA FORM , FDA30-3/4-120-NB-IP-FG-JEA |  |  | 228.34 | 2007-02-26 08:20 | Anjanece | 25 | 60 | #VALUE! | #VALUE!
ALUMA FORM | FDA30-3/4-120-NB-IP-FG-JEA | Y | ALUMA FORM , FDA30-3/4-120-NB-IP-FG-JEA |  |  | 228.51 | 2007-02-26 08:20 | Anjanece | 25 | 60 | #VALUE! | #VALUE!
ALUMA FORM | FDA30-3/4-120-NB-IP-FG-JEA | Y | ALUMA FORM , FDA30-3/4-120-NB-IP-FG-JEA |  |  | 228.95 | 2007-02-26 08:20 | Anjanece | 25 | 60 | #VALUE! | #VALUE!
ALUMA FORM | FDA30-3/4-120-NB-IP-FG-JEA | Y | ALUMA FORM , FDA30-3/4-120-NB-IP-FG-JEA |  |  | 232.64 | 2007-02-26 08:20 | Anjanece | 25 | 60 | #VALUE! | #VALUE!
ALUMA FORM | FDA30-3/4-120-NB-IP-FG-JEA | Y | ALUMA FORM , FDA30-3/4-120-NB-IP-FG-JEA |  |  | 232.99 | 2007-02-26 08:20 | Anjanece | 25 | 60 | #VALUE! | #VALUE!
ALUMA FORM | FDA30-3/4-120-NB-IP-FG-JEA | Y | ALUMA FORM , FDA30-3/4-120-NB-IP-FG-JEA |  |  | 233 | 2007-02-26 08:20 | Anjanece | 25 | 60 | #VALUE! | #VALUE!
ALUMA FORM | FDA30-3/4-120-NB-IP-FG-JEA | Y | ALUMA FORM , FDA30-3/4-120-NB-IP-FG-JEA |  |  | 233.26 | 2007-02-26 08:20 | Anjanece | 25 | 60 | #VALUE! | #VALUE!
ALUMA FORM | FDA30-3/4-120-NB-IP-FG-JEA | Y | ALUMA FORM , FDA30-3/4-120-NB-IP-FG-JEA |  |  | 233.48 | 2007-02-26 08:20 | Anjanece | 25 | 60 | #VALUE! | #VALUE!
ALUMA FORM | FDA30-3/4-120-NB-IP-FG-JEA | Y | ALUMA FORM , FDA30-3/4-120-NB-IP-FG-JEA |  |  | 234.72 | 2007-02-26 08:20 | Anjanece | 25 | 60 | #VALUE! | #VALUE!
ALUMA FORM | FDA30-3/4-120-NB-IP-FG-JEA | Y | ALUMA FORM , FDA30-3/4-120-NB-IP-FG-JEA |  |  | 234.98 | 2007-02-26 08:20 | Anjanece | 25 | 60 | #VALUE! | #VALUE!
ALUMA FORM | FDA30-3/4-120-NB-IP-FG-JEA | Y | ALUMA FORM , FDA30-3/4-120-NB-IP-FG-JEA |  |  | 235.34 | 2007-02-26 08:20 | Anjanece | 25 | 60 | #VALUE! | #VALUE!
ALUMA FORM | FDA30-3/4-120-NB-IP-FG-JEA | Y | ALUMA FORM , FDA30-3/4-120-NB-IP-FG-JEA |  |  | 235.38 | 2007-02-26 08:20 | Anjanece | 25 | 60 | #VALUE! | #VALUE!
ALUMA FORM | FDA30-3/4-120-NB-IP-FG-JEA | Y | ALUMA FORM , FDA30-3/4-120-NB-IP-FG-JEA |  |  | 235.39 | 2007-02-26 08:20 | Anjanece | 25 | 60 | #VALUE! | #VALUE!
ALUMA FORM | FDA30-3/4-120-NB-IP-FG-JEA | Y | ALUMA FORM , FDA30-3/4-120-NB-IP-FG-JEA |  |  | 235.41 | 2007-02-26 08:20 | Anjanece | 25 | 60 | #VALUE! | #VALUE!
ALUMA FORM | FDA30-3/4-120-NB-IP-FG-JEA | Y | ALUMA FORM , FDA30-3/4-120-NB-IP-FG-JEA |  |  | 235.42 | 2007-02-26 08:20 | Anjanece | 25 | 60 | #VALUE! | #VALUE!
ALUMA FORM | FDA30-3/4-120-NB-IP-FG-JEA | Y | ALUMA FORM , FDA30-3/4-120-NB-IP-FG-JEA |  |  | 235.45 | 2007-02-26 08:20 | Anjanece | 25 | 60 | #VALUE! | #VALUE!
ALUMA FORM | FDA30-3/4-120-NB-IP-FG-JEA | Y | ALUMA FORM , FDA30-3/4-120-NB-IP-FG-JEA |  |  | 235.47 | 2007-02-26 08:20 | Anjanece | 25 | 60 | #VALUE! | #VALUE!
ALUMA FORM | FDA30-3/4-120-NB-IP-FG-JEA | Y | ALUMA FORM , FDA30-3/4-120-NB-IP-FG-JEA |  |  | 235.48 | 2007-02-26 08:20 | Anjanece | 25 | 60 | #VALUE! | #VALUE!
ALUMA FORM | FDA30-3/4-120-NB-IP-FG-JEA | Y | ALUMA FORM , FDA30-3/4-120-NB-IP-FG-JEA |  |  | 235.49 | 2007-02-26 08:20 | Anjanece | 25 | 60 | #VALUE! | #VALUE!
ALUMA FORM | FDA30-3/4-120-NB-IP-FG-JEA | Y | ALUMA FORM , FDA30-3/4-120-NB-IP-FG-JEA |  |  | 235.5 | 2007-02-26 08:20 | Anjanece | 25 | 60 | #VALUE! | #VALUE!
ALUMA FORM | FDA30-3/4-120-NB-IP-FG-JEA | Y | ALUMA FORM , FDA30-3/4-120-NB-IP-FG-JEA |  |  | 236.79 | 2007-02-26 08:20 | Anjanece | 25 | 60 | #VALUE! | #VALUE!
ALUMA FORM | FDA30-3/4-120-NB-IP-FG-JEA | Y | ALUMA FORM , FDA30-3/4-120-NB-IP-FG-JEA |  |  | 252.29 | 2007-02-26 08:20 | Anjanece | 25 | 60 | #VALUE! | #VALUE!
ALUMA FORM | FDA30-3/4-120-NB-IP-FG-JEA | Y | ALUMA FORM , FDA30-3/4-120-NB-IP-FG-JEA |  |  | 297.15 | 2007-02-26 08:20 | Anjanece | 25 | 60 | #VALUE! | #VALUE!
ALUMA FORM | FDA30-3/4-120-NB-IP-FG-JEA | Y | ALUMA FORM , FDA30-3/4-120-NB-IP-FG-JEA |  |  | 303.69 | 2007-02-26 08:20 | Anjanece | 25 | 60 | #VALUE! | #VALUE!
ALUMA FORM | FDA30-3/4-120-NB-IP-FG-JEA | Y | ALUMA FORM , FDA30-3/4-120-NB-IP-FG-JEA |  |  | 306.04 | 2007-02-26 08:20 | Anjanece | 25 | 60 | #VALUE! | #VALUE!
ALUMA FORM | FDA30-3/4-120-NB-IP-FG-JEA | Y | ALUMA FORM , FDA30-3/4-120-NB-IP-FG-JEA |  |  | 307.98 | 2007-02-26 08:20 | Anjanece | 25 | 60 | #VALUE! | #VALUE!
ALUMA FORM | FDA30-3/4-120-NB-IP-FG-JEA | Y | ALUMA FORM , FDA30-3/4-120-NB-IP-FG-JEA |  |  | 315.69 | 2007-02-26 08:20 | Anjanece | 25 | 60 | #VALUE! | #VALUE!
ALUMA FORM | FDA30-3/4-120-NB-IP-FG-JEA | Y | ALUMA FORM , FDA30-3/4-120-NB-IP-FG-JEA |  |  | 323.24 | 2007-02-26 08:20 | Anjanece | 25 | 60 | #VALUE! | #VALUE!
ALUMA FORM | FDA30-3/4-120-NB-IP-FG-JEA | Y | ALUMA FORM , FDA30-3/4-120-NB-IP-FG-JEA |  |  | 327.25 | 2007-02-26 08:20 | Anjanece | 25 | 60 | #VALUE! | #VALUE!
ALUMA FORM | FDA30-3/4-120-NB-IP-FG-JEA | Y | ALUMA FORM , FDA30-3/4-120-NB-IP-FG-JEA |  |  | 330.72 | 2007-02-26 08:20 | Anjanece | 25 | 60 | #VALUE! | #VALUE!
ALUMA FORM | FDA30-3/4-120-NB-IP-FG-JEA | Y | ALUMA FORM , FDA30-3/4-120-NB-IP-FG-JEA |  | Storm Stores | 0 | 2018-04-16 10:20 | Anjanece |  | 60 | #VALUE! | #VALUE!
ALUMA FORM | FDA30-3/4-120-NB-IP-FG-JEA | Y | ALUMA FORM , FDA30-3/4-120-NB-IP-FG-JEA |  |  | 220.86 | 2018-04-16 10:20 | Anjanece |  | 60 | #VALUE! | #VALUE!
ALUMA FORM | FDA30-3/4-120-NB-IP-FG-JEA | Y | ALUMA FORM , FDA30-3/4-120-NB-IP-FG-JEA |  |  | 231.95 | 2018-04-16 10:20 | Anjanece |  | 60 | #VALUE! | #VALUE!
ALUMA FORM | FDA30-3/4-120-NB-IP-FG-JEA | Y | ALUMA FORM , FDA30-3/4-120-NB-IP-FG-JEA |  |  | 237.77 | 2018-04-16 10:20 | Anjanece |  | 60 | #VALUE! | #VALUE!
ALUMA FORM | FDA30-3/4-120-NB-IP-FG-JEA | Y | ALUMA FORM , FDA30-3/4-120-NB-IP-FG-JEA |  |  | 243.79 | 2018-04-16 10:20 | Anjanece |  | 60 | #VALUE! | #VALUE!
ALUMA FORM | FDA30-3/4-120-NB-IP-FG-JEA | Y | ALUMA FORM , FDA30-3/4-120-NB-IP-FG-JEA |  |  | 278.51 | 2018-04-16 10:20 | Anjanece |  | 60 | #VALUE! | #VALUE!
ALUMA FORM | FDA30-3/4-120-NB-IP-FG-JEA | Y | ALUMA FORM , FDA30-3/4-120-NB-IP-FG-JEA |  |  | 285.94 | 2018-04-16 10:20 | Anjanece |  | 60 | #VALUE! | #VALUE!
MACLEAN POWER SYSTEMS | PY10SD526-JEA | Y | MACLEAN POWER SYSTEMS , PY10SD526-JEA | JEA OVERHEAD DISTRIBUTION | CSC Stores | 172.59 | 2007-02-26 08:20 | Anjanece | 25 | 60 | #VALUE! | #VALUE!
MACLEAN POWER SYSTEMS | PY10SD526-JEA | Y | MACLEAN POWER SYSTEMS , PY10SD526-JEA |  |  | 194.63 | 2007-02-26 08:20 | Anjanece | 25 | 60 | #VALUE! | #VALUE!
MACLEAN POWER SYSTEMS | PY10SD526-JEA | Y | MACLEAN POWER SYSTEMS , PY10SD526-JEA |  |  | 212.93 | 2007-02-26 08:20 | Anjanece | 25 | 60 | #VALUE! | #VALUE!
MACLEAN POWER SYSTEMS | PY10SD526-JEA | Y | MACLEAN POWER SYSTEMS , PY10SD526-JEA |  |  | 213.65 | 2007-02-26 08:20 | Anjanece | 25 | 60 | #VALUE! | #VALUE!
MACLEAN POWER SYSTEMS | PY10SD526-JEA | Y | MACLEAN POWER SYSTEMS , PY10SD526-JEA |  |  | 215.24 | 2007-02-26 08:20 | Anjanece | 25 | 60 | #VALUE! | #VALUE!
MACLEAN POWER SYSTEMS | PY10SD526-JEA | Y | MACLEAN POWER SYSTEMS , PY10SD526-JEA |  |  | 217.83 | 2007-02-26 08:20 | Anjanece | 25 | 60 | #VALUE! | #VALUE!
MACLEAN POWER SYSTEMS | PY10SD526-JEA | Y | MACLEAN POWER SYSTEMS , PY10SD526-JEA |  |  | 221.65 | 2007-02-26 08:20 | Anjanece | 25 | 60 | #VALUE! | #VALUE!
MACLEAN POWER SYSTEMS | PY10SD526-JEA | Y | MACLEAN POWER SYSTEMS , PY10SD526-JEA |  |  | 222.97 | 2007-02-26 08:20 | Anjanece | 25 | 60 | #VALUE! | #VALUE!
MACLEAN POWER SYSTEMS | PY10SD526-JEA | Y | MACLEAN POWER SYSTEMS , PY10SD526-JEA |  |  | 224.22 | 2007-02-26 08:20 | Anjanece | 25 | 60 | #VALUE! | #VALUE!
MACLEAN POWER SYSTEMS | PY10SD526-JEA | Y | MACLEAN POWER SYSTEMS , PY10SD526-JEA |  |  | 224.24 | 2007-02-26 08:20 | Anjanece | 25 | 60 | #VALUE! | #VALUE!
MACLEAN POWER SYSTEMS | PY10SD526-JEA | Y | MACLEAN POWER SYSTEMS , PY10SD526-JEA |  |  | 225.91 | 2007-02-26 08:20 | Anjanece | 25 | 60 | #VALUE! | #VALUE!
MACLEAN POWER SYSTEMS | PY10SD526-JEA | Y | MACLEAN POWER SYSTEMS , PY10SD526-JEA |  |  | 226.27 | 2007-02-26 08:20 | Anjanece | 25 | 60 | #VALUE! | #VALUE!
MACLEAN POWER SYSTEMS | PY10SD526-JEA | Y | MACLEAN POWER SYSTEMS , PY10SD526-JEA |  |  | 228.34 | 2007-02-26 08:20 | Anjanece | 25 | 60 | #VALUE! | #VALUE!
MACLEAN POWER SYSTEMS | PY10SD526-JEA | Y | MACLEAN POWER SYSTEMS , PY10SD526-JEA |  |  | 228.51 | 2007-02-26 08:20 | Anjanece | 25 | 60 | #VALUE! | #VALUE!
MACLEAN POWER SYSTEMS | PY10SD526-JEA | Y | MACLEAN POWER SYSTEMS , PY10SD526-JEA |  |  | 228.95 | 2007-02-26 08:20 | Anjanece | 25 | 60 | #VALUE! | #VALUE!
MACLEAN POWER SYSTEMS | PY10SD526-JEA | Y | MACLEAN POWER SYSTEMS , PY10SD526-JEA |  |  | 232.64 | 2007-02-26 08:20 | Anjanece | 25 | 60 | #VALUE! | #VALUE!
MACLEAN POWER SYSTEMS | PY10SD526-JEA | Y | MACLEAN POWER SYSTEMS , PY10SD526-JEA |  |  | 232.99 | 2007-02-26 08:20 | Anjanece | 25 | 60 | #VALUE! | #VALUE!
MACLEAN POWER SYSTEMS | PY10SD526-JEA | Y | MACLEAN POWER SYSTEMS , PY10SD526-JEA |  |  | 233 | 2007-02-26 08:20 | Anjanece | 25 | 60 | #VALUE! | #VALUE!
MACLEAN POWER SYSTEMS | PY10SD526-JEA | Y | MACLEAN POWER SYSTEMS , PY10SD526-JEA |  |  | 233.26 | 2007-02-26 08:20 | Anjanece | 25 | 60 | #VALUE! | #VALUE!
MACLEAN POWER SYSTEMS | PY10SD526-JEA | Y | MACLEAN POWER SYSTEMS , PY10SD526-JEA |  |  | 233.48 | 2007-02-26 08:20 | Anjanece | 25 | 60 | #VALUE! | #VALUE!
MACLEAN POWER SYSTEMS | PY10SD526-JEA | Y | MACLEAN POWER SYSTEMS , PY10SD526-JEA |  |  | 234.72 | 2007-02-26 08:20 | Anjanece | 25 | 60 | #VALUE! | #VALUE!
MACLEAN POWER SYSTEMS | PY10SD526-JEA | Y | MACLEAN POWER SYSTEMS , PY10SD526-JEA |  |  | 234.98 | 2007-02-26 08:20 | Anjanece | 25 | 60 | #VALUE! | #VALUE!
MACLEAN POWER SYSTEMS | PY10SD526-JEA | Y | MACLEAN POWER SYSTEMS , PY10SD526-JEA |  |  | 235.34 | 2007-02-26 08:20 | Anjanece | 25 | 60 | #VALUE! | #VALUE!
MACLEAN POWER SYSTEMS | PY10SD526-JEA | Y | MACLEAN POWER SYSTEMS , PY10SD526-JEA |  |  | 235.38 | 2007-02-26 08:20 | Anjanece | 25 | 60 | #VALUE! | #VALUE!
MACLEAN POWER SYSTEMS | PY10SD526-JEA | Y | MACLEAN POWER SYSTEMS , PY10SD526-JEA |  |  | 235.39 | 2007-02-26 08:20 | Anjanece | 25 | 60 | #VALUE! | #VALUE!
MACLEAN POWER SYSTEMS | PY10SD526-JEA | Y | MACLEAN POWER SYSTEMS , PY10SD526-JEA |  |  | 235.41 | 2007-02-26 08:20 | Anjanece | 25 | 60 | #VALUE! | #VALUE!
MACLEAN POWER SYSTEMS | PY10SD526-JEA | Y | MACLEAN POWER SYSTEMS , PY10SD526-JEA |  |  | 235.42 | 2007-02-26 08:20 | Anjanece | 25 | 60 | #VALUE! | #VALUE!
MACLEAN POWER SYSTEMS | PY10SD526-JEA | Y | MACLEAN POWER SYSTEMS , PY10SD526-JEA |  |  | 235.45 | 2007-02-26 08:20 | Anjanece | 25 | 60 | #VALUE! | #VALUE!
MACLEAN POWER SYSTEMS | PY10SD526-JEA | Y | MACLEAN POWER SYSTEMS , PY10SD526-JEA |  |  | 235.47 | 2007-02-26 08:20 | Anjanece | 25 | 60 | #VALUE! | #VALUE!
MACLEAN POWER SYSTEMS | PY10SD526-JEA | Y | MACLEAN POWER SYSTEMS , PY10SD526-JEA |  |  | 235.48 | 2007-02-26 08:20 | Anjanece | 25 | 60 | #VALUE! | #VALUE!
MACLEAN POWER SYSTEMS | PY10SD526-JEA | Y | MACLEAN POWER SYSTEMS , PY10SD526-JEA |  |  | 235.49 | 2007-02-26 08:20 | Anjanece | 25 | 60 | #VALUE! | #VALUE!
MACLEAN POWER SYSTEMS | PY10SD526-JEA | Y | MACLEAN POWER SYSTEMS , PY10SD526-JEA |  |  | 235.5 | 2007-02-26 08:20 | Anjanece | 25 | 60 | #VALUE! | #VALUE!
MACLEAN POWER SYSTEMS | PY10SD526-JEA | Y | MACLEAN POWER SYSTEMS , PY10SD526-JEA |  |  | 236.79 | 2007-02-26 08:20 | Anjanece | 25 | 60 | #VALUE! | #VALUE!
MACLEAN POWER SYSTEMS | PY10SD526-JEA | Y | MACLEAN POWER SYSTEMS , PY10SD526-JEA |  |  | 252.29 | 2007-02-26 08:20 | Anjanece | 25 | 60 | #VALUE! | #VALUE!
MACLEAN POWER SYSTEMS | PY10SD526-JEA | Y | MACLEAN POWER SYSTEMS , PY10SD526-JEA |  |  | 297.15 | 2007-02-26 08:20 | Anjanece | 25 | 60 | #VALUE! | #VALUE!
MACLEAN POWER SYSTEMS | PY10SD526-JEA | Y | MACLEAN POWER SYSTEMS , PY10SD526-JEA |  |  | 303.69 | 2007-02-26 08:20 | Anjanece | 25 | 60 | #VALUE! | #VALUE!
MACLEAN POWER SYSTEMS | PY10SD526-JEA | Y | MACLEAN POWER SYSTEMS , PY10SD526-JEA |  |  | 306.04 | 2007-02-26 08:20 | Anjanece | 25 | 60 | #VALUE! | #VALUE!
MACLEAN POWER SYSTEMS | PY10SD526-JEA | Y | MACLEAN POWER SYSTEMS , PY10SD526-JEA |  |  | 307.98 | 2007-02-26 08:20 | Anjanece | 25 | 60 | #VALUE! | #VALUE!
MACLEAN POWER SYSTEMS | PY10SD526-JEA | Y | MACLEAN POWER SYSTEMS , PY10SD526-JEA |  |  | 315.69 | 2007-02-26 08:20 | Anjanece | 25 | 60 | #VALUE! | #VALUE!
MACLEAN POWER SYSTEMS | PY10SD526-JEA | Y | MACLEAN POWER SYSTEMS , PY10SD526-JEA |  |  | 323.24 | 2007-02-26 08:20 | Anjanece | 25 | 60 | #VALUE! | #VALUE!
MACLEAN POWER SYSTEMS | PY10SD526-JEA | Y | MACLEAN POWER SYSTEMS , PY10SD526-JEA |  |  | 327.25 | 2007-02-26 08:20 | Anjanece | 25 | 60 | #VALUE! | #VALUE!
MACLEAN POWER SYSTEMS | PY10SD526-JEA | Y | MACLEAN POWER SYSTEMS , PY10SD526-JEA |  |  | 330.72 | 2007-02-26 08:20 | Anjanece | 25 | 60 | #VALUE! | #VALUE!
MACLEAN POWER SYSTEMS | PY10SD526-JEA | Y | MACLEAN POWER SYSTEMS , PY10SD526-JEA |  | Storm Stores | 0 | 2018-04-16 10:20 | Anjanece |  | 60 | #VALUE! | #VALUE!
MACLEAN POWER SYSTEMS | PY10SD526-JEA | Y | MACLEAN POWER SYSTEMS , PY10SD526-JEA |  |  | 220.86 | 2018-04-16 10:20 | Anjanece |  | 60 | #VALUE! | #VALUE!
MACLEAN POWER SYSTEMS | PY10SD526-JEA | Y | MACLEAN POWER SYSTEMS , PY10SD526-JEA |  |  | 231.95 | 2018-04-16 10:20 | Anjanece |  | 60 | #VALUE! | #VALUE!
MACLEAN POWER SYSTEMS | PY10SD526-JEA | Y | MACLEAN POWER SYSTEMS , PY10SD526-JEA |  |  | 237.77 | 2018-04-16 10:20 | Anjanece |  | 60 | #VALUE! | #VALUE!
MACLEAN POWER SYSTEMS | PY10SD526-JEA | Y | MACLEAN POWER SYSTEMS , PY10SD526-JEA |  |  | 243.79 | 2018-04-16 10:20 | Anjanece |  | 60 | #VALUE! | #VALUE!
MACLEAN POWER SYSTEMS | PY10SD526-JEA | Y | MACLEAN POWER SYSTEMS , PY10SD526-JEA |  |  | 278.51 | 2018-04-16 10:20 | Anjanece |  | 60 | #VALUE! | #VALUE!
MACLEAN POWER SYSTEMS | PY10SD526-JEA | Y | MACLEAN POWER SYSTEMS , PY10SD526-JEA |  |  | 285.94 | 2018-04-16 10:20 | Anjanece |  | 60 | #VALUE! | #VALUE!
PUPI | DA3000120X3JE12 | Y | PUPI , DA3000120X3JE12 | JEA OVERHEAD DISTRIBUTION | CSC Stores | 172.59 | 2007-02-26 08:20 | Anjanece | 25 | 60 | #VALUE! | #VALUE!
PUPI | DA3000120X3JE12 | Y | PUPI , DA3000120X3JE12 |  |  | 194.63 | 2007-02-26 08:20 | Anjanece | 25 | 60 | #VALUE! | #VALUE!
PUPI | DA3000120X3JE12 | Y | PUPI , DA3000120X3JE12 |  |  | 212.93 | 2007-02-26 08:20 | Anjanece | 25 | 60 | #VALUE! | #VALUE!
PUPI | DA3000120X3JE12 | Y | PUPI , DA3000120X3JE12 |  |  | 213.65 | 2007-02-26 08:20 | Anjanece | 25 | 60 | #VALUE! | #VALUE!
PUPI | DA3000120X3JE12 | Y | PUPI , DA3000120X3JE12 |  |  | 215.24 | 2007-02-26 08:20 | Anjanece | 25 | 60 | #VALUE! | #VALUE!
PUPI | DA3000120X3JE12 | Y | PUPI , DA3000120X3JE12 |  |  | 217.83 | 2007-02-26 08:20 | Anjanece | 25 | 60 | #VALUE! | #VALUE!
PUPI | DA3000120X3JE12 | Y | PUPI , DA3000120X3JE12 |  |  | 221.65 | 2007-02-26 08:20 | Anjanece | 25 | 60 | #VALUE! | #VALUE!
PUPI | DA3000120X3JE12 | Y | PUPI , DA3000120X3JE12 |  |  | 222.97 | 2007-02-26 08:20 | Anjanece | 25 | 60 | #VALUE! | #VALUE!
PUPI | DA3000120X3JE12 | Y | PUPI , DA3000120X3JE12 |  |  | 224.22 | 2007-02-26 08:20 | Anjanece | 25 | 60 | #VALUE! | #VALUE!
PUPI | DA3000120X3JE12 | Y | PUPI , DA3000120X3JE12 |  |  | 224.24 | 2007-02-26 08:20 | Anjanece | 25 | 60 | #VALUE! | #VALUE!
PUPI | DA3000120X3JE12 | Y | PUPI , DA3000120X3JE12 |  |  | 225.91 | 2007-02-26 08:20 | Anjanece | 25 | 60 | #VALUE! | #VALUE!
PUPI | DA3000120X3JE12 | Y | PUPI , DA3000120X3JE12 |  |  | 226.27 | 2007-02-26 08:20 | Anjanece | 25 | 60 | #VALUE! | #VALUE!
PUPI | DA3000120X3JE12 | Y | PUPI , DA3000120X3JE12 |  |  | 228.34 | 2007-02-26 08:20 | Anjanece | 25 | 60 | #VALUE! | #VALUE!
PUPI | DA3000120X3JE12 | Y | PUPI , DA3000120X3JE12 |  |  | 228.51 | 2007-02-26 08:20 | Anjanece | 25 | 60 | #VALUE! | #VALUE!
PUPI | DA3000120X3JE12 | Y | PUPI , DA3000120X3JE12 |  |  | 228.95 | 2007-02-26 08:20 | Anjanece | 25 | 60 | #VALUE! | #VALUE!
PUPI | DA3000120X3JE12 | Y | PUPI , DA3000120X3JE12 |  |  | 232.64 | 2007-02-26 08:20 | Anjanece | 25 | 60 | #VALUE! | #VALUE!
PUPI | DA3000120X3JE12 | Y | PUPI , DA3000120X3JE12 |  |  | 232.99 | 2007-02-26 08:20 | Anjanece | 25 | 60 | #VALUE! | #VALUE!
PUPI | DA3000120X3JE12 | Y | PUPI , DA3000120X3JE12 |  |  | 233 | 2007-02-26 08:20 | Anjanece | 25 | 60 | #VALUE! | #VALUE!
PUPI | DA3000120X3JE12 | Y | PUPI , DA3000120X3JE12 |  |  | 233.26 | 2007-02-26 08:20 | Anjanece | 25 | 60 | #VALUE! | #VALUE!
PUPI | DA3000120X3JE12 | Y | PUPI , DA3000120X3JE12 |  |  | 233.48 | 2007-02-26 08:20 | Anjanece | 25 | 60 | #VALUE! | #VALUE!
PUPI | DA3000120X3JE12 | Y | PUPI , DA3000120X3JE12 |  |  | 234.72 | 2007-02-26 08:20 | Anjanece | 25 | 60 | #VALUE! | #VALUE!
PUPI | DA3000120X3JE12 | Y | PUPI , DA3000120X3JE12 |  |  | 234.98 | 2007-02-26 08:20 | Anjanece | 25 | 60 | #VALUE! | #VALUE!
PUPI | DA3000120X3JE12 | Y | PUPI , DA3000120X3JE12 |  |  | 235.34 | 2007-02-26 08:20 | Anjanece | 25 | 60 | #VALUE! | #VALUE!
PUPI | DA3000120X3JE12 | Y | PUPI , DA3000120X3JE12 |  |  | 235.38 | 2007-02-26 08:20 | Anjanece | 25 | 60 | #VALUE! | #VALUE!
PUPI | DA3000120X3JE12 | Y | PUPI , DA3000120X3JE12 |  |  | 235.39 | 2007-02-26 08:20 | Anjanece | 25 | 60 | #VALUE! | #VALUE!
PUPI | DA3000120X3JE12 | Y | PUPI , DA3000120X3JE12 |  |  | 235.41 | 2007-02-26 08:20 | Anjanece | 25 | 60 | #VALUE! | #VALUE!
PUPI | DA3000120X3JE12 | Y | PUPI , DA3000120X3JE12 |  |  | 235.42 | 2007-02-26 08:20 | Anjanece | 25 | 60 | #VALUE! | #VALUE!
PUPI | DA3000120X3JE12 | Y | PUPI , DA3000120X3JE12 |  |  | 235.45 | 2007-02-26 08:20 | Anjanece | 25 | 60 | #VALUE! | #VALUE!
PUPI | DA3000120X3JE12 | Y | PUPI , DA3000120X3JE12 |  |  | 235.47 | 2007-02-26 08:20 | Anjanece | 25 | 60 | #VALUE! | #VALUE!
PUPI | DA3000120X3JE12 | Y | PUPI , DA3000120X3JE12 |  |  | 235.48 | 2007-02-26 08:20 | Anjanece | 25 | 60 | #VALUE! | #VALUE!
PUPI | DA3000120X3JE12 | Y | PUPI , DA3000120X3JE12 |  |  | 235.49 | 2007-02-26 08:20 | Anjanece | 25 | 60 | #VALUE! | #VALUE!
PUPI | DA3000120X3JE12 | Y | PUPI , DA3000120X3JE12 |  |  | 235.5 | 2007-02-26 08:20 | Anjanece | 25 | 60 | #VALUE! | #VALUE!
PUPI | DA3000120X3JE12 | Y | PUPI , DA3000120X3JE12 |  |  | 236.79 | 2007-02-26 08:20 | Anjanece | 25 | 60 | #VALUE! | #VALUE!
PUPI | DA3000120X3JE12 | Y | PUPI , DA3000120X3JE12 |  |  | 252.29 | 2007-02-26 08:20 | Anjanece | 25 | 60 | #VALUE! | #VALUE!
PUPI | DA3000120X3JE12 | Y | PUPI , DA3000120X3JE12 |  |  | 297.15 | 2007-02-26 08:20 | Anjanece | 25 | 60 | #VALUE! | #VALUE!
PUPI | DA3000120X3JE12 | Y | PUPI , DA3000120X3JE12 |  |  | 303.69 | 2007-02-26 08:20 | Anjanece | 25 | 60 | #VALUE! | #VALUE!
PUPI | DA3000120X3JE12 | Y | PUPI , DA3000120X3JE12 |  |  | 306.04 | 2007-02-26 08:20 | Anjanece | 25 | 60 | #VALUE! | #VALUE!
PUPI | DA3000120X3JE12 | Y | PUPI , DA3000120X3JE12 |  |  | 307.98 | 2007-02-26 08:20 | Anjanece | 25 | 60 | #VALUE! | #VALUE!
PUPI | DA3000120X3JE12 | Y | PUPI , DA3000120X3JE12 |  |  | 315.69 | 2007-02-26 08:20 | Anjanece | 25 | 60 | #VALUE! | #VALUE!
PUPI | DA3000120X3JE12 | Y | PUPI , DA3000120X3JE12 |  |  | 323.24 | 2007-02-26 08:20 | Anjanece | 25 | 60 | #VALUE! | #VALUE!
PUPI | DA3000120X3JE12 | Y | PUPI , DA3000120X3JE12 |  |  | 327.25 | 2007-02-26 08:20 | Anjanece | 25 | 60 | #VALUE! | #VALUE!
PUPI | DA3000120X3JE12 | Y | PUPI , DA3000120X3JE12 |  |  | 330.72 | 2007-02-26 08:20 | Anjanece | 25 | 60 | #VALUE! | #VALUE!
PUPI | DA3000120X3JE12 | Y | PUPI , DA3000120X3JE12 |  | Storm Stores | 0 | 2018-04-16 10:20 | Anjanece |  | 60 | #VALUE! | #VALUE!
PUPI | DA3000120X3JE12 | Y | PUPI , DA3000120X3JE12 |  |  | 220.86 | 2018-04-16 10:20 | Anjanece |  | 60 | #VALUE! | #VALUE!
PUPI | DA3000120X3JE12 | Y | PUPI , DA3000120X3JE12 |  |  | 231.95 | 2018-04-16 10:20 | Anjanece |  | 60 | #VALUE! | #VALUE!
PUPI | DA3000120X3JE12 | Y | PUPI , DA3000120X3JE12 |  |  | 237.77 | 2018-04-16 10:20 | Anjanece |  | 60 | #VALUE! | #VALUE!
PUPI | DA3000120X3JE12 | Y | PUPI , DA3000120X3JE12 |  |  | 243.79 | 2018-04-16 10:20 | Anjanece |  | 60 | #VALUE! | #VALUE!
PUPI | DA3000120X3JE12 | Y | PUPI , DA3000120X3JE12 |  |  | 278.51 | 2018-04-16 10:20 | Anjanece |  | 60 | #VALUE! | #VALUE!
PUPI | DA3000120X3JE12 | Y | PUPI , DA3000120X3JE12 |  |  | 285.94 | 2018-04-16 10:20 | Anjanece |  | 60 | #VALUE! | #VALUE!
ALUMA FORM | FTA20-4-120-A-IP-JEA | Y | ALUMA FORM , FTA20-4-120-A-IP-JEA | JEA OVERHEAD DISTRIBUTION | CSC Stores | 100 | 2010-03-15 06:40 | Anjanece | 35 | 100 | #VALUE! | #VALUE!
ALUMA FORM | FTA20-4-120-A-IP-JEA | Y | ALUMA FORM , FTA20-4-120-A-IP-JEA |  |  | 105.03 | 2010-03-15 06:40 | Anjanece | 35 | 100 | #VALUE! | #VALUE!
ALUMA FORM | FTA20-4-120-A-IP-JEA | Y | ALUMA FORM , FTA20-4-120-A-IP-JEA |  |  | 105.24 | 2010-03-15 06:40 | Anjanece | 35 | 100 | #VALUE! | #VALUE!
ALUMA FORM | FTA20-4-120-A-IP-JEA | Y | ALUMA FORM , FTA20-4-120-A-IP-JEA |  |  | 105.38 | 2010-03-15 06:40 | Anjanece | 35 | 100 | #VALUE! | #VALUE!
ALUMA FORM | FTA20-4-120-A-IP-JEA | Y | ALUMA FORM , FTA20-4-120-A-IP-JEA |  |  | 106.31 | 2010-03-15 06:40 | Anjanece | 35 | 100 | #VALUE! | #VALUE!
ALUMA FORM | FTA20-4-120-A-IP-JEA | Y | ALUMA FORM , FTA20-4-120-A-IP-JEA |  |  | 106.35 | 2010-03-15 06:40 | Anjanece | 35 | 100 | #VALUE! | #VALUE!
ALUMA FORM | FTA20-4-120-A-IP-JEA | Y | ALUMA FORM , FTA20-4-120-A-IP-JEA |  |  | 107.21 | 2010-03-15 06:40 | Anjanece | 35 | 100 | #VALUE! | #VALUE!
ALUMA FORM | FTA20-4-120-A-IP-JEA | Y | ALUMA FORM , FTA20-4-120-A-IP-JEA |  |  | 107.96 | 2010-03-15 06:40 | Anjanece | 35 | 100 | #VALUE! | #VALUE!
ALUMA FORM | FTA20-4-120-A-IP-JEA | Y | ALUMA FORM , FTA20-4-120-A-IP-JEA |  |  | 108.32 | 2010-03-15 06:40 | Anjanece | 35 | 100 | #VALUE! | #VALUE!
ALUMA FORM | FTA20-4-120-A-IP-JEA | Y | ALUMA FORM , FTA20-4-120-A-IP-JEA |  |  | 108.34 | 2010-03-15 06:40 | Anjanece | 35 | 100 | #VALUE! | #VALUE!
ALUMA FORM | FTA20-4-120-A-IP-JEA | Y | ALUMA FORM , FTA20-4-120-A-IP-JEA |  |  | 108.35 | 2010-03-15 06:40 | Anjanece | 35 | 100 | #VALUE! | #VALUE!
ALUMA FORM | FTA20-4-120-A-IP-JEA | Y | ALUMA FORM , FTA20-4-120-A-IP-JEA |  |  | 108.52 | 2010-03-15 06:40 | Anjanece | 35 | 100 | #VALUE! | #VALUE!
ALUMA FORM | FTA20-4-120-A-IP-JEA | Y | ALUMA FORM , FTA20-4-120-A-IP-JEA |  |  | 108.54 | 2010-03-15 06:40 | Anjanece | 35 | 100 | #VALUE! | #VALUE!
ALUMA FORM | FTA20-4-120-A-IP-JEA | Y | ALUMA FORM , FTA20-4-120-A-IP-JEA |  |  | 108.6 | 2010-03-15 06:40 | Anjanece | 35 | 100 | #VALUE! | #VALUE!
ALUMA FORM | FTA20-4-120-A-IP-JEA | Y | ALUMA FORM , FTA20-4-120-A-IP-JEA |  |  | 108.63 | 2010-03-15 06:40 | Anjanece | 35 | 100 | #VALUE! | #VALUE!
ALUMA FORM | FTA20-4-120-A-IP-JEA | Y | ALUMA FORM , FTA20-4-120-A-IP-JEA |  |  | 108.64 | 2010-03-15 06:40 | Anjanece | 35 | 100 | #VALUE! | #VALUE!
ALUMA FORM | FTA20-4-120-A-IP-JEA | Y | ALUMA FORM , FTA20-4-120-A-IP-JEA |  |  | 108.65 | 2010-03-15 06:40 | Anjanece | 35 | 100 | #VALUE! | #VALUE!
ALUMA FORM | FTA20-4-120-A-IP-JEA | Y | ALUMA FORM , FTA20-4-120-A-IP-JEA |  |  | 108.82 | 2010-03-15 06:40 | Anjanece | 35 | 100 | #VALUE! | #VALUE!
ALUMA FORM | FTA20-4-120-A-IP-JEA | Y | ALUMA FORM , FTA20-4-120-A-IP-JEA |  |  | 108.92 | 2010-03-15 06:40 | Anjanece | 35 | 100 | #VALUE! | #VALUE!
ALUMA FORM | FTA20-4-120-A-IP-JEA | Y | ALUMA FORM , FTA20-4-120-A-IP-JEA |  |  | 110 | 2010-03-15 06:40 | Anjanece | 35 | 100 | #VALUE! | #VALUE!
ALUMA FORM | FTA20-4-120-A-IP-JEA | Y | ALUMA FORM , FTA20-4-120-A-IP-JEA |  |  | 114.04 | 2010-03-15 06:40 | Anjanece | 35 | 100 | #VALUE! | #VALUE!
ALUMA FORM | FTA20-4-120-A-IP-JEA | Y | ALUMA FORM , FTA20-4-120-A-IP-JEA |  |  | 125.41 | 2010-03-15 06:40 | Anjanece | 35 | 100 | #VALUE! | #VALUE!
ALUMA FORM | FTA20-4-120-A-IP-JEA | Y | ALUMA FORM , FTA20-4-120-A-IP-JEA |  |  | 130.87 | 2010-03-15 06:40 | Anjanece | 35 | 100 | #VALUE! | #VALUE!
ALUMA FORM | FTA20-4-120-A-IP-JEA | Y | ALUMA FORM , FTA20-4-120-A-IP-JEA |  |  | 137.07 | 2010-03-15 06:40 | Anjanece | 35 | 100 | #VALUE! | #VALUE!
ALUMA FORM | FTA20-4-120-A-IP-JEA | Y | ALUMA FORM , FTA20-4-120-A-IP-JEA |  |  | 174.47 | 2010-03-15 06:40 | Anjanece | 35 | 100 | #VALUE! | #VALUE!
ALUMA FORM | FTA20-4-120-A-IP-JEA | Y | ALUMA FORM , FTA20-4-120-A-IP-JEA |  |  | 186.6 | 2010-03-15 06:40 | Anjanece | 35 | 100 | #VALUE! | #VALUE!
ALUMA FORM | FTA20-4-120-A-IP-JEA | Y | ALUMA FORM , FTA20-4-120-A-IP-JEA |  |  | 189.91 | 2010-03-15 06:40 | Anjanece | 35 | 100 | #VALUE! | #VALUE!
ALUMA FORM | FTA20-4-120-A-IP-JEA | Y | ALUMA FORM , FTA20-4-120-A-IP-JEA |  |  | 190.6 | 2010-03-15 06:40 | Anjanece | 35 | 100 | #VALUE! | #VALUE!
ALUMA FORM | FTA20-4-120-A-IP-JEA | Y | ALUMA FORM , FTA20-4-120-A-IP-JEA |  |  | 191.27 | 2010-03-15 06:40 | Anjanece | 35 | 100 | #VALUE! | #VALUE!
ALUMA FORM | FTA20-4-120-A-IP-JEA | Y | ALUMA FORM , FTA20-4-120-A-IP-JEA |  |  | 192.08 | 2010-03-15 06:40 | Anjanece | 35 | 100 | #VALUE! | #VALUE!
ALUMA FORM | FTA20-4-120-A-IP-JEA | Y | ALUMA FORM , FTA20-4-120-A-IP-JEA |  |  | 195.04 | 2010-03-15 06:40 | Anjanece | 35 | 100 | #VALUE! | #VALUE!
ALUMA FORM | FTA20-4-120-A-IP-JEA | Y | ALUMA FORM , FTA20-4-120-A-IP-JEA |  |  | 195.13 | 2010-03-15 06:40 | Anjanece | 35 | 100 | #VALUE! | #VALUE!
MACLEAN POWER SYSTEMS | PS10ST393-I | Y | MACLEAN POWER SYSTEMS , PS10ST393-I | JEA OVERHEAD DISTRIBUTION | CSC Stores | 100 | 2010-03-15 06:40 | Anjanece | 35 | 100 | #VALUE! | #VALUE!
MACLEAN POWER SYSTEMS | PS10ST393-I | Y | MACLEAN POWER SYSTEMS , PS10ST393-I |  |  | 105.03 | 2010-03-15 06:40 | Anjanece | 35 | 100 | #VALUE! | #VALUE!
MACLEAN POWER SYSTEMS | PS10ST393-I | Y | MACLEAN POWER SYSTEMS , PS10ST393-I |  |  | 105.24 | 2010-03-15 06:40 | Anjanece | 35 | 100 | #VALUE! | #VALUE!
MACLEAN POWER SYSTEMS | PS10ST393-I | Y | MACLEAN POWER SYSTEMS , PS10ST393-I |  |  | 105.38 | 2010-03-15 06:40 | Anjanece | 35 | 100 | #VALUE! | #VALUE!
MACLEAN POWER SYSTEMS | PS10ST393-I | Y | MACLEAN POWER SYSTEMS , PS10ST393-I |  |  | 106.31 | 2010-03-15 06:40 | Anjanece | 35 | 100 | #VALUE! | #VALUE!
MACLEAN POWER SYSTEMS | PS10ST393-I | Y | MACLEAN POWER SYSTEMS , PS10ST393-I |  |  | 106.35 | 2010-03-15 06:40 | Anjanece | 35 | 100 | #VALUE! | #VALUE!
MACLEAN POWER SYSTEMS | PS10ST393-I | Y | MACLEAN POWER SYSTEMS , PS10ST393-I |  |  | 107.21 | 2010-03-15 06:40 | Anjanece | 35 | 100 | #VALUE! | #VALUE!
MACLEAN POWER SYSTEMS | PS10ST393-I | Y | MACLEAN POWER SYSTEMS , PS10ST393-I |  |  | 107.96 | 2010-03-15 06:40 | Anjanece | 35 | 100 | #VALUE! | #VALUE!
MACLEAN POWER SYSTEMS | PS10ST393-I | Y | MACLEAN POWER SYSTEMS , PS10ST393-I |  |  | 108.32 | 2010-03-15 06:40 | Anjanece | 35 | 100 | #VALUE! | #VALUE!
MACLEAN POWER SYSTEMS | PS10ST393-I | Y | MACLEAN POWER SYSTEMS , PS10ST393-I |  |  | 108.34 | 2010-03-15 06:40 | Anjanece | 35 | 100 | #VALUE! | #VALUE!
MACLEAN POWER SYSTEMS | PS10ST393-I | Y | MACLEAN POWER SYSTEMS , PS10ST393-I |  |  | 108.35 | 2010-03-15 06:40 | Anjanece | 35 | 100 | #VALUE! | #VALUE!
MACLEAN POWER SYSTEMS | PS10ST393-I | Y | MACLEAN POWER SYSTEMS , PS10ST393-I |  |  | 108.52 | 2010-03-15 06:40 | Anjanece | 35 | 100 | #VALUE! | #VALUE!
MACLEAN POWER SYSTEMS | PS10ST393-I | Y | MACLEAN POWER SYSTEMS , PS10ST393-I |  |  | 108.54 | 2010-03-15 06:40 | Anjanece | 35 | 100 | #VALUE! | #VALUE!
MACLEAN POWER SYSTEMS | PS10ST393-I | Y | MACLEAN POWER SYSTEMS , PS10ST393-I |  |  | 108.6 | 2010-03-15 06:40 | Anjanece | 35 | 100 | #VALUE! | #VALUE!
MACLEAN POWER SYSTEMS | PS10ST393-I | Y | MACLEAN POWER SYSTEMS , PS10ST393-I |  |  | 108.63 | 2010-03-15 06:40 | Anjanece | 35 | 100 | #VALUE! | #VALUE!
MACLEAN POWER SYSTEMS | PS10ST393-I | Y | MACLEAN POWER SYSTEMS , PS10ST393-I |  |  | 108.64 | 2010-03-15 06:40 | Anjanece | 35 | 100 | #VALUE! | #VALUE!
MACLEAN POWER SYSTEMS | PS10ST393-I | Y | MACLEAN POWER SYSTEMS , PS10ST393-I |  |  | 108.65 | 2010-03-15 06:40 | Anjanece | 35 | 100 | #VALUE! | #VALUE!
MACLEAN POWER SYSTEMS | PS10ST393-I | Y | MACLEAN POWER SYSTEMS , PS10ST393-I |  |  | 108.82 | 2010-03-15 06:40 | Anjanece | 35 | 100 | #VALUE! | #VALUE!
MACLEAN POWER SYSTEMS | PS10ST393-I | Y | MACLEAN POWER SYSTEMS , PS10ST393-I |  |  | 108.92 | 2010-03-15 06:40 | Anjanece | 35 | 100 | #VALUE! | #VALUE!
MACLEAN POWER SYSTEMS | PS10ST393-I | Y | MACLEAN POWER SYSTEMS , PS10ST393-I |  |  | 110 | 2010-03-15 06:40 | Anjanece | 35 | 100 | #VALUE! | #VALUE!
MACLEAN POWER SYSTEMS | PS10ST393-I | Y | MACLEAN POWER SYSTEMS , PS10ST393-I |  |  | 114.04 | 2010-03-15 06:40 | Anjanece | 35 | 100 | #VALUE! | #VALUE!
MACLEAN POWER SYSTEMS | PS10ST393-I | Y | MACLEAN POWER SYSTEMS , PS10ST393-I |  |  | 125.41 | 2010-03-15 06:40 | Anjanece | 35 | 100 | #VALUE! | #VALUE!
MACLEAN POWER SYSTEMS | PS10ST393-I | Y | MACLEAN POWER SYSTEMS , PS10ST393-I |  |  | 130.87 | 2010-03-15 06:40 | Anjanece | 35 | 100 | #VALUE! | #VALUE!
MACLEAN POWER SYSTEMS | PS10ST393-I | Y | MACLEAN POWER SYSTEMS , PS10ST393-I |  |  | 137.07 | 2010-03-15 06:40 | Anjanece | 35 | 100 | #VALUE! | #VALUE!
MACLEAN POWER SYSTEMS | PS10ST393-I | Y | MACLEAN POWER SYSTEMS , PS10ST393-I |  |  | 174.47 | 2010-03-15 06:40 | Anjanece | 35 | 100 | #VALUE! | #VALUE!
MACLEAN POWER SYSTEMS | PS10ST393-I | Y | MACLEAN POWER SYSTEMS , PS10ST393-I |  |  | 186.6 | 2010-03-15 06:40 | Anjanece | 35 | 100 | #VALUE! | #VALUE!
MACLEAN POWER SYSTEMS | PS10ST393-I | Y | MACLEAN POWER SYSTEMS , PS10ST393-I |  |  | 189.91 | 2010-03-15 06:40 | Anjanece | 35 | 100 | #VALUE! | #VALUE!
MACLEAN POWER SYSTEMS | PS10ST393-I | Y | MACLEAN POWER SYSTEMS , PS10ST393-I |  |  | 190.6 | 2010-03-15 06:40 | Anjanece | 35 | 100 | #VALUE! | #VALUE!
MACLEAN POWER SYSTEMS | PS10ST393-I | Y | MACLEAN POWER SYSTEMS , PS10ST393-I |  |  | 191.27 | 2010-03-15 06:40 | Anjanece | 35 | 100 | #VALUE! | #VALUE!
MACLEAN POWER SYSTEMS | PS10ST393-I | Y | MACLEAN POWER SYSTEMS , PS10ST393-I |  |  | 192.08 | 2010-03-15 06:40 | Anjanece | 35 | 100 | #VALUE! | #VALUE!
MACLEAN POWER SYSTEMS | PS10ST393-I | Y | MACLEAN POWER SYSTEMS , PS10ST393-I |  |  | 195.04 | 2010-03-15 06:40 | Anjanece | 35 | 100 | #VALUE! | #VALUE!
MACLEAN POWER SYSTEMS | PS10ST393-I | Y | MACLEAN POWER SYSTEMS , PS10ST393-I |  |  | 195.13 | 2010-03-15 06:40 | Anjanece | 35 | 100 | #VALUE! | #VALUE!
PUPI | TB2200120JE12 | Y | PUPI , TB2200120JE12 | JEA OVERHEAD DISTRIBUTION | CSC Stores | 100 | 2010-03-15 06:40 | Anjanece | 35 | 100 | #VALUE! | #VALUE!
PUPI | TB2200120JE12 | Y | PUPI , TB2200120JE12 |  |  | 105.03 | 2010-03-15 06:40 | Anjanece | 35 | 100 | #VALUE! | #VALUE!
PUPI | TB2200120JE12 | Y | PUPI , TB2200120JE12 |  |  | 105.24 | 2010-03-15 06:40 | Anjanece | 35 | 100 | #VALUE! | #VALUE!
PUPI | TB2200120JE12 | Y | PUPI , TB2200120JE12 |  |  | 105.38 | 2010-03-15 06:40 | Anjanece | 35 | 100 | #VALUE! | #VALUE!
PUPI | TB2200120JE12 | Y | PUPI , TB2200120JE12 |  |  | 106.31 | 2010-03-15 06:40 | Anjanece | 35 | 100 | #VALUE! | #VALUE!
PUPI | TB2200120JE12 | Y | PUPI , TB2200120JE12 |  |  | 106.35 | 2010-03-15 06:40 | Anjanece | 35 | 100 | #VALUE! | #VALUE!
PUPI | TB2200120JE12 | Y | PUPI , TB2200120JE12 |  |  | 107.21 | 2010-03-15 06:40 | Anjanece | 35 | 100 | #VALUE! | #VALUE!
PUPI | TB2200120JE12 | Y | PUPI , TB2200120JE12 |  |  | 107.96 | 2010-03-15 06:40 | Anjanece | 35 | 100 | #VALUE! | #VALUE!
PUPI | TB2200120JE12 | Y | PUPI , TB2200120JE12 |  |  | 108.32 | 2010-03-15 06:40 | Anjanece | 35 | 100 | #VALUE! | #VALUE!
PUPI | TB2200120JE12 | Y | PUPI , TB2200120JE12 |  |  | 108.34 | 2010-03-15 06:40 | Anjanece | 35 | 100 | #VALUE! | #VALUE!
PUPI | TB2200120JE12 | Y | PUPI , TB2200120JE12 |  |  | 108.35 | 2010-03-15 06:40 | Anjanece | 35 | 100 | #VALUE! | #VALUE!
PUPI | TB2200120JE12 | Y | PUPI , TB2200120JE12 |  |  | 108.52 | 2010-03-15 06:40 | Anjanece | 35 | 100 | #VALUE! | #VALUE!
PUPI | TB2200120JE12 | Y | PUPI , TB2200120JE12 |  |  | 108.54 | 2010-03-15 06:40 | Anjanece | 35 | 100 | #VALUE! | #VALUE!
PUPI | TB2200120JE12 | Y | PUPI , TB2200120JE12 |  |  | 108.6 | 2010-03-15 06:40 | Anjanece | 35 | 100 | #VALUE! | #VALUE!
PUPI | TB2200120JE12 | Y | PUPI , TB2200120JE12 |  |  | 108.63 | 2010-03-15 06:40 | Anjanece | 35 | 100 | #VALUE! | #VALUE!
PUPI | TB2200120JE12 | Y | PUPI , TB2200120JE12 |  |  | 108.64 | 2010-03-15 06:40 | Anjanece | 35 | 100 | #VALUE! | #VALUE!
PUPI | TB2200120JE12 | Y | PUPI , TB2200120JE12 |  |  | 108.65 | 2010-03-15 06:40 | Anjanece | 35 | 100 | #VALUE! | #VALUE!
PUPI | TB2200120JE12 | Y | PUPI , TB2200120JE12 |  |  | 108.82 | 2010-03-15 06:40 | Anjanece | 35 | 100 | #VALUE! | #VALUE!
PUPI | TB2200120JE12 | Y | PUPI , TB2200120JE12 |  |  | 108.92 | 2010-03-15 06:40 | Anjanece | 35 | 100 | #VALUE! | #VALUE!
PUPI | TB2200120JE12 | Y | PUPI , TB2200120JE12 |  |  | 110 | 2010-03-15 06:40 | Anjanece | 35 | 100 | #VALUE! | #VALUE!
PUPI | TB2200120JE12 | Y | PUPI , TB2200120JE12 |  |  | 114.04 | 2010-03-15 06:40 | Anjanece | 35 | 100 | #VALUE! | #VALUE!
PUPI | TB2200120JE12 | Y | PUPI , TB2200120JE12 |  |  | 125.41 | 2010-03-15 06:40 | Anjanece | 35 | 100 | #VALUE! | #VALUE!
PUPI | TB2200120JE12 | Y | PUPI , TB2200120JE12 |  |  | 130.87 | 2010-03-15 06:40 | Anjanece | 35 | 100 | #VALUE! | #VALUE!
PUPI | TB2200120JE12 | Y | PUPI , TB2200120JE12 |  |  | 137.07 | 2010-03-15 06:40 | Anjanece | 35 | 100 | #VALUE! | #VALUE!
PUPI | TB2200120JE12 | Y | PUPI , TB2200120JE12 |  |  | 174.47 | 2010-03-15 06:40 | Anjanece | 35 | 100 | #VALUE! | #VALUE!
PUPI | TB2200120JE12 | Y | PUPI , TB2200120JE12 |  |  | 186.6 | 2010-03-15 06:40 | Anjanece | 35 | 100 | #VALUE! | #VALUE!
PUPI | TB2200120JE12 | Y | PUPI , TB2200120JE12 |  |  | 189.91 | 2010-03-15 06:40 | Anjanece | 35 | 100 | #VALUE! | #VALUE!
PUPI | TB2200120JE12 | Y | PUPI , TB2200120JE12 |  |  | 190.6 | 2010-03-15 06:40 | Anjanece | 35 | 100 | #VALUE! | #VALUE!
PUPI | TB2200120JE12 | Y | PUPI , TB2200120JE12 |  |  | 191.27 | 2010-03-15 06:40 | Anjanece | 35 | 100 | #VALUE! | #VALUE!
PUPI | TB2200120JE12 | Y | PUPI , TB2200120JE12 |  |  | 192.08 | 2010-03-15 06:40 | Anjanece | 35 | 100 | #VALUE! | #VALUE!
PUPI | TB2200120JE12 | Y | PUPI , TB2200120JE12 |  |  | 195.04 | 2010-03-15 06:40 | Anjanece | 35 | 100 | #VALUE! | #VALUE!
PUPI | TB2200120JE12 | Y | PUPI , TB2200120JE12 |  |  | 195.13 | 2010-03-15 06:40 | Anjanece | 35 | 100 | #VALUE! | #VALUE!
|  |  | , | JEA OVERHEAD DISTRIBUTION | Storm Stores | 137.07 | 2022-07-18 13:06 | Anjanece | 35 | 100 | #VALUE! | #VALUE!
|  |  | , |  |  | 174.47 | 2022-07-18 13:06 | Anjanece | 35 | 100 | #VALUE! | #VALUE!
ALCOA | 1701-2 | Y | ALCOA , 1701-2 | JEA TRANSMISSION | CSC Stores | 13.32 | 2001-12-13 09:58 | Anjanece | 10 | 0 | #VALUE! | #VALUE!
ALCOA | 1701-2 | Y | ALCOA , 1701-2 |  |  | 13.47 | 2001-12-13 09:58 | Anjanece | 10 | 0 | #VALUE! | #VALUE!
ALCOA | 1701-2 | Y | ALCOA , 1701-2 |  |  | 13.56 | 2001-12-13 09:58 | Anjanece | 10 | 0 | #VALUE! | #VALUE!
ALCOA | 1701-2 | Y | ALCOA , 1701-2 |  |  | 13.71 | 2001-12-13 09:58 | Anjanece | 10 | 0 | #VALUE! | #VALUE!
ALCOA | 1701-2 | Y | ALCOA , 1701-2 |  |  | 13.95 | 2001-12-13 09:58 | Anjanece | 10 | 0 | #VALUE! | #VALUE!
ALCOA | 1701-2 | Y | ALCOA , 1701-2 |  |  | 14.27 | 2001-12-13 09:58 | Anjanece | 10 | 0 | #VALUE! | #VALUE!
ALCOA | 1701-2 | Y | ALCOA , 1701-2 |  |  | 14.58 | 2001-12-13 09:58 | Anjanece | 10 | 0 | #VALUE! | #VALUE!
ALCOA | 1701-2 | Y | ALCOA , 1701-2 |  |  | 16.46 | 2001-12-13 09:58 | Anjanece | 10 | 0 | #VALUE! | #VALUE!
ALCOA | 1701-2 | Y | ALCOA , 1701-2 |  |  | 17.84 | 2001-12-13 09:58 | Anjanece | 10 | 0 | #VALUE! | #VALUE!
ALCOA | 1701-2 | Y | ALCOA , 1701-2 |  |  | 17.87 | 2001-12-13 09:58 | Anjanece | 10 | 0 | #VALUE! | #VALUE!
FARGO | 607048 | Y | FARGO , 607048 | JEA TRANSMISSION | CSC Stores | 13.32 | 2001-12-13 09:58 | Anjanece | 10 | 0 | #VALUE! | #VALUE!
FARGO | 607048 | Y | FARGO , 607048 |  |  | 13.47 | 2001-12-13 09:58 | Anjanece | 10 | 0 | #VALUE! | #VALUE!
FARGO | 607048 | Y | FARGO , 607048 |  |  | 13.56 | 2001-12-13 09:58 | Anjanece | 10 | 0 | #VALUE! | #VALUE!
FARGO | 607048 | Y | FARGO , 607048 |  |  | 13.71 | 2001-12-13 09:58 | Anjanece | 10 | 0 | #VALUE! | #VALUE!
FARGO | 607048 | Y | FARGO , 607048 |  |  | 13.95 | 2001-12-13 09:58 | Anjanece | 10 | 0 | #VALUE! | #VALUE!
FARGO | 607048 | Y | FARGO , 607048 |  |  | 14.27 | 2001-12-13 09:58 | Anjanece | 10 | 0 | #VALUE! | #VALUE!
FARGO | 607048 | Y | FARGO , 607048 |  |  | 14.58 | 2001-12-13 09:58 | Anjanece | 10 | 0 | #VALUE! | #VALUE!
FARGO | 607048 | Y | FARGO , 607048 |  |  | 16.46 | 2001-12-13 09:58 | Anjanece | 10 | 0 | #VALUE! | #VALUE!
FARGO | 607048 | Y | FARGO , 607048 |  |  | 17.84 | 2001-12-13 09:58 | Anjanece | 10 | 0 | #VALUE! | #VALUE!
FARGO | 607048 | Y | FARGO , 607048 |  |  | 17.87 | 2001-12-13 09:58 | Anjanece | 10 | 0 | #VALUE! | #VALUE!
PREFORMED LINE PRODUCTS CO. | DB05-06 | Y | PREFORMED LINE PRODUCTS CO. , DB05-06 | JEA TRANSMISSION | CSC Stores | 13.32 | 2001-12-13 09:58 | Anjanece | 10 | 0 | #VALUE! | #VALUE!
PREFORMED LINE PRODUCTS CO. | DB05-06 | Y | PREFORMED LINE PRODUCTS CO. , DB05-06 |  |  | 13.47 | 2001-12-13 09:58 | Anjanece | 10 | 0 | #VALUE! | #VALUE!
PREFORMED LINE PRODUCTS CO. | DB05-06 | Y | PREFORMED LINE PRODUCTS CO. , DB05-06 |  |  | 13.56 | 2001-12-13 09:58 | Anjanece | 10 | 0 | #VALUE! | #VALUE!
PREFORMED LINE PRODUCTS CO. | DB05-06 | Y | PREFORMED LINE PRODUCTS CO. , DB05-06 |  |  | 13.71 | 2001-12-13 09:58 | Anjanece | 10 | 0 | #VALUE! | #VALUE!
PREFORMED LINE PRODUCTS CO. | DB05-06 | Y | PREFORMED LINE PRODUCTS CO. , DB05-06 |  |  | 13.95 | 2001-12-13 09:58 | Anjanece | 10 | 0 | #VALUE! | #VALUE!
PREFORMED LINE PRODUCTS CO. | DB05-06 | Y | PREFORMED LINE PRODUCTS CO. , DB05-06 |  |  | 14.27 | 2001-12-13 09:58 | Anjanece | 10 | 0 | #VALUE! | #VALUE!
PREFORMED LINE PRODUCTS CO. | DB05-06 | Y | PREFORMED LINE PRODUCTS CO. , DB05-06 |  |  | 14.58 | 2001-12-13 09:58 | Anjanece | 10 | 0 | #VALUE! | #VALUE!
PREFORMED LINE PRODUCTS CO. | DB05-06 | Y | PREFORMED LINE PRODUCTS CO. , DB05-06 |  |  | 16.46 | 2001-12-13 09:58 | Anjanece | 10 | 0 | #VALUE! | #VALUE!
PREFORMED LINE PRODUCTS CO. | DB05-06 | Y | PREFORMED LINE PRODUCTS CO. , DB05-06 |  |  | 17.84 | 2001-12-13 09:58 | Anjanece | 10 | 0 | #VALUE! | #VALUE!
PREFORMED LINE PRODUCTS CO. | DB05-06 | Y | PREFORMED LINE PRODUCTS CO. , DB05-06 |  |  | 17.87 | 2001-12-13 09:58 | Anjanece | 10 | 0 | #VALUE! | #VALUE!
ALCOA | 1705-8 | Y | ALCOA , 1705-8 | JEA OVERHEAD DISTRIBUTION | CSC Stores | 22.47 | 2001-12-13 09:59 | Anjanece | 6 | 0 | #VALUE! | #VALUE!
ALCOA | 1705-8 | Y | ALCOA , 1705-8 |  |  | 25.93 | 2001-12-13 09:59 | Anjanece | 6 | 0 | #VALUE! | #VALUE!
ALCOA | 1705-8 | Y | ALCOA , 1705-8 |  |  | 26.09 | 2001-12-13 09:59 | Anjanece | 6 | 0 | #VALUE! | #VALUE!
ALCOA | 1705-8 | Y | ALCOA , 1705-8 |  |  | 30.2 | 2001-12-13 09:59 | Anjanece | 6 | 0 | #VALUE! | #VALUE!
ALCOA | 1705-8 | Y | ALCOA , 1705-8 |  |  | 30.8 | 2001-12-13 09:59 | Anjanece | 6 | 0 | #VALUE! | #VALUE!
DULMISON | DB2-21 | Y | DULMISON , DB2-21 | JEA OVERHEAD DISTRIBUTION | CSC Stores | 22.47 | 2001-12-13 09:59 | Anjanece | 6 | 0 | #VALUE! | #VALUE!
DULMISON | DB2-21 | Y | DULMISON , DB2-21 |  |  | 25.93 | 2001-12-13 09:59 | Anjanece | 6 | 0 | #VALUE! | #VALUE!
DULMISON | DB2-21 | Y | DULMISON , DB2-21 |  |  | 26.09 | 2001-12-13 09:59 | Anjanece | 6 | 0 | #VALUE! | #VALUE!
DULMISON | DB2-21 | Y | DULMISON , DB2-21 |  |  | 30.2 | 2001-12-13 09:59 | Anjanece | 6 | 0 | #VALUE! | #VALUE!
DULMISON | DB2-21 | Y | DULMISON , DB2-21 |  |  | 30.8 | 2001-12-13 09:59 | Anjanece | 6 | 0 | #VALUE! | #VALUE!
FARGO | 60710-12 | Y | FARGO , 60710-12 | JEA OVERHEAD DISTRIBUTION | CSC Stores | 22.47 | 2001-12-13 09:59 | Anjanece | 6 | 0 | #VALUE! | #VALUE!
FARGO | 60710-12 | Y | FARGO , 60710-12 |  |  | 25.93 | 2001-12-13 09:59 | Anjanece | 6 | 0 | #VALUE! | #VALUE!
FARGO | 60710-12 | Y | FARGO , 60710-12 |  |  | 26.09 | 2001-12-13 09:59 | Anjanece | 6 | 0 | #VALUE! | #VALUE!
FARGO | 60710-12 | Y | FARGO , 60710-12 |  |  | 30.2 | 2001-12-13 09:59 | Anjanece | 6 | 0 | #VALUE! | #VALUE!
FARGO | 60710-12 | Y | FARGO , 60710-12 |  |  | 30.8 | 2001-12-13 09:59 | Anjanece | 6 | 0 | #VALUE! | #VALUE!
PREFORMED LINE PRODUCTS CO. | VSD-3525 | Y | PREFORMED LINE PRODUCTS CO. , VSD-3525 | JEA OVERHEAD DISTRIBUTION | CSC Stores | 22.47 | 2001-12-13 09:59 | Anjanece | 6 | 0 | #VALUE! | #VALUE!
PREFORMED LINE PRODUCTS CO. | VSD-3525 | Y | PREFORMED LINE PRODUCTS CO. , VSD-3525 |  |  | 25.93 | 2001-12-13 09:59 | Anjanece | 6 | 0 | #VALUE! | #VALUE!
PREFORMED LINE PRODUCTS CO. | VSD-3525 | Y | PREFORMED LINE PRODUCTS CO. , VSD-3525 |  |  | 26.09 | 2001-12-13 09:59 | Anjanece | 6 | 0 | #VALUE! | #VALUE!
PREFORMED LINE PRODUCTS CO. | VSD-3525 | Y | PREFORMED LINE PRODUCTS CO. , VSD-3525 |  |  | 30.2 | 2001-12-13 09:59 | Anjanece | 6 | 0 | #VALUE! | #VALUE!
PREFORMED LINE PRODUCTS CO. | VSD-3525 | Y | PREFORMED LINE PRODUCTS CO. , VSD-3525 |  |  | 30.8 | 2001-12-13 09:59 | Anjanece | 6 | 0 | #VALUE! | #VALUE!
ALCOA | 1706-10 | Y | ALCOA , 1706-10 | JEA OVERHEAD DISTRIBUTION | CSC Stores | 29.51 | 2001-12-13 10:00 | Anjanece | 1 | 0 | #VALUE! | #VALUE!
ALCOA | 1706-10 | Y | ALCOA , 1706-10 |  |  | 29.89 | 2001-12-13 10:00 | Anjanece | 1 | 0 | #VALUE! | #VALUE!
ALCOA | 1706-10 | Y | ALCOA , 1706-10 |  |  | 30.5 | 2001-12-13 10:00 | Anjanece | 1 | 0 | #VALUE! | #VALUE!
ALCOA | 1706-10 | Y | ALCOA , 1706-10 |  |  | 30.59 | 2001-12-13 10:00 | Anjanece | 1 | 0 | #VALUE! | #VALUE!
ALCOA | 1706-10 | Y | ALCOA , 1706-10 |  |  | 30.88 | 2001-12-13 10:00 | Anjanece | 1 | 0 | #VALUE! | #VALUE!
ALCOA | 1706-10 | Y | ALCOA , 1706-10 |  |  | 31.07 | 2001-12-13 10:00 | Anjanece | 1 | 0 | #VALUE! | #VALUE!
ALCOA | 1706-10 | Y | ALCOA , 1706-10 |  |  | 31.92 | 2001-12-13 10:00 | Anjanece | 1 | 0 | #VALUE! | #VALUE!
ALCOA | 1706-10 | Y | ALCOA , 1706-10 |  |  | 33.55 | 2001-12-13 10:00 | Anjanece | 1 | 0 | #VALUE! | #VALUE!
ALCOA | 1706-10 | Y | ALCOA , 1706-10 |  |  | 36.89 | 2001-12-13 10:00 | Anjanece | 1 | 0 | #VALUE! | #VALUE!
ALCOA | 1706-10 | Y | ALCOA , 1706-10 |  |  | 37.56 | 2001-12-13 10:00 | Anjanece | 1 | 0 | #VALUE! | #VALUE!
ALCOA | 1706-10 | Y | ALCOA , 1706-10 |  |  | 37.58 | 2001-12-13 10:00 | Anjanece | 1 | 0 | #VALUE! | #VALUE!
ALCOA | 1706-10 | Y | ALCOA , 1706-10 |  |  | 37.62 | 2001-12-13 10:00 | Anjanece | 1 | 0 | #VALUE! | #VALUE!
ALCOA | 1706-10 | Y | ALCOA , 1706-10 |  |  | 37.7 | 2001-12-13 10:00 | Anjanece | 1 | 0 | #VALUE! | #VALUE!
ALCOA | 1706-10 | Y | ALCOA , 1706-10 |  |  | 43.11 | 2001-12-13 10:00 | Anjanece | 1 | 0 | #VALUE! | #VALUE!
DULMISON | DB2-27 | Y | DULMISON , DB2-27 | JEA OVERHEAD DISTRIBUTION | CSC Stores | 29.51 | 2001-12-13 10:00 | Anjanece | 1 | 0 | #VALUE! | #VALUE!
DULMISON | DB2-27 | Y | DULMISON , DB2-27 |  |  | 29.89 | 2001-12-13 10:00 | Anjanece | 1 | 0 | #VALUE! | #VALUE!
DULMISON | DB2-27 | Y | DULMISON , DB2-27 |  |  | 30.5 | 2001-12-13 10:00 | Anjanece | 1 | 0 | #VALUE! | #VALUE!
DULMISON | DB2-27 | Y | DULMISON , DB2-27 |  |  | 30.59 | 2001-12-13 10:00 | Anjanece | 1 | 0 | #VALUE! | #VALUE!
DULMISON | DB2-27 | Y | DULMISON , DB2-27 |  |  | 30.88 | 2001-12-13 10:00 | Anjanece | 1 | 0 | #VALUE! | #VALUE!
DULMISON | DB2-27 | Y | DULMISON , DB2-27 |  |  | 31.07 | 2001-12-13 10:00 | Anjanece | 1 | 0 | #VALUE! | #VALUE!
DULMISON | DB2-27 | Y | DULMISON , DB2-27 |  |  | 31.92 | 2001-12-13 10:00 | Anjanece | 1 | 0 | #VALUE! | #VALUE!
DULMISON | DB2-27 | Y | DULMISON , DB2-27 |  |  | 33.55 | 2001-12-13 10:00 | Anjanece | 1 | 0 | #VALUE! | #VALUE!
DULMISON | DB2-27 | Y | DULMISON , DB2-27 |  |  | 36.89 | 2001-12-13 10:00 | Anjanece | 1 | 0 | #VALUE! | #VALUE!
DULMISON | DB2-27 | Y | DULMISON , DB2-27 |  |  | 37.56 | 2001-12-13 10:00 | Anjanece | 1 | 0 | #VALUE! | #VALUE!
DULMISON | DB2-27 | Y | DULMISON , DB2-27 |  |  | 37.58 | 2001-12-13 10:00 | Anjanece | 1 | 0 | #VALUE! | #VALUE!
DULMISON | DB2-27 | Y | DULMISON , DB2-27 |  |  | 37.62 | 2001-12-13 10:00 | Anjanece | 1 | 0 | #VALUE! | #VALUE!
DULMISON | DB2-27 | Y | DULMISON , DB2-27 |  |  | 37.7 | 2001-12-13 10:00 | Anjanece | 1 | 0 | #VALUE! | #VALUE!
DULMISON | DB2-27 | Y | DULMISON , DB2-27 |  |  | 43.11 | 2001-12-13 10:00 | Anjanece | 1 | 0 | #VALUE! | #VALUE!
FARGO | 60715-13 | Y | FARGO , 60715-13 | JEA OVERHEAD DISTRIBUTION | CSC Stores | 29.51 | 2001-12-13 10:00 | Anjanece | 1 | 0 | #VALUE! | #VALUE!
FARGO | 60715-13 | Y | FARGO , 60715-13 |  |  | 29.89 | 2001-12-13 10:00 | Anjanece | 1 | 0 | #VALUE! | #VALUE!
FARGO | 60715-13 | Y | FARGO , 60715-13 |  |  | 30.5 | 2001-12-13 10:00 | Anjanece | 1 | 0 | #VALUE! | #VALUE!
FARGO | 60715-13 | Y | FARGO , 60715-13 |  |  | 30.59 | 2001-12-13 10:00 | Anjanece | 1 | 0 | #VALUE! | #VALUE!
FARGO | 60715-13 | Y | FARGO , 60715-13 |  |  | 30.88 | 2001-12-13 10:00 | Anjanece | 1 | 0 | #VALUE! | #VALUE!
FARGO | 60715-13 | Y | FARGO , 60715-13 |  |  | 31.07 | 2001-12-13 10:00 | Anjanece | 1 | 0 | #VALUE! | #VALUE!
FARGO | 60715-13 | Y | FARGO , 60715-13 |  |  | 31.92 | 2001-12-13 10:00 | Anjanece | 1 | 0 | #VALUE! | #VALUE!
FARGO | 60715-13 | Y | FARGO , 60715-13 |  |  | 33.55 | 2001-12-13 10:00 | Anjanece | 1 | 0 | #VALUE! | #VALUE!
FARGO | 60715-13 | Y | FARGO , 60715-13 |  |  | 36.89 | 2001-12-13 10:00 | Anjanece | 1 | 0 | #VALUE! | #VALUE!
FARGO | 60715-13 | Y | FARGO , 60715-13 |  |  | 37.56 | 2001-12-13 10:00 | Anjanece | 1 | 0 | #VALUE! | #VALUE!
FARGO | 60715-13 | Y | FARGO , 60715-13 |  |  | 37.58 | 2001-12-13 10:00 | Anjanece | 1 | 0 | #VALUE! | #VALUE!
FARGO | 60715-13 | Y | FARGO , 60715-13 |  |  | 37.62 | 2001-12-13 10:00 | Anjanece | 1 | 0 | #VALUE! | #VALUE!
FARGO | 60715-13 | Y | FARGO , 60715-13 |  |  | 37.7 | 2001-12-13 10:00 | Anjanece | 1 | 0 | #VALUE! | #VALUE!
FARGO | 60715-13 | Y | FARGO , 60715-13 |  |  | 43.11 | 2001-12-13 10:00 | Anjanece | 1 | 0 | #VALUE! | #VALUE!
PREFORMED LINE PRODUCTS CO. | VSD-4032 | Y | PREFORMED LINE PRODUCTS CO. , VSD-4032 | JEA OVERHEAD DISTRIBUTION | CSC Stores | 29.51 | 2001-12-13 10:00 | Anjanece | 1 | 0 | #VALUE! | #VALUE!
PREFORMED LINE PRODUCTS CO. | VSD-4032 | Y | PREFORMED LINE PRODUCTS CO. , VSD-4032 |  |  | 29.89 | 2001-12-13 10:00 | Anjanece | 1 | 0 | #VALUE! | #VALUE!
PREFORMED LINE PRODUCTS CO. | VSD-4032 | Y | PREFORMED LINE PRODUCTS CO. , VSD-4032 |  |  | 30.5 | 2001-12-13 10:00 | Anjanece | 1 | 0 | #VALUE! | #VALUE!
PREFORMED LINE PRODUCTS CO. | VSD-4032 | Y | PREFORMED LINE PRODUCTS CO. , VSD-4032 |  |  | 30.59 | 2001-12-13 10:00 | Anjanece | 1 | 0 | #VALUE! | #VALUE!
PREFORMED LINE PRODUCTS CO. | VSD-4032 | Y | PREFORMED LINE PRODUCTS CO. , VSD-4032 |  |  | 30.88 | 2001-12-13 10:00 | Anjanece | 1 | 0 | #VALUE! | #VALUE!
PREFORMED LINE PRODUCTS CO. | VSD-4032 | Y | PREFORMED LINE PRODUCTS CO. , VSD-4032 |  |  | 31.07 | 2001-12-13 10:00 | Anjanece | 1 | 0 | #VALUE! | #VALUE!
PREFORMED LINE PRODUCTS CO. | VSD-4032 | Y | PREFORMED LINE PRODUCTS CO. , VSD-4032 |  |  | 31.92 | 2001-12-13 10:00 | Anjanece | 1 | 0 | #VALUE! | #VALUE!
PREFORMED LINE PRODUCTS CO. | VSD-4032 | Y | PREFORMED LINE PRODUCTS CO. , VSD-4032 |  |  | 33.55 | 2001-12-13 10:00 | Anjanece | 1 | 0 | #VALUE! | #VALUE!
PREFORMED LINE PRODUCTS CO. | VSD-4032 | Y | PREFORMED LINE PRODUCTS CO. , VSD-4032 |  |  | 36.89 | 2001-12-13 10:00 | Anjanece | 1 | 0 | #VALUE! | #VALUE!
PREFORMED LINE PRODUCTS CO. | VSD-4032 | Y | PREFORMED LINE PRODUCTS CO. , VSD-4032 |  |  | 37.56 | 2001-12-13 10:00 | Anjanece | 1 | 0 | #VALUE! | #VALUE!
PREFORMED LINE PRODUCTS CO. | VSD-4032 | Y | PREFORMED LINE PRODUCTS CO. , VSD-4032 |  |  | 37.58 | 2001-12-13 10:00 | Anjanece | 1 | 0 | #VALUE! | #VALUE!
PREFORMED LINE PRODUCTS CO. | VSD-4032 | Y | PREFORMED LINE PRODUCTS CO. , VSD-4032 |  |  | 37.62 | 2001-12-13 10:00 | Anjanece | 1 | 0 | #VALUE! | #VALUE!
PREFORMED LINE PRODUCTS CO. | VSD-4032 | Y | PREFORMED LINE PRODUCTS CO. , VSD-4032 |  |  | 37.7 | 2001-12-13 10:00 | Anjanece | 1 | 0 | #VALUE! | #VALUE!
PREFORMED LINE PRODUCTS CO. | VSD-4032 | Y | PREFORMED LINE PRODUCTS CO. , VSD-4032 |  |  | 43.11 | 2001-12-13 10:00 | Anjanece | 1 | 0 | #VALUE! | #VALUE!
ALCOA | 1708-14 | Y | ALCOA , 1708-14 | JEA OVERHEAD DISTRIBUTION | CSC Stores | 36.96 | 2001-12-13 10:02 | Anjanece | 3 | 0 | #VALUE! | #VALUE!
ALCOA | 1708-14 | Y | ALCOA , 1708-14 |  |  | 37.12 | 2001-12-13 10:02 | Anjanece | 3 | 0 | #VALUE! | #VALUE!
ALCOA | 1708-14 | Y | ALCOA , 1708-14 |  |  | 37.23 | 2001-12-13 10:02 | Anjanece | 3 | 0 | #VALUE! | #VALUE!
ALCOA | 1708-14 | Y | ALCOA , 1708-14 |  |  | 37.27 | 2001-12-13 10:02 | Anjanece | 3 | 0 | #VALUE! | #VALUE!
ALCOA | 1708-14 | Y | ALCOA , 1708-14 |  |  | 37.34 | 2001-12-13 10:02 | Anjanece | 3 | 0 | #VALUE! | #VALUE!
ALCOA | 1708-14 | Y | ALCOA , 1708-14 |  |  | 37.98 | 2001-12-13 10:02 | Anjanece | 3 | 0 | #VALUE! | #VALUE!
ALCOA | 1708-14 | Y | ALCOA , 1708-14 |  |  | 38.79 | 2001-12-13 10:02 | Anjanece | 3 | 0 | #VALUE! | #VALUE!
ALCOA | 1708-14 | Y | ALCOA , 1708-14 |  |  | 43.33 | 2001-12-13 10:02 | Anjanece | 3 | 0 | #VALUE! | #VALUE!
ALCOA | 1708-14 | Y | ALCOA , 1708-14 |  |  | 45.52 | 2001-12-13 10:02 | Anjanece | 3 | 0 | #VALUE! | #VALUE!
ALCOA | 1708-14 | Y | ALCOA , 1708-14 |  |  | 48.23 | 2001-12-13 10:02 | Anjanece | 3 | 0 | #VALUE! | #VALUE!
DULMISON | DB4-38 | Y | DULMISON , DB4-38 | JEA OVERHEAD DISTRIBUTION | CSC Stores | 36.96 | 2001-12-13 10:02 | Anjanece | 3 | 0 | #VALUE! | #VALUE!
DULMISON | DB4-38 | Y | DULMISON , DB4-38 |  |  | 37.12 | 2001-12-13 10:02 | Anjanece | 3 | 0 | #VALUE! | #VALUE!
DULMISON | DB4-38 | Y | DULMISON , DB4-38 |  |  | 37.23 | 2001-12-13 10:02 | Anjanece | 3 | 0 | #VALUE! | #VALUE!
DULMISON | DB4-38 | Y | DULMISON , DB4-38 |  |  | 37.27 | 2001-12-13 10:02 | Anjanece | 3 | 0 | #VALUE! | #VALUE!
DULMISON | DB4-38 | Y | DULMISON , DB4-38 |  |  | 37.34 | 2001-12-13 10:02 | Anjanece | 3 | 0 | #VALUE! | #VALUE!
DULMISON | DB4-38 | Y | DULMISON , DB4-38 |  |  | 37.98 | 2001-12-13 10:02 | Anjanece | 3 | 0 | #VALUE! | #VALUE!
DULMISON | DB4-38 | Y | DULMISON , DB4-38 |  |  | 38.79 | 2001-12-13 10:02 | Anjanece | 3 | 0 | #VALUE! | #VALUE!
DULMISON | DB4-38 | Y | DULMISON , DB4-38 |  |  | 43.33 | 2001-12-13 10:02 | Anjanece | 3 | 0 | #VALUE! | #VALUE!
DULMISON | DB4-38 | Y | DULMISON , DB4-38 |  |  | 45.52 | 2001-12-13 10:02 | Anjanece | 3 | 0 | #VALUE! | #VALUE!
DULMISON | DB4-38 | Y | DULMISON , DB4-38 |  |  | 48.23 | 2001-12-13 10:02 | Anjanece | 3 | 0 | #VALUE! | #VALUE!
FARGO | 60720-14 | Y | FARGO , 60720-14 | JEA OVERHEAD DISTRIBUTION | CSC Stores | 36.96 | 2001-12-13 10:02 | Anjanece | 3 | 0 | #VALUE! | #VALUE!
FARGO | 60720-14 | Y | FARGO , 60720-14 |  |  | 37.12 | 2001-12-13 10:02 | Anjanece | 3 | 0 | #VALUE! | #VALUE!
FARGO | 60720-14 | Y | FARGO , 60720-14 |  |  | 37.23 | 2001-12-13 10:02 | Anjanece | 3 | 0 | #VALUE! | #VALUE!
FARGO | 60720-14 | Y | FARGO , 60720-14 |  |  | 37.27 | 2001-12-13 10:02 | Anjanece | 3 | 0 | #VALUE! | #VALUE!
FARGO | 60720-14 | Y | FARGO , 60720-14 |  |  | 37.34 | 2001-12-13 10:02 | Anjanece | 3 | 0 | #VALUE! | #VALUE!
FARGO | 60720-14 | Y | FARGO , 60720-14 |  |  | 37.98 | 2001-12-13 10:02 | Anjanece | 3 | 0 | #VALUE! | #VALUE!
FARGO | 60720-14 | Y | FARGO , 60720-14 |  |  | 38.79 | 2001-12-13 10:02 | Anjanece | 3 | 0 | #VALUE! | #VALUE!
FARGO | 60720-14 | Y | FARGO , 60720-14 |  |  | 43.33 | 2001-12-13 10:02 | Anjanece | 3 | 0 | #VALUE! | #VALUE!
FARGO | 60720-14 | Y | FARGO , 60720-14 |  |  | 45.52 | 2001-12-13 10:02 | Anjanece | 3 | 0 | #VALUE! | #VALUE!
FARGO | 60720-14 | Y | FARGO , 60720-14 |  |  | 48.23 | 2001-12-13 10:02 | Anjanece | 3 | 0 | #VALUE! | #VALUE!
PREFORMED LINE PRODUCTS CO. | VSD-5040 | Y | PREFORMED LINE PRODUCTS CO. , VSD-5040 | JEA OVERHEAD DISTRIBUTION | CSC Stores | 36.96 | 2001-12-13 10:02 | Anjanece | 3 | 0 | #VALUE! | #VALUE!
PREFORMED LINE PRODUCTS CO. | VSD-5040 | Y | PREFORMED LINE PRODUCTS CO. , VSD-5040 |  |  | 37.12 | 2001-12-13 10:02 | Anjanece | 3 | 0 | #VALUE! | #VALUE!
PREFORMED LINE PRODUCTS CO. | VSD-5040 | Y | PREFORMED LINE PRODUCTS CO. , VSD-5040 |  |  | 37.23 | 2001-12-13 10:02 | Anjanece | 3 | 0 | #VALUE! | #VALUE!
PREFORMED LINE PRODUCTS CO. | VSD-5040 | Y | PREFORMED LINE PRODUCTS CO. , VSD-5040 |  |  | 37.27 | 2001-12-13 10:02 | Anjanece | 3 | 0 | #VALUE! | #VALUE!
PREFORMED LINE PRODUCTS CO. | VSD-5040 | Y | PREFORMED LINE PRODUCTS CO. , VSD-5040 |  |  | 37.34 | 2001-12-13 10:02 | Anjanece | 3 | 0 | #VALUE! | #VALUE!
PREFORMED LINE PRODUCTS CO. | VSD-5040 | Y | PREFORMED LINE PRODUCTS CO. , VSD-5040 |  |  | 37.98 | 2001-12-13 10:02 | Anjanece | 3 | 0 | #VALUE! | #VALUE!
PREFORMED LINE PRODUCTS CO. | VSD-5040 | Y | PREFORMED LINE PRODUCTS CO. , VSD-5040 |  |  | 38.79 | 2001-12-13 10:02 | Anjanece | 3 | 0 | #VALUE! | #VALUE!
PREFORMED LINE PRODUCTS CO. | VSD-5040 | Y | PREFORMED LINE PRODUCTS CO. , VSD-5040 |  |  | 43.33 | 2001-12-13 10:02 | Anjanece | 3 | 0 | #VALUE! | #VALUE!
PREFORMED LINE PRODUCTS CO. | VSD-5040 | Y | PREFORMED LINE PRODUCTS CO. , VSD-5040 |  |  | 45.52 | 2001-12-13 10:02 | Anjanece | 3 | 0 | #VALUE! | #VALUE!
PREFORMED LINE PRODUCTS CO. | VSD-5040 | Y | PREFORMED LINE PRODUCTS CO. , VSD-5040 |  |  | 48.23 | 2001-12-13 10:02 | Anjanece | 3 | 0 | #VALUE! | #VALUE!
ALCOA | B6365-F | Y | ALCOA , B6365-F | JEA TRANSMISSION | CSC Stores | 96.68 | 2001-12-13 11:10 | John | 1 | 0 | N | N
ALCOA | B6365-F | Y | ALCOA , B6365-F |  |  | 134.22 | 2001-12-13 11:10 | John | 1 | 0 | N | N
ALCOA | B6365-F | Y | ALCOA , B6365-F |  |  | 293.41 | 2001-12-13 11:10 | John | 1 | 0 | N | N
BURNDY CORP. | YTW39RY30/43RE | Y | BURNDY CORP. , YTW39RY30/43RE | JEA TRANSMISSION | CSC Stores | 96.68 | 2001-12-13 11:10 | John | 1 | 0 | N | N
BURNDY CORP. | YTW39RY30/43RE | Y | BURNDY CORP. , YTW39RY30/43RE |  |  | 134.22 | 2001-12-13 11:10 | John | 1 | 0 | N | N
BURNDY CORP. | YTW39RY30/43RE | Y | BURNDY CORP. , YTW39RY30/43RE |  |  | 293.41 | 2001-12-13 11:10 | John | 1 | 0 | N | N
ALCOA | B6365-T | Y | ALCOA , B6365-T | JEA TRANSMISSION | CSC Stores | 125.54 | 2001-12-13 11:29 | John | 1 | 0 | N | N
ALCOA | B6365-T | Y | ALCOA , B6365-T |  |  | 152 | 2001-12-13 11:29 | John | 1 | 0 | N | N
ALCOA | B6365-T | Y | ALCOA , B6365-T |  |  | 167.15 | 2001-12-13 11:29 | John | 1 | 0 | N | N
ALCOA | B6365-T | Y | ALCOA , B6365-T |  |  | 182.06 | 2001-12-13 11:29 | John | 1 | 0 | N | N
ALCOA | B6365-T | Y | ALCOA , B6365-T |  |  | 242.35 | 2001-12-13 11:29 | John | 1 | 0 | N | N
ALCOA | B6365-T | Y | ALCOA , B6365-T |  |  | 257.33 | 2001-12-13 11:29 | John | 1 | 0 | N | N
ALCOA | B6365-T | Y | ALCOA , B6365-T |  |  | 302.26 | 2001-12-13 11:29 | John | 1 | 0 | N | N
BURNDY CORP. | YTW48RY30/48RE | Y | BURNDY CORP. , YTW48RY30/48RE | JEA TRANSMISSION | CSC Stores | 125.54 | 2001-12-13 11:29 | John | 1 | 0 | N | N
BURNDY CORP. | YTW48RY30/48RE | Y | BURNDY CORP. , YTW48RY30/48RE |  |  | 152 | 2001-12-13 11:29 | John | 1 | 0 | N | N
BURNDY CORP. | YTW48RY30/48RE | Y | BURNDY CORP. , YTW48RY30/48RE |  |  | 167.15 | 2001-12-13 11:29 | John | 1 | 0 | N | N
BURNDY CORP. | YTW48RY30/48RE | Y | BURNDY CORP. , YTW48RY30/48RE |  |  | 182.06 | 2001-12-13 11:29 | John | 1 | 0 | N | N
BURNDY CORP. | YTW48RY30/48RE | Y | BURNDY CORP. , YTW48RY30/48RE |  |  | 242.35 | 2001-12-13 11:29 | John | 1 | 0 | N | N
BURNDY CORP. | YTW48RY30/48RE | Y | BURNDY CORP. , YTW48RY30/48RE |  |  | 257.33 | 2001-12-13 11:29 | John | 1 | 0 | N | N
BURNDY CORP. | YTW48RY30/48RE | Y | BURNDY CORP. , YTW48RY30/48RE |  |  | 302.26 | 2001-12-13 11:29 | John | 1 | 0 | N | N
ALCOA | B 3951-M WITH E 9718.546 | Y | ALCOA , B 3951-M WITH E 9718.546 | JEA TRANSMISSION | CSC Stores | 160.83 | 2001-12-13 11:30 | John | 1 | 0 | N | N
ALCOA | B 3951-M WITH E 9718.546 | Y | ALCOA , B 3951-M WITH E 9718.546 |  |  | 201.38 | 2001-12-13 11:30 | John | 1 | 0 | N | N
ALCOA | B 3951-M WITH E 9718.546 | Y | ALCOA , B 3951-M WITH E 9718.546 |  |  | 208.1 | 2001-12-13 11:30 | John | 1 | 0 | N | N
ALCOA | B 3951-M WITH E 9718.546 | Y | ALCOA , B 3951-M WITH E 9718.546 |  |  | 216.21 | 2001-12-13 11:30 | John | 1 | 0 | N | N
ALCOA | B 3951-M WITH E 9718.546 | Y | ALCOA , B 3951-M WITH E 9718.546 |  |  | 223.87 | 2001-12-13 11:30 | John | 1 | 0 | N | N
ALCOA | B 3951-M WITH E 9718.546 | Y | ALCOA , B 3951-M WITH E 9718.546 |  |  | 224.96 | 2001-12-13 11:30 | John | 1 | 0 | N | N
ALCOA | B 3951-M WITH E 9718.546 | Y | ALCOA , B 3951-M WITH E 9718.546 |  |  | 236.84 | 2001-12-13 11:30 | John | 1 | 0 | N | N
ALCOA | B 3951-M WITH E 9718.546 | Y | ALCOA , B 3951-M WITH E 9718.546 |  |  | 243.64 | 2001-12-13 11:30 | John | 1 | 0 | N | N
ALCOA | B 3951-M WITH E 9718.546 | Y | ALCOA , B 3951-M WITH E 9718.546 |  |  | 355.05 | 2001-12-13 11:30 | John | 1 | 0 | N | N
BURNDY CORP. | YTW56RY30/590RE | Y | BURNDY CORP. , YTW56RY30/590RE | JEA TRANSMISSION | CSC Stores | 160.83 | 2001-12-13 11:30 | John | 1 | 0 | N | N
BURNDY CORP. | YTW56RY30/590RE | Y | BURNDY CORP. , YTW56RY30/590RE |  |  | 201.38 | 2001-12-13 11:30 | John | 1 | 0 | N | N
BURNDY CORP. | YTW56RY30/590RE | Y | BURNDY CORP. , YTW56RY30/590RE |  |  | 208.1 | 2001-12-13 11:30 | John | 1 | 0 | N | N
BURNDY CORP. | YTW56RY30/590RE | Y | BURNDY CORP. , YTW56RY30/590RE |  |  | 216.21 | 2001-12-13 11:30 | John | 1 | 0 | N | N
BURNDY CORP. | YTW56RY30/590RE | Y | BURNDY CORP. , YTW56RY30/590RE |  |  | 223.87 | 2001-12-13 11:30 | John | 1 | 0 | N | N
BURNDY CORP. | YTW56RY30/590RE | Y | BURNDY CORP. , YTW56RY30/590RE |  |  | 224.96 | 2001-12-13 11:30 | John | 1 | 0 | N | N
BURNDY CORP. | YTW56RY30/590RE | Y | BURNDY CORP. , YTW56RY30/590RE |  |  | 236.84 | 2001-12-13 11:30 | John | 1 | 0 | N | N
BURNDY CORP. | YTW56RY30/590RE | Y | BURNDY CORP. , YTW56RY30/590RE |  |  | 243.64 | 2001-12-13 11:30 | John | 1 | 0 | N | N
BURNDY CORP. | YTW56RY30/590RE | Y | BURNDY CORP. , YTW56RY30/590RE |  |  | 355.05 | 2001-12-13 11:30 | John | 1 | 0 | N | N
CMC/BARFIELD MANUFACTURING | (PER SPEC) BASE314034SP-H | Y | CMC/BARFIELD MANUFACTURING , (PER SPEC) BASE314034SP-H | JEA OVERHEAD DISTRIBUTION | CSC Stores | 331.3 | 2002-04-08 08:01 | Anjanece | 3 | 0 | #VALUE! | #VALUE!
CMC/BARFIELD MANUFACTURING | (PER SPEC) BASE314034SP-H | Y | CMC/BARFIELD MANUFACTURING , (PER SPEC) BASE314034SP-H |  |  | 752.89 | 2002-04-08 08:01 | Anjanece | 3 | 0 | #VALUE! | #VALUE!
CMC/BARFIELD MANUFACTURING | (PER SPEC) BASE314034SP-H | Y | CMC/BARFIELD MANUFACTURING , (PER SPEC) BASE314034SP-H |  |  | 761.31 | 2002-04-08 08:01 | Anjanece | 3 | 0 | #VALUE! | #VALUE!
CMC/BARFIELD MANUFACTURING | (PER SPEC) BASE314034SP-H | Y | CMC/BARFIELD MANUFACTURING , (PER SPEC) BASE314034SP-H |  |  | 853.87 | 2002-04-08 08:01 | Anjanece | 3 | 0 | #VALUE! | #VALUE!
CMC/BARFIELD MANUFACTURING | (PER SPEC) BASE314034SP-H | Y | CMC/BARFIELD MANUFACTURING , (PER SPEC) BASE314034SP-H |  |  | 1113.91 | 2002-04-08 08:01 | Anjanece | 3 | 0 | #VALUE! | #VALUE!
CMC/BARFIELD MANUFACTURING | (PER SPEC) BASE314034SP-H | Y | CMC/BARFIELD MANUFACTURING , (PER SPEC) BASE314034SP-H |  |  | 1146.85 | 2002-04-08 08:01 | Anjanece | 3 | 0 | #VALUE! | #VALUE!
CMC/BARFIELD MANUFACTURING | (PER SPEC) BASE314034SP-H | Y | CMC/BARFIELD MANUFACTURING , (PER SPEC) BASE314034SP-H |  |  | 1521.2 | 2002-04-08 08:01 | Anjanece | 3 | 0 | #VALUE! | #VALUE!
CMC/BARFIELD MANUFACTURING | (PER SPEC) BASE314034SP-H | Y | CMC/BARFIELD MANUFACTURING , (PER SPEC) BASE314034SP-H |  |  | 1558.38 | 2002-04-08 08:01 | Anjanece | 3 | 0 | #VALUE! | #VALUE!
CMC/BARFIELD MANUFACTURING | (PER SPEC) BASE314034SP-H | Y | CMC/BARFIELD MANUFACTURING , (PER SPEC) BASE314034SP-H |  |  | 1574.95 | 2002-04-08 08:01 | Anjanece | 3 | 0 | #VALUE! | #VALUE!
SWITCHGEAR POWER SYSTEMS | PER SPEC(N1280-JEA-M2) | Y | SWITCHGEAR POWER SYSTEMS , PER SPEC(N1280-JEA-M2) | JEA OVERHEAD DISTRIBUTION | CSC Stores | 331.3 | 2002-04-08 08:01 | Anjanece | 3 | 0 | #VALUE! | #VALUE!
SWITCHGEAR POWER SYSTEMS | PER SPEC(N1280-JEA-M2) | Y | SWITCHGEAR POWER SYSTEMS , PER SPEC(N1280-JEA-M2) |  |  | 752.89 | 2002-04-08 08:01 | Anjanece | 3 | 0 | #VALUE! | #VALUE!
SWITCHGEAR POWER SYSTEMS | PER SPEC(N1280-JEA-M2) | Y | SWITCHGEAR POWER SYSTEMS , PER SPEC(N1280-JEA-M2) |  |  | 761.31 | 2002-04-08 08:01 | Anjanece | 3 | 0 | #VALUE! | #VALUE!
SWITCHGEAR POWER SYSTEMS | PER SPEC(N1280-JEA-M2) | Y | SWITCHGEAR POWER SYSTEMS , PER SPEC(N1280-JEA-M2) |  |  | 853.87 | 2002-04-08 08:01 | Anjanece | 3 | 0 | #VALUE! | #VALUE!
SWITCHGEAR POWER SYSTEMS | PER SPEC(N1280-JEA-M2) | Y | SWITCHGEAR POWER SYSTEMS , PER SPEC(N1280-JEA-M2) |  |  | 1113.91 | 2002-04-08 08:01 | Anjanece | 3 | 0 | #VALUE! | #VALUE!
SWITCHGEAR POWER SYSTEMS | PER SPEC(N1280-JEA-M2) | Y | SWITCHGEAR POWER SYSTEMS , PER SPEC(N1280-JEA-M2) |  |  | 1146.85 | 2002-04-08 08:01 | Anjanece | 3 | 0 | #VALUE! | #VALUE!
SWITCHGEAR POWER SYSTEMS | PER SPEC(N1280-JEA-M2) | Y | SWITCHGEAR POWER SYSTEMS , PER SPEC(N1280-JEA-M2) |  |  | 1521.2 | 2002-04-08 08:01 | Anjanece | 3 | 0 | #VALUE! | #VALUE!
SWITCHGEAR POWER SYSTEMS | PER SPEC(N1280-JEA-M2) | Y | SWITCHGEAR POWER SYSTEMS , PER SPEC(N1280-JEA-M2) |  |  | 1558.38 | 2002-04-08 08:01 | Anjanece | 3 | 0 | #VALUE! | #VALUE!
SWITCHGEAR POWER SYSTEMS | PER SPEC(N1280-JEA-M2) | Y | SWITCHGEAR POWER SYSTEMS , PER SPEC(N1280-JEA-M2) |  |  | 1574.95 | 2002-04-08 08:01 | Anjanece | 3 | 0 | #VALUE! | #VALUE!
SWITCHGEAR POWER SYSTEMS | PER SPEC (SHARP AR-M257) | Y | SWITCHGEAR POWER SYSTEMS , PER SPEC (SHARP AR-M257) | JEA UNDERGROUND DISTRIBUTION | CSC Stores | 10753.5 | 2002-06-24 15:00 | Anjanece | 1 | 0 | #VALUE! | #VALUE!
SWITCHGEAR POWER SYSTEMS | PER SPEC (SHARP AR-M257) | Y | SWITCHGEAR POWER SYSTEMS , PER SPEC (SHARP AR-M257) |  |  | 11689.25 | 2002-06-24 15:00 | Anjanece | 1 | 0 | #VALUE! | #VALUE!
SWITCHGEAR POWER SYSTEMS | PER SPEC (SHARP AR-M257) | Y | SWITCHGEAR POWER SYSTEMS , PER SPEC (SHARP AR-M257) |  |  | 12726.92 | 2002-06-24 15:00 | Anjanece | 1 | 0 | #VALUE! | #VALUE!
SWITCHGEAR POWER SYSTEMS | PER SPEC (SHARP AR-M257) | Y | SWITCHGEAR POWER SYSTEMS , PER SPEC (SHARP AR-M257) |  |  | 13027.75 | 2002-06-24 15:00 | Anjanece | 1 | 0 | #VALUE! | #VALUE!
SWITCHGEAR POWER SYSTEMS | PER SPEC (SHARP AR-M257) | Y | SWITCHGEAR POWER SYSTEMS , PER SPEC (SHARP AR-M257) |  |  | 13056.8 | 2002-06-24 15:00 | Anjanece | 1 | 0 | #VALUE! | #VALUE!
SWITCHGEAR POWER SYSTEMS | PER SPEC (SHARP AR-M257) | Y | SWITCHGEAR POWER SYSTEMS , PER SPEC (SHARP AR-M257) |  |  | 13408 | 2002-06-24 15:00 | Anjanece | 1 | 0 | #VALUE! | #VALUE!
SWITCHGEAR POWER SYSTEMS | PER SPEC (SHARP AR-M257) | Y | SWITCHGEAR POWER SYSTEMS , PER SPEC (SHARP AR-M257) |  |  | 13479.28 | 2002-06-24 15:00 | Anjanece | 1 | 0 | #VALUE! | #VALUE!
SWITCHGEAR POWER SYSTEMS | PER SPEC (SHARP AR-M257) | Y | SWITCHGEAR POWER SYSTEMS , PER SPEC (SHARP AR-M257) |  |  | 15130.07 | 2002-06-24 15:00 | Anjanece | 1 | 0 | #VALUE! | #VALUE!
SWITCHGEAR POWER SYSTEMS | PER SPEC (SHARP AR-M257) | Y | SWITCHGEAR POWER SYSTEMS , PER SPEC (SHARP AR-M257) |  |  | 17376.69 | 2002-06-24 15:00 | Anjanece | 1 | 0 | #VALUE! | #VALUE!
SWITCHGEAR POWER SYSTEMS | PER SPEC (SHARP AR-M257) | Y | SWITCHGEAR POWER SYSTEMS , PER SPEC (SHARP AR-M257) |  |  | 18050.68 | 2002-06-24 15:00 | Anjanece | 1 | 0 | #VALUE! | #VALUE!
SWITCHGEAR POWER SYSTEMS | PER SPEC (SHARP AR-M257) | Y | SWITCHGEAR POWER SYSTEMS , PER SPEC (SHARP AR-M257) |  |  | 18219.17 | 2002-06-24 15:00 | Anjanece | 1 | 0 | #VALUE! | #VALUE!
SWITCHGEAR POWER SYSTEMS | PER SPEC (SHARP AR-M257) | Y | SWITCHGEAR POWER SYSTEMS , PER SPEC (SHARP AR-M257) |  |  | 18295.76 | 2002-06-24 15:00 | Anjanece | 1 | 0 | #VALUE! | #VALUE!
S AND C ELECTRIC CO. | PERSPEC 55303R3-A10G7M1P5-E131 | Y | S AND C ELECTRIC CO. , PERSPEC 55303R3-A10G7M1P5-E131 | JEA UNDERGROUND DISTRIBUTION | CSC Stores | 5747 | 2001-12-13 13:08 | Anjanece | 1 | 15 | #VALUE! | #VALUE!
S AND C ELECTRIC CO. | PERSPEC 55303R3-A10G7M1P5-E131 | Y | S AND C ELECTRIC CO. , PERSPEC 55303R3-A10G7M1P5-E131 |  |  | 7015.36 | 2001-12-13 13:08 | Anjanece | 1 | 15 | #VALUE! | #VALUE!
S AND C ELECTRIC CO. | PERSPEC 55303R3-A10G7M1P5-E131 | Y | S AND C ELECTRIC CO. , PERSPEC 55303R3-A10G7M1P5-E131 |  |  | 7648.5 | 2001-12-13 13:08 | Anjanece | 1 | 15 | #VALUE! | #VALUE!
S AND C ELECTRIC CO. | PERSPEC 55303R3-A10G7M1P5-E131 | Y | S AND C ELECTRIC CO. , PERSPEC 55303R3-A10G7M1P5-E131 |  |  | 7857.31 | 2001-12-13 13:08 | Anjanece | 1 | 15 | #VALUE! | #VALUE!
S AND C ELECTRIC CO. | PERSPEC 55303R3-A10G7M1P5-E131 | Y | S AND C ELECTRIC CO. , PERSPEC 55303R3-A10G7M1P5-E131 |  |  | 8567.3 | 2001-12-13 13:08 | Anjanece | 1 | 15 | #VALUE! | #VALUE!
S AND C ELECTRIC CO. | PERSPEC 55303R3-A10G7M1P5-E131 | Y | S AND C ELECTRIC CO. , PERSPEC 55303R3-A10G7M1P5-E131 |  |  | 8751.06 | 2001-12-13 13:08 | Anjanece | 1 | 15 | #VALUE! | #VALUE!
S AND C ELECTRIC CO. | PERSPEC 55303R3-A10G7M1P5-E131 | Y | S AND C ELECTRIC CO. , PERSPEC 55303R3-A10G7M1P5-E131 |  |  | 8797 | 2001-12-13 13:08 | Anjanece | 1 | 15 | #VALUE! | #VALUE!
S AND C ELECTRIC CO. | PERSPEC 55303R3-A10G7M1P5-E131 | Y | S AND C ELECTRIC CO. , PERSPEC 55303R3-A10G7M1P5-E131 |  |  | 8908.35 | 2001-12-13 13:08 | Anjanece | 1 | 15 | #VALUE! | #VALUE!
S AND C ELECTRIC CO. | PERSPEC 55303R3-A10G7M1P5-E131 | Y | S AND C ELECTRIC CO. , PERSPEC 55303R3-A10G7M1P5-E131 |  |  | 10512.39 | 2001-12-13 13:08 | Anjanece | 1 | 15 | #VALUE! | #VALUE!
S AND C ELECTRIC CO. | PERSPEC 55303R3-A10G7M1P5-E131 | Y | S AND C ELECTRIC CO. , PERSPEC 55303R3-A10G7M1P5-E131 |  |  | 14362.1 | 2001-12-13 13:08 | Anjanece | 1 | 15 | #VALUE! | #VALUE!
S AND C ELECTRIC CO. | PERSPEC 55303R3-A10G7M1P5-E131 | Y | S AND C ELECTRIC CO. , PERSPEC 55303R3-A10G7M1P5-E131 |  |  | 17190.96 | 2001-12-13 13:08 | Anjanece | 1 | 15 | #VALUE! | #VALUE!
S AND C ELECTRIC CO. | PERSPEC 55303R3-A10G7M1P5-E131 | Y | S AND C ELECTRIC CO. , PERSPEC 55303R3-A10G7M1P5-E131 |  |  | 21367.3 | 2001-12-13 13:08 | Anjanece | 1 | 15 | #VALUE! | #VALUE!
S AND C ELECTRIC CO. | PERSPEC 55303R3-A10G7M1P5-E131 | Y | S AND C ELECTRIC CO. , PERSPEC 55303R3-A10G7M1P5-E131 |  |  | 21671.06 | 2001-12-13 13:08 | Anjanece | 1 | 15 | #VALUE! | #VALUE!
S AND C ELECTRIC CO. | PERSPEC 55303R3-A10G7M1P5-E131 | Y | S AND C ELECTRIC CO. , PERSPEC 55303R3-A10G7M1P5-E131 |  |  | 22126.71 | 2001-12-13 13:08 | Anjanece | 1 | 15 | #VALUE! | #VALUE!
S AND C ELECTRIC CO. | PERSPEC 55303R3-A10G7M1P5-E131 | Y | S AND C ELECTRIC CO. , PERSPEC 55303R3-A10G7M1P5-E131 |  |  | 22183.66 | 2001-12-13 13:08 | Anjanece | 1 | 15 | #VALUE! | #VALUE!
S AND C ELECTRIC CO. | PERSPEC 55303R3-A10G7M1P5-E131 | Y | S AND C ELECTRIC CO. , PERSPEC 55303R3-A10G7M1P5-E131 |  |  | 24473.49 | 2001-12-13 13:08 | Anjanece | 1 | 15 | #VALUE! | #VALUE!
S AND C ELECTRIC CO. | PERSPEC 55303R3-A10G7M1P5-E131 | Y | S AND C ELECTRIC CO. , PERSPEC 55303R3-A10G7M1P5-E131 |  |  | 25722.48 | 2001-12-13 13:08 | Anjanece | 1 | 15 | #VALUE! | #VALUE!
S AND C ELECTRIC CO. | PERSPEC 55303R3-A10G7M1P5-E131 | Y | S AND C ELECTRIC CO. , PERSPEC 55303R3-A10G7M1P5-E131 |  |  | 26451.06 | 2001-12-13 13:08 | Anjanece | 1 | 15 | #VALUE! | #VALUE!
CHANCE | T710-313T | Y | CHANCE , T710-313T | JEA OVERHEAD DISTRIBUTION | CSC Stores | 33.26 | 2001-12-13 13:21 | Anjanece | 10 | 0 | #VALUE! | #VALUE!
CHANCE | T710-313T | Y | CHANCE , T710-313T |  |  | 35.44 | 2001-12-13 13:21 | Anjanece | 10 | 0 | #VALUE! | #VALUE!
CHANCE | T710-313T | Y | CHANCE , T710-313T |  |  | 37.61 | 2001-12-13 13:21 | Anjanece | 10 | 0 | #VALUE! | #VALUE!
CHANCE | T710-313T | Y | CHANCE , T710-313T |  |  | 39.71 | 2001-12-13 13:21 | Anjanece | 10 | 0 | #VALUE! | #VALUE!
CHANCE | T710-313T | Y | CHANCE , T710-313T |  |  | 42.25 | 2001-12-13 13:21 | Anjanece | 10 | 0 | #VALUE! | #VALUE!
CHANCE | T710-313T | Y | CHANCE , T710-313T |  |  | 42.54 | 2001-12-13 13:21 | Anjanece | 10 | 0 | #VALUE! | #VALUE!
CHANCE | T710-313T | Y | CHANCE , T710-313T |  |  | 42.65 | 2001-12-13 13:21 | Anjanece | 10 | 0 | #VALUE! | #VALUE!
CHANCE | T710-313T | Y | CHANCE , T710-313T |  |  | 42.7 | 2001-12-13 13:21 | Anjanece | 10 | 0 | #VALUE! | #VALUE!
CHANCE | T710-313T | Y | CHANCE , T710-313T |  |  | 42.75 | 2001-12-13 13:21 | Anjanece | 10 | 0 | #VALUE! | #VALUE!
CHANCE | T710-313T | Y | CHANCE , T710-313T |  |  | 42.79 | 2001-12-13 13:21 | Anjanece | 10 | 0 | #VALUE! | #VALUE!
CHANCE | T710-313T | Y | CHANCE , T710-313T |  |  | 42.97 | 2001-12-13 13:21 | Anjanece | 10 | 0 | #VALUE! | #VALUE!
CHANCE | T710-313T | Y | CHANCE , T710-313T |  |  | 44.62 | 2001-12-13 13:21 | Anjanece | 10 | 0 | #VALUE! | #VALUE!
S AND C ELECTRIC CO. | 89532R10 | Y | S AND C ELECTRIC CO. , 89532R10 | JEA OVERHEAD DISTRIBUTION | CSC Stores | 33.26 | 2001-12-13 13:21 | Anjanece | 10 | 0 | #VALUE! | #VALUE!
S AND C ELECTRIC CO. | 89532R10 | Y | S AND C ELECTRIC CO. , 89532R10 |  |  | 35.44 | 2001-12-13 13:21 | Anjanece | 10 | 0 | #VALUE! | #VALUE!
S AND C ELECTRIC CO. | 89532R10 | Y | S AND C ELECTRIC CO. , 89532R10 |  |  | 37.61 | 2001-12-13 13:21 | Anjanece | 10 | 0 | #VALUE! | #VALUE!
S AND C ELECTRIC CO. | 89532R10 | Y | S AND C ELECTRIC CO. , 89532R10 |  |  | 39.71 | 2001-12-13 13:21 | Anjanece | 10 | 0 | #VALUE! | #VALUE!
S AND C ELECTRIC CO. | 89532R10 | Y | S AND C ELECTRIC CO. , 89532R10 |  |  | 42.25 | 2001-12-13 13:21 | Anjanece | 10 | 0 | #VALUE! | #VALUE!
S AND C ELECTRIC CO. | 89532R10 | Y | S AND C ELECTRIC CO. , 89532R10 |  |  | 42.54 | 2001-12-13 13:21 | Anjanece | 10 | 0 | #VALUE! | #VALUE!
S AND C ELECTRIC CO. | 89532R10 | Y | S AND C ELECTRIC CO. , 89532R10 |  |  | 42.65 | 2001-12-13 13:21 | Anjanece | 10 | 0 | #VALUE! | #VALUE!
S AND C ELECTRIC CO. | 89532R10 | Y | S AND C ELECTRIC CO. , 89532R10 |  |  | 42.7 | 2001-12-13 13:21 | Anjanece | 10 | 0 | #VALUE! | #VALUE!
S AND C ELECTRIC CO. | 89532R10 | Y | S AND C ELECTRIC CO. , 89532R10 |  |  | 42.75 | 2001-12-13 13:21 | Anjanece | 10 | 0 | #VALUE! | #VALUE!
S AND C ELECTRIC CO. | 89532R10 | Y | S AND C ELECTRIC CO. , 89532R10 |  |  | 42.79 | 2001-12-13 13:21 | Anjanece | 10 | 0 | #VALUE! | #VALUE!
S AND C ELECTRIC CO. | 89532R10 | Y | S AND C ELECTRIC CO. , 89532R10 |  |  | 42.97 | 2001-12-13 13:21 | Anjanece | 10 | 0 | #VALUE! | #VALUE!
S AND C ELECTRIC CO. | 89532R10 | Y | S AND C ELECTRIC CO. , 89532R10 |  |  | 44.62 | 2001-12-13 13:21 | Anjanece | 10 | 0 | #VALUE! | #VALUE!
ABB POWER T & D | 4995C51A23 | Y | ABB POWER T & D , 4995C51A23 | JEA OVERHEAD DISTRIBUTION | CSC Stores | 205.65 | 1990-12-05 | Anjanece | 1 | 0 | #VALUE! | #VALUE!
ABB POWER T & D | 4995C51A23 | Y | ABB POWER T & D , 4995C51A23 |  |  | 315 | 1990-12-05 | Anjanece | 1 | 0 | #VALUE! | #VALUE!
ABB POWER T & D | 4995C51A23 | Y | ABB POWER T & D , 4995C51A23 |  |  | 475 | 1990-12-05 | Anjanece | 1 | 0 | #VALUE! | #VALUE!
ABB POWER T & D | 4995C51A23 | Y | ABB POWER T & D , 4995C51A23 |  |  | 500 | 1990-12-05 | Anjanece | 1 | 0 | #VALUE! | #VALUE!
COOPER POWER SYSTEMS | FN10B4ASM | Y | COOPER POWER SYSTEMS , FN10B4ASM | JEA OVERHEAD DISTRIBUTION | CSC Stores | 16.21 | 1992-10-13 | Anjanece | 10 | 0 | #VALUE! | #VALUE!
COOPER POWER SYSTEMS | FN10B4ASM | Y | COOPER POWER SYSTEMS , FN10B4ASM |  |  | 16.42 | 1992-10-13 | Anjanece | 10 | 0 | #VALUE! | #VALUE!
COOPER POWER SYSTEMS | FN10B4ASM | Y | COOPER POWER SYSTEMS , FN10B4ASM |  |  | 17.45 | 1992-10-13 | Anjanece | 10 | 0 | #VALUE! | #VALUE!
COOPER POWER SYSTEMS | FN10B4ASM | Y | COOPER POWER SYSTEMS , FN10B4ASM |  |  | 18.78 | 1992-10-13 | Anjanece | 10 | 0 | #VALUE! | #VALUE!
COOPER POWER SYSTEMS | FN10B4ASM | Y | COOPER POWER SYSTEMS , FN10B4ASM |  |  | 19.07 | 1992-10-13 | Anjanece | 10 | 0 | #VALUE! | #VALUE!
COOPER POWER SYSTEMS | FN10B4ASM | Y | COOPER POWER SYSTEMS , FN10B4ASM |  |  | 19.42 | 1992-10-13 | Anjanece | 10 | 0 | #VALUE! | #VALUE!
COOPER POWER SYSTEMS | FN10B4ASM | Y | COOPER POWER SYSTEMS , FN10B4ASM |  |  | 19.5 | 1992-10-13 | Anjanece | 10 | 0 | #VALUE! | #VALUE!
COOPER POWER SYSTEMS | FN10B4ASM | Y | COOPER POWER SYSTEMS , FN10B4ASM |  |  | 19.51 | 1992-10-13 | Anjanece | 10 | 0 | #VALUE! | #VALUE!
COOPER POWER SYSTEMS | FN10B4ASM | Y | COOPER POWER SYSTEMS , FN10B4ASM |  |  | 21.48 | 1992-10-13 | Anjanece | 10 | 0 | #VALUE! | #VALUE!
COOPER POWER SYSTEMS | FN10B4ASM | Y | COOPER POWER SYSTEMS , FN10B4ASM |  |  | 30.15 | 1992-10-13 | Anjanece | 10 | 0 | #VALUE! | #VALUE!
COOPER POWER SYSTEMS | FN10B4ASM | Y | COOPER POWER SYSTEMS , FN10B4ASM |  |  | 32.52 | 1992-10-13 | Anjanece | 10 | 0 | #VALUE! | #VALUE!
GENERAL ELECTRIC CO. | 31F2807001 | Y | GENERAL ELECTRIC CO. , 31F2807001 | JEA OVERHEAD DISTRIBUTION | CSC Stores | 16.21 | 1992-10-13 | Anjanece | 10 | 0 | #VALUE! | #VALUE!
GENERAL ELECTRIC CO. | 31F2807001 | Y | GENERAL ELECTRIC CO. , 31F2807001 |  |  | 16.42 | 1992-10-13 | Anjanece | 10 | 0 | #VALUE! | #VALUE!
GENERAL ELECTRIC CO. | 31F2807001 | Y | GENERAL ELECTRIC CO. , 31F2807001 |  |  | 17.45 | 1992-10-13 | Anjanece | 10 | 0 | #VALUE! | #VALUE!
GENERAL ELECTRIC CO. | 31F2807001 | Y | GENERAL ELECTRIC CO. , 31F2807001 |  |  | 18.78 | 1992-10-13 | Anjanece | 10 | 0 | #VALUE! | #VALUE!
GENERAL ELECTRIC CO. | 31F2807001 | Y | GENERAL ELECTRIC CO. , 31F2807001 |  |  | 19.07 | 1992-10-13 | Anjanece | 10 | 0 | #VALUE! | #VALUE!
GENERAL ELECTRIC CO. | 31F2807001 | Y | GENERAL ELECTRIC CO. , 31F2807001 |  |  | 19.42 | 1992-10-13 | Anjanece | 10 | 0 | #VALUE! | #VALUE!
GENERAL ELECTRIC CO. | 31F2807001 | Y | GENERAL ELECTRIC CO. , 31F2807001 |  |  | 19.5 | 1992-10-13 | Anjanece | 10 | 0 | #VALUE! | #VALUE!
GENERAL ELECTRIC CO. | 31F2807001 | Y | GENERAL ELECTRIC CO. , 31F2807001 |  |  | 19.51 | 1992-10-13 | Anjanece | 10 | 0 | #VALUE! | #VALUE!
GENERAL ELECTRIC CO. | 31F2807001 | Y | GENERAL ELECTRIC CO. , 31F2807001 |  |  | 21.48 | 1992-10-13 | Anjanece | 10 | 0 | #VALUE! | #VALUE!
GENERAL ELECTRIC CO. | 31F2807001 | Y | GENERAL ELECTRIC CO. , 31F2807001 |  |  | 30.15 | 1992-10-13 | Anjanece | 10 | 0 | #VALUE! | #VALUE!
GENERAL ELECTRIC CO. | 31F2807001 | Y | GENERAL ELECTRIC CO. , 31F2807001 |  |  | 32.52 | 1992-10-13 | Anjanece | 10 | 0 | #VALUE! | #VALUE!
COOPER POWER SYSTEMS | FN11B2ASM | Y | COOPER POWER SYSTEMS , FN11B2ASM | JEA OVERHEAD DISTRIBUTION | CSC Stores | 23.02 | 1992-10-29 | Anjanece | 1 | 0 | #VALUE! | #VALUE!
COOPER POWER SYSTEMS | FN11B2ASM | Y | COOPER POWER SYSTEMS , FN11B2ASM |  |  | 23.34 | 1992-10-29 | Anjanece | 1 | 0 | #VALUE! | #VALUE!
COOPER POWER SYSTEMS | FN11B2ASM | Y | COOPER POWER SYSTEMS , FN11B2ASM |  |  | 24.27 | 1992-10-29 | Anjanece | 1 | 0 | #VALUE! | #VALUE!
COOPER POWER SYSTEMS | FN11B2ASM | Y | COOPER POWER SYSTEMS , FN11B2ASM |  |  | 24.46 | 1992-10-29 | Anjanece | 1 | 0 | #VALUE! | #VALUE!
COOPER POWER SYSTEMS | FN11B2ASM | Y | COOPER POWER SYSTEMS , FN11B2ASM |  |  | 27.72 | 1992-10-29 | Anjanece | 1 | 0 | #VALUE! | #VALUE!
COOPER POWER SYSTEMS | FN11B2ASM | Y | COOPER POWER SYSTEMS , FN11B2ASM |  |  | 29.6 | 1992-10-29 | Anjanece | 1 | 0 | #VALUE! | #VALUE!
COOPER POWER SYSTEMS | FN11B2ASM | Y | COOPER POWER SYSTEMS , FN11B2ASM |  |  | 33.65 | 1992-10-29 | Anjanece | 1 | 0 | #VALUE! | #VALUE!
COOPER POWER SYSTEMS | FN11B2ASM | Y | COOPER POWER SYSTEMS , FN11B2ASM |  |  | 34.06 | 1992-10-29 | Anjanece | 1 | 0 | #VALUE! | #VALUE!
COOPER POWER SYSTEMS | FN11B2ASM | Y | COOPER POWER SYSTEMS , FN11B2ASM |  |  | 35.05 | 1992-10-29 | Anjanece | 1 | 0 | #VALUE! | #VALUE!
COOPER POWER SYSTEMS | FN11B2ASM | Y | COOPER POWER SYSTEMS , FN11B2ASM |  |  | 45.91 | 1992-10-29 | Anjanece | 1 | 0 | #VALUE! | #VALUE!
GENERAL ELECTRIC | 31F2808001 | Y | GENERAL ELECTRIC , 31F2808001 | JEA OVERHEAD DISTRIBUTION | CSC Stores | 23.02 | 1992-10-29 | Anjanece | 1 | 0 | #VALUE! | #VALUE!
GENERAL ELECTRIC | 31F2808001 | Y | GENERAL ELECTRIC , 31F2808001 |  |  | 23.34 | 1992-10-29 | Anjanece | 1 | 0 | #VALUE! | #VALUE!
GENERAL ELECTRIC | 31F2808001 | Y | GENERAL ELECTRIC , 31F2808001 |  |  | 24.27 | 1992-10-29 | Anjanece | 1 | 0 | #VALUE! | #VALUE!
GENERAL ELECTRIC | 31F2808001 | Y | GENERAL ELECTRIC , 31F2808001 |  |  | 24.46 | 1992-10-29 | Anjanece | 1 | 0 | #VALUE! | #VALUE!
GENERAL ELECTRIC | 31F2808001 | Y | GENERAL ELECTRIC , 31F2808001 |  |  | 27.72 | 1992-10-29 | Anjanece | 1 | 0 | #VALUE! | #VALUE!
GENERAL ELECTRIC | 31F2808001 | Y | GENERAL ELECTRIC , 31F2808001 |  |  | 29.6 | 1992-10-29 | Anjanece | 1 | 0 | #VALUE! | #VALUE!
GENERAL ELECTRIC | 31F2808001 | Y | GENERAL ELECTRIC , 31F2808001 |  |  | 33.65 | 1992-10-29 | Anjanece | 1 | 0 | #VALUE! | #VALUE!
GENERAL ELECTRIC | 31F2808001 | Y | GENERAL ELECTRIC , 31F2808001 |  |  | 34.06 | 1992-10-29 | Anjanece | 1 | 0 | #VALUE! | #VALUE!
GENERAL ELECTRIC | 31F2808001 | Y | GENERAL ELECTRIC , 31F2808001 |  |  | 35.05 | 1992-10-29 | Anjanece | 1 | 0 | #VALUE! | #VALUE!
GENERAL ELECTRIC | 31F2808001 | Y | GENERAL ELECTRIC , 31F2808001 |  |  | 45.91 | 1992-10-29 | Anjanece | 1 | 0 | #VALUE! | #VALUE!
S AND C ELECTRIC CO. | 3052R1 | Y | S AND C ELECTRIC CO. , 3052R1 | JEA OVERHEAD DISTRIBUTION | CSC Stores | 216.14 | 1993-10-07 | Anjanece | 1 | 0 | #VALUE! | #VALUE!
S AND C ELECTRIC CO. | 3052R1 | Y | S AND C ELECTRIC CO. , 3052R1 |  |  | 382.05 | 1993-10-07 | Anjanece | 1 | 0 | #VALUE! | #VALUE!
S AND C ELECTRIC CO. | 3052R1 | Y | S AND C ELECTRIC CO. , 3052R1 |  |  | 464.7 | 1993-10-07 | Anjanece | 1 | 0 | #VALUE! | #VALUE!
S AND C ELECTRIC CO. | 3052R1 | Y | S AND C ELECTRIC CO. , 3052R1 |  |  | 607.83 | 1993-10-07 | Anjanece | 1 | 0 | #VALUE! | #VALUE!
S AND C ELECTRIC CO. | 3052R1 | Y | S AND C ELECTRIC CO. , 3052R1 |  |  | 613.5 | 1993-10-07 | Anjanece | 1 | 0 | #VALUE! | #VALUE!
S AND C ELECTRIC CO. | 3052R1 | Y | S AND C ELECTRIC CO. , 3052R1 |  |  | 625.76 | 1993-10-07 | Anjanece | 1 | 0 | #VALUE! | #VALUE!
S AND C ELECTRIC CO. | 3052R1 | Y | S AND C ELECTRIC CO. , 3052R1 |  |  | 758.39 | 1993-10-07 | Anjanece | 1 | 0 | #VALUE! | #VALUE!
S AND C ELECTRIC CO. | 3052R1 | Y | S AND C ELECTRIC CO. , 3052R1 |  |  | 804.73 | 1993-10-07 | Anjanece | 1 | 0 | #VALUE! | #VALUE!
ABB POWER T & D | 7194C60G11MP | Y | ABB POWER T & D , 7194C60G11MP | JEA OVERHEAD DISTRIBUTION | CSC Stores | 30.98 | 2006-03-08 08:08 | Anjanece | 10 | 0 | #VALUE! | #VALUE!
ABB POWER T & D | 7194C60G11MP | Y | ABB POWER T & D , 7194C60G11MP |  |  | 31.71 | 2006-03-08 08:08 | Anjanece | 10 | 0 | #VALUE! | #VALUE!
ABB POWER T & D | 7194C60G11MP | Y | ABB POWER T & D , 7194C60G11MP |  |  | 34.47 | 2006-03-08 08:08 | Anjanece | 10 | 0 | #VALUE! | #VALUE!
ABB POWER T & D | 7194C60G11MP | Y | ABB POWER T & D , 7194C60G11MP |  |  | 36.7 | 2006-03-08 08:08 | Anjanece | 10 | 0 | #VALUE! | #VALUE!
ABB POWER T & D | 7194C60G11MP | Y | ABB POWER T & D , 7194C60G11MP |  |  | 38.02 | 2006-03-08 08:08 | Anjanece | 10 | 0 | #VALUE! | #VALUE!
ABB POWER T & D | 7194C60G11MP | Y | ABB POWER T & D , 7194C60G11MP |  |  | 50.86 | 2006-03-08 08:08 | Anjanece | 10 | 0 | #VALUE! | #VALUE!
ABB POWER T & D | 7194C60G11MP | Y | ABB POWER T & D , 7194C60G11MP |  |  | 54.85 | 2006-03-08 08:08 | Anjanece | 10 | 0 | #VALUE! | #VALUE!
HUBBELL POWER SYSTEMS, INC. | T710-613T | Y | HUBBELL POWER SYSTEMS, INC. , T710-613T | JEA OVERHEAD DISTRIBUTION | CSC Stores | 30.98 | 2006-03-08 08:08 | Anjanece | 10 | 0 | #VALUE! | #VALUE!
HUBBELL POWER SYSTEMS, INC. | T710-613T | Y | HUBBELL POWER SYSTEMS, INC. , T710-613T |  |  | 31.71 | 2006-03-08 08:08 | Anjanece | 10 | 0 | #VALUE! | #VALUE!
HUBBELL POWER SYSTEMS, INC. | T710-613T | Y | HUBBELL POWER SYSTEMS, INC. , T710-613T |  |  | 34.47 | 2006-03-08 08:08 | Anjanece | 10 | 0 | #VALUE! | #VALUE!
HUBBELL POWER SYSTEMS, INC. | T710-613T | Y | HUBBELL POWER SYSTEMS, INC. , T710-613T |  |  | 36.7 | 2006-03-08 08:08 | Anjanece | 10 | 0 | #VALUE! | #VALUE!
HUBBELL POWER SYSTEMS, INC. | T710-613T | Y | HUBBELL POWER SYSTEMS, INC. , T710-613T |  |  | 38.02 | 2006-03-08 08:08 | Anjanece | 10 | 0 | #VALUE! | #VALUE!
HUBBELL POWER SYSTEMS, INC. | T710-613T | Y | HUBBELL POWER SYSTEMS, INC. , T710-613T |  |  | 50.86 | 2006-03-08 08:08 | Anjanece | 10 | 0 | #VALUE! | #VALUE!
HUBBELL POWER SYSTEMS, INC. | T710-613T | Y | HUBBELL POWER SYSTEMS, INC. , T710-613T |  |  | 54.85 | 2006-03-08 08:08 | Anjanece | 10 | 0 | #VALUE! | #VALUE!
S AND C ELECTRIC CO. | 89533R10 | Y | S AND C ELECTRIC CO. , 89533R10 | JEA OVERHEAD DISTRIBUTION | CSC Stores | 30.98 | 2006-03-08 08:08 | Anjanece | 10 | 0 | #VALUE! | #VALUE!
S AND C ELECTRIC CO. | 89533R10 | Y | S AND C ELECTRIC CO. , 89533R10 |  |  | 31.71 | 2006-03-08 08:08 | Anjanece | 10 | 0 | #VALUE! | #VALUE!
S AND C ELECTRIC CO. | 89533R10 | Y | S AND C ELECTRIC CO. , 89533R10 |  |  | 34.47 | 2006-03-08 08:08 | Anjanece | 10 | 0 | #VALUE! | #VALUE!
S AND C ELECTRIC CO. | 89533R10 | Y | S AND C ELECTRIC CO. , 89533R10 |  |  | 36.7 | 2006-03-08 08:08 | Anjanece | 10 | 0 | #VALUE! | #VALUE!
S AND C ELECTRIC CO. | 89533R10 | Y | S AND C ELECTRIC CO. , 89533R10 |  |  | 38.02 | 2006-03-08 08:08 | Anjanece | 10 | 0 | #VALUE! | #VALUE!
S AND C ELECTRIC CO. | 89533R10 | Y | S AND C ELECTRIC CO. , 89533R10 |  |  | 50.86 | 2006-03-08 08:08 | Anjanece | 10 | 0 | #VALUE! | #VALUE!
S AND C ELECTRIC CO. | 89533R10 | Y | S AND C ELECTRIC CO. , 89533R10 |  |  | 54.85 | 2006-03-08 08:08 | Anjanece | 10 | 0 | #VALUE! | #VALUE!
INDEL | EF10TPCIR | Y | INDEL , EF10TPCIR | JEA OVERHEAD DISTRIBUTION | CSC Stores | 2.07 | 2001-12-13 14:35 | Anjanece | 10 | 300 | #VALUE! | #VALUE!
INDEL | EF10TPCIR | Y | INDEL , EF10TPCIR |  |  | 2.08 | 2001-12-13 14:35 | Anjanece | 10 | 300 | #VALUE! | #VALUE!
INDEL | EF10TPCIR | Y | INDEL , EF10TPCIR |  |  | 2.09 | 2001-12-13 14:35 | Anjanece | 10 | 300 | #VALUE! | #VALUE!
INDEL | EF10TPCIR | Y | INDEL , EF10TPCIR |  |  | 2.11 | 2001-12-13 14:35 | Anjanece | 10 | 300 | #VALUE! | #VALUE!
INDEL | EF10TPCIR | Y | INDEL , EF10TPCIR |  |  | 2.14 | 2001-12-13 14:35 | Anjanece | 10 | 300 | #VALUE! | #VALUE!
INDEL | EF10TPCIR | Y | INDEL , EF10TPCIR |  |  | 2.15 | 2001-12-13 14:35 | Anjanece | 10 | 300 | #VALUE! | #VALUE!
INDEL | EF10TPCIR | Y | INDEL , EF10TPCIR |  |  | 2.27 | 2001-12-13 14:35 | Anjanece | 10 | 300 | #VALUE! | #VALUE!
INDEL | EF10TPCIR | Y | INDEL , EF10TPCIR |  |  | 2.29 | 2001-12-13 14:35 | Anjanece | 10 | 300 | #VALUE! | #VALUE!
INDEL | EF10TPCIR | Y | INDEL , EF10TPCIR |  |  | 2.39 | 2001-12-13 14:35 | Anjanece | 10 | 300 | #VALUE! | #VALUE!
INDEL | EF10TPCIR | Y | INDEL , EF10TPCIR |  |  | 3.13 | 2001-12-13 14:35 | Anjanece | 10 | 300 | #VALUE! | #VALUE!
INDEL | EF10TPCIR | Y | INDEL , EF10TPCIR |  |  | 3.88 | 2001-12-13 14:35 | Anjanece | 10 | 300 | #VALUE! | #VALUE!
INDEL | EF10TPCIR | Y | INDEL , EF10TPCIR |  |  | 4.43 | 2001-12-13 14:35 | Anjanece | 10 | 300 | #VALUE! | #VALUE!
INDEL | EF10TPCIR | Y | INDEL , EF10TPCIR |  |  | 5.15 | 2001-12-13 14:35 | Anjanece | 10 | 300 | #VALUE! | #VALUE!
INDEL | EF10TPCIR | Y | INDEL , EF10TPCIR |  | Storm Stores | 0 | 2018-04-16 10:21 | Anjanece | 10 | 300 | #VALUE! | #VALUE!
INDEL | EF10TPCIR | Y | INDEL , EF10TPCIR |  |  | 2.11 | 2018-04-16 10:21 | Anjanece | 10 | 300 | #VALUE! | #VALUE!
INDEL | EF10TPCIR | Y | INDEL , EF10TPCIR |  |  | 2.13 | 2018-04-16 10:21 | Anjanece | 10 | 300 | #VALUE! | #VALUE!
INDEL | EF10TPCIR | Y | INDEL , EF10TPCIR |  |  | 2.18 | 2018-04-16 10:21 | Anjanece | 10 | 300 | #VALUE! | #VALUE!
INDEL | EF10TPCIR | Y | INDEL , EF10TPCIR |  |  | 2.2 | 2018-04-16 10:21 | Anjanece | 10 | 300 | #VALUE! | #VALUE!
INDEL | EF10TPCIR | Y | INDEL , EF10TPCIR |  |  | 2.21 | 2018-04-16 10:21 | Anjanece | 10 | 300 | #VALUE! | #VALUE!
INDEL | EF10TPCIR | Y | INDEL , EF10TPCIR |  |  | 2.22 | 2018-04-16 10:21 | Anjanece | 10 | 300 | #VALUE! | #VALUE!
INDEL | EF10TPCIR | Y | INDEL , EF10TPCIR |  |  | 2.23 | 2018-04-16 10:21 | Anjanece | 10 | 300 | #VALUE! | #VALUE!
S AND C ELECTRIC CO. | 279010 | Y | S AND C ELECTRIC CO. , 279010 | JEA OVERHEAD DISTRIBUTION | CSC Stores | 2.07 | 2001-12-13 14:35 | Anjanece | 10 | 300 | #VALUE! | #VALUE!
S AND C ELECTRIC CO. | 279010 | Y | S AND C ELECTRIC CO. , 279010 |  |  | 2.08 | 2001-12-13 14:35 | Anjanece | 10 | 300 | #VALUE! | #VALUE!
S AND C ELECTRIC CO. | 279010 | Y | S AND C ELECTRIC CO. , 279010 |  |  | 2.09 | 2001-12-13 14:35 | Anjanece | 10 | 300 | #VALUE! | #VALUE!
S AND C ELECTRIC CO. | 279010 | Y | S AND C ELECTRIC CO. , 279010 |  |  | 2.11 | 2001-12-13 14:35 | Anjanece | 10 | 300 | #VALUE! | #VALUE!
S AND C ELECTRIC CO. | 279010 | Y | S AND C ELECTRIC CO. , 279010 |  |  | 2.14 | 2001-12-13 14:35 | Anjanece | 10 | 300 | #VALUE! | #VALUE!
S AND C ELECTRIC CO. | 279010 | Y | S AND C ELECTRIC CO. , 279010 |  |  | 2.15 | 2001-12-13 14:35 | Anjanece | 10 | 300 | #VALUE! | #VALUE!
S AND C ELECTRIC CO. | 279010 | Y | S AND C ELECTRIC CO. , 279010 |  |  | 2.27 | 2001-12-13 14:35 | Anjanece | 10 | 300 | #VALUE! | #VALUE!
S AND C ELECTRIC CO. | 279010 | Y | S AND C ELECTRIC CO. , 279010 |  |  | 2.29 | 2001-12-13 14:35 | Anjanece | 10 | 300 | #VALUE! | #VALUE!
S AND C ELECTRIC CO. | 279010 | Y | S AND C ELECTRIC CO. , 279010 |  |  | 2.39 | 2001-12-13 14:35 | Anjanece | 10 | 300 | #VALUE! | #VALUE!
S AND C ELECTRIC CO. | 279010 | Y | S AND C ELECTRIC CO. , 279010 |  |  | 3.13 | 2001-12-13 14:35 | Anjanece | 10 | 300 | #VALUE! | #VALUE!
S AND C ELECTRIC CO. | 279010 | Y | S AND C ELECTRIC CO. , 279010 |  |  | 3.88 | 2001-12-13 14:35 | Anjanece | 10 | 300 | #VALUE! | #VALUE!
S AND C ELECTRIC CO. | 279010 | Y | S AND C ELECTRIC CO. , 279010 |  |  | 4.43 | 2001-12-13 14:35 | Anjanece | 10 | 300 | #VALUE! | #VALUE!
S AND C ELECTRIC CO. | 279010 | Y | S AND C ELECTRIC CO. , 279010 |  |  | 5.15 | 2001-12-13 14:35 | Anjanece | 10 | 300 | #VALUE! | #VALUE!
S AND C ELECTRIC CO. | 279010 | Y | S AND C ELECTRIC CO. , 279010 |  | Storm Stores | 0 | 2018-04-16 10:21 | Anjanece | 10 | 300 | #VALUE! | #VALUE!
S AND C ELECTRIC CO. | 279010 | Y | S AND C ELECTRIC CO. , 279010 |  |  | 2.11 | 2018-04-16 10:21 | Anjanece | 10 | 300 | #VALUE! | #VALUE!
S AND C ELECTRIC CO. | 279010 | Y | S AND C ELECTRIC CO. , 279010 |  |  | 2.13 | 2018-04-16 10:21 | Anjanece | 10 | 300 | #VALUE! | #VALUE!
S AND C ELECTRIC CO. | 279010 | Y | S AND C ELECTRIC CO. , 279010 |  |  | 2.18 | 2018-04-16 10:21 | Anjanece | 10 | 300 | #VALUE! | #VALUE!
S AND C ELECTRIC CO. | 279010 | Y | S AND C ELECTRIC CO. , 279010 |  |  | 2.2 | 2018-04-16 10:21 | Anjanece | 10 | 300 | #VALUE! | #VALUE!
S AND C ELECTRIC CO. | 279010 | Y | S AND C ELECTRIC CO. , 279010 |  |  | 2.21 | 2018-04-16 10:21 | Anjanece | 10 | 300 | #VALUE! | #VALUE!
S AND C ELECTRIC CO. | 279010 | Y | S AND C ELECTRIC CO. , 279010 |  |  | 2.22 | 2018-04-16 10:21 | Anjanece | 10 | 300 | #VALUE! | #VALUE!
S AND C ELECTRIC CO. | 279010 | Y | S AND C ELECTRIC CO. , 279010 |  |  | 2.23 | 2018-04-16 10:21 | Anjanece | 10 | 300 | #VALUE! | #VALUE!
INDEL | EF12TPCIR | Y | INDEL , EF12TPCIR | JEA OVERHEAD DISTRIBUTION | CSC Stores | 2.13 | 2001-12-13 14:35 | Anjanece | 10 | 300 | #VALUE! | #VALUE!
INDEL | EF12TPCIR | Y | INDEL , EF12TPCIR |  |  | 2.17 | 2001-12-13 14:35 | Anjanece | 10 | 300 | #VALUE! | #VALUE!
INDEL | EF12TPCIR | Y | INDEL , EF12TPCIR |  |  | 2.19 | 2001-12-13 14:35 | Anjanece | 10 | 300 | #VALUE! | #VALUE!
INDEL | EF12TPCIR | Y | INDEL , EF12TPCIR |  |  | 2.26 | 2001-12-13 14:35 | Anjanece | 10 | 300 | #VALUE! | #VALUE!
INDEL | EF12TPCIR | Y | INDEL , EF12TPCIR |  |  | 2.35 | 2001-12-13 14:35 | Anjanece | 10 | 300 | #VALUE! | #VALUE!
INDEL | EF12TPCIR | Y | INDEL , EF12TPCIR |  |  | 3.21 | 2001-12-13 14:35 | Anjanece | 10 | 300 | #VALUE! | #VALUE!
INDEL | EF12TPCIR | Y | INDEL , EF12TPCIR |  |  | 3.8 | 2001-12-13 14:35 | Anjanece | 10 | 300 | #VALUE! | #VALUE!
INDEL | EF12TPCIR | Y | INDEL , EF12TPCIR |  |  | 3.87 | 2001-12-13 14:35 | Anjanece | 10 | 300 | #VALUE! | #VALUE!
INDEL | EF12TPCIR | Y | INDEL , EF12TPCIR |  |  | 4.64 | 2001-12-13 14:35 | Anjanece | 10 | 300 | #VALUE! | #VALUE!
INDEL | EF12TPCIR | Y | INDEL , EF12TPCIR |  |  | 4.94 | 2001-12-13 14:35 | Anjanece | 10 | 300 | #VALUE! | #VALUE!
INDEL | EF12TPCIR | Y | INDEL , EF12TPCIR |  | Storm Stores | 0 | 2018-04-16 10:21 | Anjanece | 10 | 300 | #VALUE! | #VALUE!
INDEL | EF12TPCIR | Y | INDEL , EF12TPCIR |  |  | 2.17 | 2018-04-16 10:21 | Anjanece | 10 | 300 | #VALUE! | #VALUE!
INDEL | EF12TPCIR | Y | INDEL , EF12TPCIR |  |  | 2.19 | 2018-04-16 10:21 | Anjanece | 10 | 300 | #VALUE! | #VALUE!
INDEL | EF12TPCIR | Y | INDEL , EF12TPCIR |  |  | 2.25 | 2018-04-16 10:21 | Anjanece | 10 | 300 | #VALUE! | #VALUE!
INDEL | EF12TPCIR | Y | INDEL , EF12TPCIR |  |  | 2.29 | 2018-04-16 10:21 | Anjanece | 10 | 300 | #VALUE! | #VALUE!
INDEL | EF12TPCIR | Y | INDEL , EF12TPCIR |  |  | 2.35 | 2018-04-16 10:21 | Anjanece | 10 | 300 | #VALUE! | #VALUE!
S AND C ELECTRIC CO. | 279012 | Y | S AND C ELECTRIC CO. , 279012 | JEA OVERHEAD DISTRIBUTION | CSC Stores | 2.13 | 2001-12-13 14:35 | Anjanece | 10 | 300 | #VALUE! | #VALUE!
S AND C ELECTRIC CO. | 279012 | Y | S AND C ELECTRIC CO. , 279012 |  |  | 2.17 | 2001-12-13 14:35 | Anjanece | 10 | 300 | #VALUE! | #VALUE!
S AND C ELECTRIC CO. | 279012 | Y | S AND C ELECTRIC CO. , 279012 |  |  | 2.19 | 2001-12-13 14:35 | Anjanece | 10 | 300 | #VALUE! | #VALUE!
S AND C ELECTRIC CO. | 279012 | Y | S AND C ELECTRIC CO. , 279012 |  |  | 2.26 | 2001-12-13 14:35 | Anjanece | 10 | 300 | #VALUE! | #VALUE!
S AND C ELECTRIC CO. | 279012 | Y | S AND C ELECTRIC CO. , 279012 |  |  | 2.35 | 2001-12-13 14:35 | Anjanece | 10 | 300 | #VALUE! | #VALUE!
S AND C ELECTRIC CO. | 279012 | Y | S AND C ELECTRIC CO. , 279012 |  |  | 3.21 | 2001-12-13 14:35 | Anjanece | 10 | 300 | #VALUE! | #VALUE!
S AND C ELECTRIC CO. | 279012 | Y | S AND C ELECTRIC CO. , 279012 |  |  | 3.8 | 2001-12-13 14:35 | Anjanece | 10 | 300 | #VALUE! | #VALUE!
S AND C ELECTRIC CO. | 279012 | Y | S AND C ELECTRIC CO. , 279012 |  |  | 3.87 | 2001-12-13 14:35 | Anjanece | 10 | 300 | #VALUE! | #VALUE!
S AND C ELECTRIC CO. | 279012 | Y | S AND C ELECTRIC CO. , 279012 |  |  | 4.64 | 2001-12-13 14:35 | Anjanece | 10 | 300 | #VALUE! | #VALUE!
S AND C ELECTRIC CO. | 279012 | Y | S AND C ELECTRIC CO. , 279012 |  |  | 4.94 | 2001-12-13 14:35 | Anjanece | 10 | 300 | #VALUE! | #VALUE!
S AND C ELECTRIC CO. | 279012 | Y | S AND C ELECTRIC CO. , 279012 |  | Storm Stores | 0 | 2018-04-16 10:21 | Anjanece | 10 | 300 | #VALUE! | #VALUE!
S AND C ELECTRIC CO. | 279012 | Y | S AND C ELECTRIC CO. , 279012 |  |  | 2.17 | 2018-04-16 10:21 | Anjanece | 10 | 300 | #VALUE! | #VALUE!
S AND C ELECTRIC CO. | 279012 | Y | S AND C ELECTRIC CO. , 279012 |  |  | 2.19 | 2018-04-16 10:21 | Anjanece | 10 | 300 | #VALUE! | #VALUE!
S AND C ELECTRIC CO. | 279012 | Y | S AND C ELECTRIC CO. , 279012 |  |  | 2.25 | 2018-04-16 10:21 | Anjanece | 10 | 300 | #VALUE! | #VALUE!
S AND C ELECTRIC CO. | 279012 | Y | S AND C ELECTRIC CO. , 279012 |  |  | 2.29 | 2018-04-16 10:21 | Anjanece | 10 | 300 | #VALUE! | #VALUE!
S AND C ELECTRIC CO. | 279012 | Y | S AND C ELECTRIC CO. , 279012 |  |  | 2.35 | 2018-04-16 10:21 | Anjanece | 10 | 300 | #VALUE! | #VALUE!
INDEL | EF15TPCIR | Y | INDEL , EF15TPCIR | JEA OVERHEAD DISTRIBUTION | CSC Stores | 1.92 | 1998-07-07 | Anjanece | 10 | 500 | #VALUE! | #VALUE!
INDEL | EF15TPCIR | Y | INDEL , EF15TPCIR |  |  | 1.93 | 1998-07-07 | Anjanece | 10 | 500 | #VALUE! | #VALUE!
INDEL | EF15TPCIR | Y | INDEL , EF15TPCIR |  |  | 1.98 | 1998-07-07 | Anjanece | 10 | 500 | #VALUE! | #VALUE!
INDEL | EF15TPCIR | Y | INDEL , EF15TPCIR |  |  | 2.09 | 1998-07-07 | Anjanece | 10 | 500 | #VALUE! | #VALUE!
INDEL | EF15TPCIR | Y | INDEL , EF15TPCIR |  |  | 2.17 | 1998-07-07 | Anjanece | 10 | 500 | #VALUE! | #VALUE!
INDEL | EF15TPCIR | Y | INDEL , EF15TPCIR |  |  | 2.19 | 1998-07-07 | Anjanece | 10 | 500 | #VALUE! | #VALUE!
INDEL | EF15TPCIR | Y | INDEL , EF15TPCIR |  |  | 2.2 | 1998-07-07 | Anjanece | 10 | 500 | #VALUE! | #VALUE!
INDEL | EF15TPCIR | Y | INDEL , EF15TPCIR |  |  | 2.22 | 1998-07-07 | Anjanece | 10 | 500 | #VALUE! | #VALUE!
INDEL | EF15TPCIR | Y | INDEL , EF15TPCIR |  |  | 2.23 | 1998-07-07 | Anjanece | 10 | 500 | #VALUE! | #VALUE!
INDEL | EF15TPCIR | Y | INDEL , EF15TPCIR |  |  | 2.24 | 1998-07-07 | Anjanece | 10 | 500 | #VALUE! | #VALUE!
INDEL | EF15TPCIR | Y | INDEL , EF15TPCIR |  |  | 2.25 | 1998-07-07 | Anjanece | 10 | 500 | #VALUE! | #VALUE!
INDEL | EF15TPCIR | Y | INDEL , EF15TPCIR |  |  | 2.3 | 1998-07-07 | Anjanece | 10 | 500 | #VALUE! | #VALUE!
INDEL | EF15TPCIR | Y | INDEL , EF15TPCIR |  |  | 2.37 | 1998-07-07 | Anjanece | 10 | 500 | #VALUE! | #VALUE!
INDEL | EF15TPCIR | Y | INDEL , EF15TPCIR |  |  | 2.43 | 1998-07-07 | Anjanece | 10 | 500 | #VALUE! | #VALUE!
INDEL | EF15TPCIR | Y | INDEL , EF15TPCIR |  |  | 2.53 | 1998-07-07 | Anjanece | 10 | 500 | #VALUE! | #VALUE!
INDEL | EF15TPCIR | Y | INDEL , EF15TPCIR |  |  | 2.59 | 1998-07-07 | Anjanece | 10 | 500 | #VALUE! | #VALUE!
INDEL | EF15TPCIR | Y | INDEL , EF15TPCIR |  |  | 2.7 | 1998-07-07 | Anjanece | 10 | 500 | #VALUE! | #VALUE!
INDEL | EF15TPCIR | Y | INDEL , EF15TPCIR |  |  | 2.81 | 1998-07-07 | Anjanece | 10 | 500 | #VALUE! | #VALUE!
INDEL | EF15TPCIR | Y | INDEL , EF15TPCIR |  |  | 2.82 | 1998-07-07 | Anjanece | 10 | 500 | #VALUE! | #VALUE!
INDEL | EF15TPCIR | Y | INDEL , EF15TPCIR |  |  | 3.16 | 1998-07-07 | Anjanece | 10 | 500 | #VALUE! | #VALUE!
INDEL | EF15TPCIR | Y | INDEL , EF15TPCIR |  |  | 3.47 | 1998-07-07 | Anjanece | 10 | 500 | #VALUE! | #VALUE!
INDEL | EF15TPCIR | Y | INDEL , EF15TPCIR |  |  | 3.56 | 1998-07-07 | Anjanece | 10 | 500 | #VALUE! | #VALUE!
INDEL | EF15TPCIR | Y | INDEL , EF15TPCIR |  |  | 3.73 | 1998-07-07 | Anjanece | 10 | 500 | #VALUE! | #VALUE!
INDEL | EF15TPCIR | Y | INDEL , EF15TPCIR |  |  | 3.98 | 1998-07-07 | Anjanece | 10 | 500 | #VALUE! | #VALUE!
INDEL | EF15TPCIR | Y | INDEL , EF15TPCIR |  |  | 4.33 | 1998-07-07 | Anjanece | 10 | 500 | #VALUE! | #VALUE!
INDEL | EF15TPCIR | Y | INDEL , EF15TPCIR |  |  | 4.49 | 1998-07-07 | Anjanece | 10 | 500 | #VALUE! | #VALUE!
INDEL | EF15TPCIR | Y | INDEL , EF15TPCIR |  |  | 4.5 | 1998-07-07 | Anjanece | 10 | 500 | #VALUE! | #VALUE!
INDEL | EF15TPCIR | Y | INDEL , EF15TPCIR |  |  | 5.15 | 1998-07-07 | Anjanece | 10 | 500 | #VALUE! | #VALUE!
INDEL | EF15TPCIR | Y | INDEL , EF15TPCIR |  | Storm Stores | 0 | 2018-04-16 10:21 | Anjanece | 10 | 500 | #VALUE! | #VALUE!
INDEL | EF15TPCIR | Y | INDEL , EF15TPCIR |  |  | 2.17 | 2018-04-16 10:21 | Anjanece | 10 | 500 | #VALUE! | #VALUE!
INDEL | EF15TPCIR | Y | INDEL , EF15TPCIR |  |  | 2.18 | 2018-04-16 10:21 | Anjanece | 10 | 500 | #VALUE! | #VALUE!
INDEL | EF15TPCIR | Y | INDEL , EF15TPCIR |  |  | 2.19 | 2018-04-16 10:21 | Anjanece | 10 | 500 | #VALUE! | #VALUE!
INDEL | EF15TPCIR | Y | INDEL , EF15TPCIR |  |  | 2.2 | 2018-04-16 10:21 | Anjanece | 10 | 500 | #VALUE! | #VALUE!
INDEL | EF15TPCIR | Y | INDEL , EF15TPCIR |  |  | 2.22 | 2018-04-16 10:21 | Anjanece | 10 | 500 | #VALUE! | #VALUE!
INDEL | EF15TPCIR | Y | INDEL , EF15TPCIR |  |  | 2.82 | 2018-04-16 10:21 | Anjanece | 10 | 500 | #VALUE! | #VALUE!
S AND C ELECTRIC CO. | 279015 | Y | S AND C ELECTRIC CO. , 279015 | JEA OVERHEAD DISTRIBUTION | CSC Stores | 1.92 | 1998-07-07 | Anjanece | 10 | 500 | #VALUE! | #VALUE!
S AND C ELECTRIC CO. | 279015 | Y | S AND C ELECTRIC CO. , 279015 |  |  | 1.93 | 1998-07-07 | Anjanece | 10 | 500 | #VALUE! | #VALUE!
S AND C ELECTRIC CO. | 279015 | Y | S AND C ELECTRIC CO. , 279015 |  |  | 1.98 | 1998-07-07 | Anjanece | 10 | 500 | #VALUE! | #VALUE!
S AND C ELECTRIC CO. | 279015 | Y | S AND C ELECTRIC CO. , 279015 |  |  | 2.09 | 1998-07-07 | Anjanece | 10 | 500 | #VALUE! | #VALUE!
S AND C ELECTRIC CO. | 279015 | Y | S AND C ELECTRIC CO. , 279015 |  |  | 2.17 | 1998-07-07 | Anjanece | 10 | 500 | #VALUE! | #VALUE!
S AND C ELECTRIC CO. | 279015 | Y | S AND C ELECTRIC CO. , 279015 |  |  | 2.19 | 1998-07-07 | Anjanece | 10 | 500 | #VALUE! | #VALUE!
S AND C ELECTRIC CO. | 279015 | Y | S AND C ELECTRIC CO. , 279015 |  |  | 2.2 | 1998-07-07 | Anjanece | 10 | 500 | #VALUE! | #VALUE!
S AND C ELECTRIC CO. | 279015 | Y | S AND C ELECTRIC CO. , 279015 |  |  | 2.22 | 1998-07-07 | Anjanece | 10 | 500 | #VALUE! | #VALUE!
S AND C ELECTRIC CO. | 279015 | Y | S AND C ELECTRIC CO. , 279015 |  |  | 2.23 | 1998-07-07 | Anjanece | 10 | 500 | #VALUE! | #VALUE!
S AND C ELECTRIC CO. | 279015 | Y | S AND C ELECTRIC CO. , 279015 |  |  | 2.24 | 1998-07-07 | Anjanece | 10 | 500 | #VALUE! | #VALUE!
S AND C ELECTRIC CO. | 279015 | Y | S AND C ELECTRIC CO. , 279015 |  |  | 2.25 | 1998-07-07 | Anjanece | 10 | 500 | #VALUE! | #VALUE!
S AND C ELECTRIC CO. | 279015 | Y | S AND C ELECTRIC CO. , 279015 |  |  | 2.3 | 1998-07-07 | Anjanece | 10 | 500 | #VALUE! | #VALUE!
S AND C ELECTRIC CO. | 279015 | Y | S AND C ELECTRIC CO. , 279015 |  |  | 2.37 | 1998-07-07 | Anjanece | 10 | 500 | #VALUE! | #VALUE!
S AND C ELECTRIC CO. | 279015 | Y | S AND C ELECTRIC CO. , 279015 |  |  | 2.43 | 1998-07-07 | Anjanece | 10 | 500 | #VALUE! | #VALUE!
S AND C ELECTRIC CO. | 279015 | Y | S AND C ELECTRIC CO. , 279015 |  |  | 2.53 | 1998-07-07 | Anjanece | 10 | 500 | #VALUE! | #VALUE!
S AND C ELECTRIC CO. | 279015 | Y | S AND C ELECTRIC CO. , 279015 |  |  | 2.59 | 1998-07-07 | Anjanece | 10 | 500 | #VALUE! | #VALUE!
S AND C ELECTRIC CO. | 279015 | Y | S AND C ELECTRIC CO. , 279015 |  |  | 2.7 | 1998-07-07 | Anjanece | 10 | 500 | #VALUE! | #VALUE!
S AND C ELECTRIC CO. | 279015 | Y | S AND C ELECTRIC CO. , 279015 |  |  | 2.81 | 1998-07-07 | Anjanece | 10 | 500 | #VALUE! | #VALUE!
S AND C ELECTRIC CO. | 279015 | Y | S AND C ELECTRIC CO. , 279015 |  |  | 2.82 | 1998-07-07 | Anjanece | 10 | 500 | #VALUE! | #VALUE!
S AND C ELECTRIC CO. | 279015 | Y | S AND C ELECTRIC CO. , 279015 |  |  | 3.16 | 1998-07-07 | Anjanece | 10 | 500 | #VALUE! | #VALUE!
S AND C ELECTRIC CO. | 279015 | Y | S AND C ELECTRIC CO. , 279015 |  |  | 3.47 | 1998-07-07 | Anjanece | 10 | 500 | #VALUE! | #VALUE!
S AND C ELECTRIC CO. | 279015 | Y | S AND C ELECTRIC CO. , 279015 |  |  | 3.56 | 1998-07-07 | Anjanece | 10 | 500 | #VALUE! | #VALUE!
S AND C ELECTRIC CO. | 279015 | Y | S AND C ELECTRIC CO. , 279015 |  |  | 3.73 | 1998-07-07 | Anjanece | 10 | 500 | #VALUE! | #VALUE!
S AND C ELECTRIC CO. | 279015 | Y | S AND C ELECTRIC CO. , 279015 |  |  | 3.98 | 1998-07-07 | Anjanece | 10 | 500 | #VALUE! | #VALUE!
S AND C ELECTRIC CO. | 279015 | Y | S AND C ELECTRIC CO. , 279015 |  |  | 4.33 | 1998-07-07 | Anjanece | 10 | 500 | #VALUE! | #VALUE!
S AND C ELECTRIC CO. | 279015 | Y | S AND C ELECTRIC CO. , 279015 |  |  | 4.49 | 1998-07-07 | Anjanece | 10 | 500 | #VALUE! | #VALUE!
S AND C ELECTRIC CO. | 279015 | Y | S AND C ELECTRIC CO. , 279015 |  |  | 4.5 | 1998-07-07 | Anjanece | 10 | 500 | #VALUE! | #VALUE!
S AND C ELECTRIC CO. | 279015 | Y | S AND C ELECTRIC CO. , 279015 |  |  | 5.15 | 1998-07-07 | Anjanece | 10 | 500 | #VALUE! | #VALUE!
S AND C ELECTRIC CO. | 279015 | Y | S AND C ELECTRIC CO. , 279015 |  | Storm Stores | 0 | 2018-04-16 10:21 | Anjanece | 10 | 500 | #VALUE! | #VALUE!
S AND C ELECTRIC CO. | 279015 | Y | S AND C ELECTRIC CO. , 279015 |  |  | 2.17 | 2018-04-16 10:21 | Anjanece | 10 | 500 | #VALUE! | #VALUE!
S AND C ELECTRIC CO. | 279015 | Y | S AND C ELECTRIC CO. , 279015 |  |  | 2.18 | 2018-04-16 10:21 | Anjanece | 10 | 500 | #VALUE! | #VALUE!
S AND C ELECTRIC CO. | 279015 | Y | S AND C ELECTRIC CO. , 279015 |  |  | 2.19 | 2018-04-16 10:21 | Anjanece | 10 | 500 | #VALUE! | #VALUE!
S AND C ELECTRIC CO. | 279015 | Y | S AND C ELECTRIC CO. , 279015 |  |  | 2.2 | 2018-04-16 10:21 | Anjanece | 10 | 500 | #VALUE! | #VALUE!
S AND C ELECTRIC CO. | 279015 | Y | S AND C ELECTRIC CO. , 279015 |  |  | 2.22 | 2018-04-16 10:21 | Anjanece | 10 | 500 | #VALUE! | #VALUE!
S AND C ELECTRIC CO. | 279015 | Y | S AND C ELECTRIC CO. , 279015 |  |  | 2.82 | 2018-04-16 10:21 | Anjanece | 10 | 500 | #VALUE! | #VALUE!
INDEL | EF20TPCIR | Y | INDEL , EF20TPCIR | JEA OVERHEAD DISTRIBUTION | CSC Stores | 2.07 | 1998-07-07 | Anjanece | 10 | 900 | #VALUE! | #VALUE!
INDEL | EF20TPCIR | Y | INDEL , EF20TPCIR |  |  | 2.08 | 1998-07-07 | Anjanece | 10 | 900 | #VALUE! | #VALUE!
INDEL | EF20TPCIR | Y | INDEL , EF20TPCIR |  |  | 2.19 | 1998-07-07 | Anjanece | 10 | 900 | #VALUE! | #VALUE!
INDEL | EF20TPCIR | Y | INDEL , EF20TPCIR |  |  | 2.26 | 1998-07-07 | Anjanece | 10 | 900 | #VALUE! | #VALUE!
INDEL | EF20TPCIR | Y | INDEL , EF20TPCIR |  |  | 2.28 | 1998-07-07 | Anjanece | 10 | 900 | #VALUE! | #VALUE!
INDEL | EF20TPCIR | Y | INDEL , EF20TPCIR |  |  | 2.3 | 1998-07-07 | Anjanece | 10 | 900 | #VALUE! | #VALUE!
INDEL | EF20TPCIR | Y | INDEL , EF20TPCIR |  |  | 2.31 | 1998-07-07 | Anjanece | 10 | 900 | #VALUE! | #VALUE!
INDEL | EF20TPCIR | Y | INDEL , EF20TPCIR |  |  | 2.33 | 1998-07-07 | Anjanece | 10 | 900 | #VALUE! | #VALUE!
INDEL | EF20TPCIR | Y | INDEL , EF20TPCIR |  |  | 2.34 | 1998-07-07 | Anjanece | 10 | 900 | #VALUE! | #VALUE!
INDEL | EF20TPCIR | Y | INDEL , EF20TPCIR |  |  | 2.37 | 1998-07-07 | Anjanece | 10 | 900 | #VALUE! | #VALUE!
INDEL | EF20TPCIR | Y | INDEL , EF20TPCIR |  |  | 2.4 | 1998-07-07 | Anjanece | 10 | 900 | #VALUE! | #VALUE!
INDEL | EF20TPCIR | Y | INDEL , EF20TPCIR |  |  | 2.41 | 1998-07-07 | Anjanece | 10 | 900 | #VALUE! | #VALUE!
INDEL | EF20TPCIR | Y | INDEL , EF20TPCIR |  |  | 2.44 | 1998-07-07 | Anjanece | 10 | 900 | #VALUE! | #VALUE!
INDEL | EF20TPCIR | Y | INDEL , EF20TPCIR |  |  | 2.45 | 1998-07-07 | Anjanece | 10 | 900 | #VALUE! | #VALUE!
INDEL | EF20TPCIR | Y | INDEL , EF20TPCIR |  |  | 2.62 | 1998-07-07 | Anjanece | 10 | 900 | #VALUE! | #VALUE!
INDEL | EF20TPCIR | Y | INDEL , EF20TPCIR |  |  | 4.08 | 1998-07-07 | Anjanece | 10 | 900 | #VALUE! | #VALUE!
INDEL | EF20TPCIR | Y | INDEL , EF20TPCIR |  |  | 4.49 | 1998-07-07 | Anjanece | 10 | 900 | #VALUE! | #VALUE!
INDEL | EF20TPCIR | Y | INDEL , EF20TPCIR |  |  | 4.5 | 1998-07-07 | Anjanece | 10 | 900 | #VALUE! | #VALUE!
INDEL | EF20TPCIR | Y | INDEL , EF20TPCIR |  |  | 4.83 | 1998-07-07 | Anjanece | 10 | 900 | #VALUE! | #VALUE!
INDEL | EF20TPCIR | Y | INDEL , EF20TPCIR |  |  | 5.03 | 1998-07-07 | Anjanece | 10 | 900 | #VALUE! | #VALUE!
INDEL | EF20TPCIR | Y | INDEL , EF20TPCIR |  |  | 5.1 | 1998-07-07 | Anjanece | 10 | 900 | #VALUE! | #VALUE!
INDEL | EF20TPCIR | Y | INDEL , EF20TPCIR |  |  | 5.14 | 1998-07-07 | Anjanece | 10 | 900 | #VALUE! | #VALUE!
INDEL | EF20TPCIR | Y | INDEL , EF20TPCIR |  | Storm Stores | 0 | 2018-04-16 10:21 | Anjanece | 10 | 900 | #VALUE! | #VALUE!
INDEL | EF20TPCIR | Y | INDEL , EF20TPCIR |  |  | 2.26 | 2018-04-16 10:21 | Anjanece | 10 | 900 | #VALUE! | #VALUE!
INDEL | EF20TPCIR | Y | INDEL , EF20TPCIR |  |  | 2.27 | 2018-04-16 10:21 | Anjanece | 10 | 900 | #VALUE! | #VALUE!
INDEL | EF20TPCIR | Y | INDEL , EF20TPCIR |  |  | 2.32 | 2018-04-16 10:21 | Anjanece | 10 | 900 | #VALUE! | #VALUE!
INDEL | EF20TPCIR | Y | INDEL , EF20TPCIR |  |  | 2.33 | 2018-04-16 10:21 | Anjanece | 10 | 900 | #VALUE! | #VALUE!
INDEL | EF20TPCIR | Y | INDEL , EF20TPCIR |  |  | 2.41 | 2018-04-16 10:21 | Anjanece | 10 | 900 | #VALUE! | #VALUE!
S AND C ELECTRIC CO. | 279020 | Y | S AND C ELECTRIC CO. , 279020 | JEA OVERHEAD DISTRIBUTION | CSC Stores | 2.07 | 1998-07-07 | Anjanece | 10 | 900 | #VALUE! | #VALUE!
S AND C ELECTRIC CO. | 279020 | Y | S AND C ELECTRIC CO. , 279020 |  |  | 2.08 | 1998-07-07 | Anjanece | 10 | 900 | #VALUE! | #VALUE!
S AND C ELECTRIC CO. | 279020 | Y | S AND C ELECTRIC CO. , 279020 |  |  | 2.19 | 1998-07-07 | Anjanece | 10 | 900 | #VALUE! | #VALUE!
S AND C ELECTRIC CO. | 279020 | Y | S AND C ELECTRIC CO. , 279020 |  |  | 2.26 | 1998-07-07 | Anjanece | 10 | 900 | #VALUE! | #VALUE!
S AND C ELECTRIC CO. | 279020 | Y | S AND C ELECTRIC CO. , 279020 |  |  | 2.28 | 1998-07-07 | Anjanece | 10 | 900 | #VALUE! | #VALUE!
S AND C ELECTRIC CO. | 279020 | Y | S AND C ELECTRIC CO. , 279020 |  |  | 2.3 | 1998-07-07 | Anjanece | 10 | 900 | #VALUE! | #VALUE!
S AND C ELECTRIC CO. | 279020 | Y | S AND C ELECTRIC CO. , 279020 |  |  | 2.31 | 1998-07-07 | Anjanece | 10 | 900 | #VALUE! | #VALUE!
S AND C ELECTRIC CO. | 279020 | Y | S AND C ELECTRIC CO. , 279020 |  |  | 2.33 | 1998-07-07 | Anjanece | 10 | 900 | #VALUE! | #VALUE!
S AND C ELECTRIC CO. | 279020 | Y | S AND C ELECTRIC CO. , 279020 |  |  | 2.34 | 1998-07-07 | Anjanece | 10 | 900 | #VALUE! | #VALUE!
S AND C ELECTRIC CO. | 279020 | Y | S AND C ELECTRIC CO. , 279020 |  |  | 2.37 | 1998-07-07 | Anjanece | 10 | 900 | #VALUE! | #VALUE!
S AND C ELECTRIC CO. | 279020 | Y | S AND C ELECTRIC CO. , 279020 |  |  | 2.4 | 1998-07-07 | Anjanece | 10 | 900 | #VALUE! | #VALUE!
S AND C ELECTRIC CO. | 279020 | Y | S AND C ELECTRIC CO. , 279020 |  |  | 2.41 | 1998-07-07 | Anjanece | 10 | 900 | #VALUE! | #VALUE!
S AND C ELECTRIC CO. | 279020 | Y | S AND C ELECTRIC CO. , 279020 |  |  | 2.44 | 1998-07-07 | Anjanece | 10 | 900 | #VALUE! | #VALUE!
S AND C ELECTRIC CO. | 279020 | Y | S AND C ELECTRIC CO. , 279020 |  |  | 2.45 | 1998-07-07 | Anjanece | 10 | 900 | #VALUE! | #VALUE!
S AND C ELECTRIC CO. | 279020 | Y | S AND C ELECTRIC CO. , 279020 |  |  | 2.62 | 1998-07-07 | Anjanece | 10 | 900 | #VALUE! | #VALUE!
S AND C ELECTRIC CO. | 279020 | Y | S AND C ELECTRIC CO. , 279020 |  |  | 4.08 | 1998-07-07 | Anjanece | 10 | 900 | #VALUE! | #VALUE!
S AND C ELECTRIC CO. | 279020 | Y | S AND C ELECTRIC CO. , 279020 |  |  | 4.49 | 1998-07-07 | Anjanece | 10 | 900 | #VALUE! | #VALUE!
S AND C ELECTRIC CO. | 279020 | Y | S AND C ELECTRIC CO. , 279020 |  |  | 4.5 | 1998-07-07 | Anjanece | 10 | 900 | #VALUE! | #VALUE!
S AND C ELECTRIC CO. | 279020 | Y | S AND C ELECTRIC CO. , 279020 |  |  | 4.83 | 1998-07-07 | Anjanece | 10 | 900 | #VALUE! | #VALUE!
S AND C ELECTRIC CO. | 279020 | Y | S AND C ELECTRIC CO. , 279020 |  |  | 5.03 | 1998-07-07 | Anjanece | 10 | 900 | #VALUE! | #VALUE!
S AND C ELECTRIC CO. | 279020 | Y | S AND C ELECTRIC CO. , 279020 |  |  | 5.1 | 1998-07-07 | Anjanece | 10 | 900 | #VALUE! | #VALUE!
S AND C ELECTRIC CO. | 279020 | Y | S AND C ELECTRIC CO. , 279020 |  |  | 5.14 | 1998-07-07 | Anjanece | 10 | 900 | #VALUE! | #VALUE!
S AND C ELECTRIC CO. | 279020 | Y | S AND C ELECTRIC CO. , 279020 |  | Storm Stores | 0 | 2018-04-16 10:21 | Anjanece | 10 | 900 | #VALUE! | #VALUE!
S AND C ELECTRIC CO. | 279020 | Y | S AND C ELECTRIC CO. , 279020 |  |  | 2.26 | 2018-04-16 10:21 | Anjanece | 10 | 900 | #VALUE! | #VALUE!
S AND C ELECTRIC CO. | 279020 | Y | S AND C ELECTRIC CO. , 279020 |  |  | 2.27 | 2018-04-16 10:21 | Anjanece | 10 | 900 | #VALUE! | #VALUE!
S AND C ELECTRIC CO. | 279020 | Y | S AND C ELECTRIC CO. , 279020 |  |  | 2.32 | 2018-04-16 10:21 | Anjanece | 10 | 900 | #VALUE! | #VALUE!
S AND C ELECTRIC CO. | 279020 | Y | S AND C ELECTRIC CO. , 279020 |  |  | 2.33 | 2018-04-16 10:21 | Anjanece | 10 | 900 | #VALUE! | #VALUE!
S AND C ELECTRIC CO. | 279020 | Y | S AND C ELECTRIC CO. , 279020 |  |  | 2.41 | 2018-04-16 10:21 | Anjanece | 10 | 900 | #VALUE! | #VALUE!
INDEL | EF25TPCIR | Y | INDEL , EF25TPCIR | JEA OVERHEAD DISTRIBUTION | CSC Stores | 2.15 | 2001-12-13 14:36 | Anjanece | 10 | 600 | #VALUE! | #VALUE!
INDEL | EF25TPCIR | Y | INDEL , EF25TPCIR |  |  | 2.19 | 2001-12-13 14:36 | Anjanece | 10 | 600 | #VALUE! | #VALUE!
INDEL | EF25TPCIR | Y | INDEL , EF25TPCIR |  |  | 2.23 | 2001-12-13 14:36 | Anjanece | 10 | 600 | #VALUE! | #VALUE!
INDEL | EF25TPCIR | Y | INDEL , EF25TPCIR |  |  | 2.27 | 2001-12-13 14:36 | Anjanece | 10 | 600 | #VALUE! | #VALUE!
INDEL | EF25TPCIR | Y | INDEL , EF25TPCIR |  |  | 2.33 | 2001-12-13 14:36 | Anjanece | 10 | 600 | #VALUE! | #VALUE!
INDEL | EF25TPCIR | Y | INDEL , EF25TPCIR |  |  | 2.34 | 2001-12-13 14:36 | Anjanece | 10 | 600 | #VALUE! | #VALUE!
INDEL | EF25TPCIR | Y | INDEL , EF25TPCIR |  |  | 2.36 | 2001-12-13 14:36 | Anjanece | 10 | 600 | #VALUE! | #VALUE!
INDEL | EF25TPCIR | Y | INDEL , EF25TPCIR |  |  | 2.37 | 2001-12-13 14:36 | Anjanece | 10 | 600 | #VALUE! | #VALUE!
INDEL | EF25TPCIR | Y | INDEL , EF25TPCIR |  |  | 2.38 | 2001-12-13 14:36 | Anjanece | 10 | 600 | #VALUE! | #VALUE!
INDEL | EF25TPCIR | Y | INDEL , EF25TPCIR |  |  | 2.44 | 2001-12-13 14:36 | Anjanece | 10 | 600 | #VALUE! | #VALUE!
INDEL | EF25TPCIR | Y | INDEL , EF25TPCIR |  |  | 2.53 | 2001-12-13 14:36 | Anjanece | 10 | 600 | #VALUE! | #VALUE!
INDEL | EF25TPCIR | Y | INDEL , EF25TPCIR |  |  | 2.61 | 2001-12-13 14:36 | Anjanece | 10 | 600 | #VALUE! | #VALUE!
INDEL | EF25TPCIR | Y | INDEL , EF25TPCIR |  |  | 2.74 | 2001-12-13 14:36 | Anjanece | 10 | 600 | #VALUE! | #VALUE!
INDEL | EF25TPCIR | Y | INDEL , EF25TPCIR |  |  | 2.75 | 2001-12-13 14:36 | Anjanece | 10 | 600 | #VALUE! | #VALUE!
INDEL | EF25TPCIR | Y | INDEL , EF25TPCIR |  |  | 2.83 | 2001-12-13 14:36 | Anjanece | 10 | 600 | #VALUE! | #VALUE!
INDEL | EF25TPCIR | Y | INDEL , EF25TPCIR |  |  | 2.84 | 2001-12-13 14:36 | Anjanece | 10 | 600 | #VALUE! | #VALUE!
INDEL | EF25TPCIR | Y | INDEL , EF25TPCIR |  |  | 2.87 | 2001-12-13 14:36 | Anjanece | 10 | 600 | #VALUE! | #VALUE!
INDEL | EF25TPCIR | Y | INDEL , EF25TPCIR |  |  | 2.91 | 2001-12-13 14:36 | Anjanece | 10 | 600 | #VALUE! | #VALUE!
INDEL | EF25TPCIR | Y | INDEL , EF25TPCIR |  |  | 2.99 | 2001-12-13 14:36 | Anjanece | 10 | 600 | #VALUE! | #VALUE!
INDEL | EF25TPCIR | Y | INDEL , EF25TPCIR |  |  | 3.05 | 2001-12-13 14:36 | Anjanece | 10 | 600 | #VALUE! | #VALUE!
INDEL | EF25TPCIR | Y | INDEL , EF25TPCIR |  |  | 3.25 | 2001-12-13 14:36 | Anjanece | 10 | 600 | #VALUE! | #VALUE!
INDEL | EF25TPCIR | Y | INDEL , EF25TPCIR |  |  | 3.39 | 2001-12-13 14:36 | Anjanece | 10 | 600 | #VALUE! | #VALUE!
INDEL | EF25TPCIR | Y | INDEL , EF25TPCIR |  |  | 4.34 | 2001-12-13 14:36 | Anjanece | 10 | 600 | #VALUE! | #VALUE!
INDEL | EF25TPCIR | Y | INDEL , EF25TPCIR |  |  | 5.9 | 2001-12-13 14:36 | Anjanece | 10 | 600 | #VALUE! | #VALUE!
INDEL | EF25TPCIR | Y | INDEL , EF25TPCIR |  | Storm Stores | 0 | 2018-04-16 10:21 | Anjanece | 10 | 600 | #VALUE! | #VALUE!
INDEL | EF25TPCIR | Y | INDEL , EF25TPCIR |  |  | 2.39 | 2018-04-16 10:21 | Anjanece | 10 | 600 | #VALUE! | #VALUE!
INDEL | EF25TPCIR | Y | INDEL , EF25TPCIR |  |  | 2.43 | 2018-04-16 10:21 | Anjanece | 10 | 600 | #VALUE! | #VALUE!
INDEL | EF25TPCIR | Y | INDEL , EF25TPCIR |  |  | 2.49 | 2018-04-16 10:21 | Anjanece | 10 | 600 | #VALUE! | #VALUE!
INDEL | EF25TPCIR | Y | INDEL , EF25TPCIR |  |  | 2.5 | 2018-04-16 10:21 | Anjanece | 10 | 600 | #VALUE! | #VALUE!
INDEL | EF25TPCIR | Y | INDEL , EF25TPCIR |  |  | 2.61 | 2018-04-16 10:21 | Anjanece | 10 | 600 | #VALUE! | #VALUE!
INDEL | EF25TPCIR | Y | INDEL , EF25TPCIR |  |  | 2.66 | 2018-04-16 10:21 | Anjanece | 10 | 600 | #VALUE! | #VALUE!
S AND C ELECTRIC CO. | 279025 | Y | S AND C ELECTRIC CO. , 279025 | JEA OVERHEAD DISTRIBUTION | CSC Stores | 2.15 | 2001-12-13 14:36 | Anjanece | 10 | 600 | #VALUE! | #VALUE!
S AND C ELECTRIC CO. | 279025 | Y | S AND C ELECTRIC CO. , 279025 |  |  | 2.19 | 2001-12-13 14:36 | Anjanece | 10 | 600 | #VALUE! | #VALUE!
S AND C ELECTRIC CO. | 279025 | Y | S AND C ELECTRIC CO. , 279025 |  |  | 2.23 | 2001-12-13 14:36 | Anjanece | 10 | 600 | #VALUE! | #VALUE!
S AND C ELECTRIC CO. | 279025 | Y | S AND C ELECTRIC CO. , 279025 |  |  | 2.27 | 2001-12-13 14:36 | Anjanece | 10 | 600 | #VALUE! | #VALUE!
S AND C ELECTRIC CO. | 279025 | Y | S AND C ELECTRIC CO. , 279025 |  |  | 2.33 | 2001-12-13 14:36 | Anjanece | 10 | 600 | #VALUE! | #VALUE!
S AND C ELECTRIC CO. | 279025 | Y | S AND C ELECTRIC CO. , 279025 |  |  | 2.34 | 2001-12-13 14:36 | Anjanece | 10 | 600 | #VALUE! | #VALUE!
S AND C ELECTRIC CO. | 279025 | Y | S AND C ELECTRIC CO. , 279025 |  |  | 2.36 | 2001-12-13 14:36 | Anjanece | 10 | 600 | #VALUE! | #VALUE!
S AND C ELECTRIC CO. | 279025 | Y | S AND C ELECTRIC CO. , 279025 |  |  | 2.37 | 2001-12-13 14:36 | Anjanece | 10 | 600 | #VALUE! | #VALUE!
S AND C ELECTRIC CO. | 279025 | Y | S AND C ELECTRIC CO. , 279025 |  |  | 2.38 | 2001-12-13 14:36 | Anjanece | 10 | 600 | #VALUE! | #VALUE!
S AND C ELECTRIC CO. | 279025 | Y | S AND C ELECTRIC CO. , 279025 |  |  | 2.44 | 2001-12-13 14:36 | Anjanece | 10 | 600 | #VALUE! | #VALUE!
S AND C ELECTRIC CO. | 279025 | Y | S AND C ELECTRIC CO. , 279025 |  |  | 2.53 | 2001-12-13 14:36 | Anjanece | 10 | 600 | #VALUE! | #VALUE!
S AND C ELECTRIC CO. | 279025 | Y | S AND C ELECTRIC CO. , 279025 |  |  | 2.61 | 2001-12-13 14:36 | Anjanece | 10 | 600 | #VALUE! | #VALUE!
S AND C ELECTRIC CO. | 279025 | Y | S AND C ELECTRIC CO. , 279025 |  |  | 2.74 | 2001-12-13 14:36 | Anjanece | 10 | 600 | #VALUE! | #VALUE!
S AND C ELECTRIC CO. | 279025 | Y | S AND C ELECTRIC CO. , 279025 |  |  | 2.75 | 2001-12-13 14:36 | Anjanece | 10 | 600 | #VALUE! | #VALUE!
S AND C ELECTRIC CO. | 279025 | Y | S AND C ELECTRIC CO. , 279025 |  |  | 2.83 | 2001-12-13 14:36 | Anjanece | 10 | 600 | #VALUE! | #VALUE!
S AND C ELECTRIC CO. | 279025 | Y | S AND C ELECTRIC CO. , 279025 |  |  | 2.84 | 2001-12-13 14:36 | Anjanece | 10 | 600 | #VALUE! | #VALUE!
S AND C ELECTRIC CO. | 279025 | Y | S AND C ELECTRIC CO. , 279025 |  |  | 2.87 | 2001-12-13 14:36 | Anjanece | 10 | 600 | #VALUE! | #VALUE!
S AND C ELECTRIC CO. | 279025 | Y | S AND C ELECTRIC CO. , 279025 |  |  | 2.91 | 2001-12-13 14:36 | Anjanece | 10 | 600 | #VALUE! | #VALUE!
S AND C ELECTRIC CO. | 279025 | Y | S AND C ELECTRIC CO. , 279025 |  |  | 2.99 | 2001-12-13 14:36 | Anjanece | 10 | 600 | #VALUE! | #VALUE!
S AND C ELECTRIC CO. | 279025 | Y | S AND C ELECTRIC CO. , 279025 |  |  | 3.05 | 2001-12-13 14:36 | Anjanece | 10 | 600 | #VALUE! | #VALUE!
S AND C ELECTRIC CO. | 279025 | Y | S AND C ELECTRIC CO. , 279025 |  |  | 3.25 | 2001-12-13 14:36 | Anjanece | 10 | 600 | #VALUE! | #VALUE!
S AND C ELECTRIC CO. | 279025 | Y | S AND C ELECTRIC CO. , 279025 |  |  | 3.39 | 2001-12-13 14:36 | Anjanece | 10 | 600 | #VALUE! | #VALUE!
S AND C ELECTRIC CO. | 279025 | Y | S AND C ELECTRIC CO. , 279025 |  |  | 4.34 | 2001-12-13 14:36 | Anjanece | 10 | 600 | #VALUE! | #VALUE!
S AND C ELECTRIC CO. | 279025 | Y | S AND C ELECTRIC CO. , 279025 |  |  | 5.9 | 2001-12-13 14:36 | Anjanece | 10 | 600 | #VALUE! | #VALUE!
S AND C ELECTRIC CO. | 279025 | Y | S AND C ELECTRIC CO. , 279025 |  | Storm Stores | 0 | 2018-04-16 10:21 | Anjanece | 10 | 600 | #VALUE! | #VALUE!
S AND C ELECTRIC CO. | 279025 | Y | S AND C ELECTRIC CO. , 279025 |  |  | 2.39 | 2018-04-16 10:21 | Anjanece | 10 | 600 | #VALUE! | #VALUE!
S AND C ELECTRIC CO. | 279025 | Y | S AND C ELECTRIC CO. , 279025 |  |  | 2.43 | 2018-04-16 10:21 | Anjanece | 10 | 600 | #VALUE! | #VALUE!
S AND C ELECTRIC CO. | 279025 | Y | S AND C ELECTRIC CO. , 279025 |  |  | 2.49 | 2018-04-16 10:21 | Anjanece | 10 | 600 | #VALUE! | #VALUE!
S AND C ELECTRIC CO. | 279025 | Y | S AND C ELECTRIC CO. , 279025 |  |  | 2.5 | 2018-04-16 10:21 | Anjanece | 10 | 600 | #VALUE! | #VALUE!
S AND C ELECTRIC CO. | 279025 | Y | S AND C ELECTRIC CO. , 279025 |  |  | 2.61 | 2018-04-16 10:21 | Anjanece | 10 | 600 | #VALUE! | #VALUE!
S AND C ELECTRIC CO. | 279025 | Y | S AND C ELECTRIC CO. , 279025 |  |  | 2.66 | 2018-04-16 10:21 | Anjanece | 10 | 600 | #VALUE! | #VALUE!
INDEL | EF30TPCIR | Y | INDEL , EF30TPCIR | JEA OVERHEAD DISTRIBUTION | CSC Stores | 2.2 | 1998-07-07 | Anjanece | 10 | 600 | #VALUE! | #VALUE!
INDEL | EF30TPCIR | Y | INDEL , EF30TPCIR |  |  | 2.28 | 1998-07-07 | Anjanece | 10 | 600 | #VALUE! | #VALUE!
INDEL | EF30TPCIR | Y | INDEL , EF30TPCIR |  |  | 2.32 | 1998-07-07 | Anjanece | 10 | 600 | #VALUE! | #VALUE!
INDEL | EF30TPCIR | Y | INDEL , EF30TPCIR |  |  | 2.35 | 1998-07-07 | Anjanece | 10 | 600 | #VALUE! | #VALUE!
INDEL | EF30TPCIR | Y | INDEL , EF30TPCIR |  |  | 2.36 | 1998-07-07 | Anjanece | 10 | 600 | #VALUE! | #VALUE!
INDEL | EF30TPCIR | Y | INDEL , EF30TPCIR |  |  | 2.37 | 1998-07-07 | Anjanece | 10 | 600 | #VALUE! | #VALUE!
INDEL | EF30TPCIR | Y | INDEL , EF30TPCIR |  |  | 2.38 | 1998-07-07 | Anjanece | 10 | 600 | #VALUE! | #VALUE!
INDEL | EF30TPCIR | Y | INDEL , EF30TPCIR |  |  | 2.39 | 1998-07-07 | Anjanece | 10 | 600 | #VALUE! | #VALUE!
INDEL | EF30TPCIR | Y | INDEL , EF30TPCIR |  |  | 2.41 | 1998-07-07 | Anjanece | 10 | 600 | #VALUE! | #VALUE!
INDEL | EF30TPCIR | Y | INDEL , EF30TPCIR |  |  | 2.46 | 1998-07-07 | Anjanece | 10 | 600 | #VALUE! | #VALUE!
INDEL | EF30TPCIR | Y | INDEL , EF30TPCIR |  |  | 2.73 | 1998-07-07 | Anjanece | 10 | 600 | #VALUE! | #VALUE!
INDEL | EF30TPCIR | Y | INDEL , EF30TPCIR |  |  | 2.81 | 1998-07-07 | Anjanece | 10 | 600 | #VALUE! | #VALUE!
INDEL | EF30TPCIR | Y | INDEL , EF30TPCIR |  |  | 2.89 | 1998-07-07 | Anjanece | 10 | 600 | #VALUE! | #VALUE!
INDEL | EF30TPCIR | Y | INDEL , EF30TPCIR |  |  | 2.98 | 1998-07-07 | Anjanece | 10 | 600 | #VALUE! | #VALUE!
INDEL | EF30TPCIR | Y | INDEL , EF30TPCIR |  |  | 3.15 | 1998-07-07 | Anjanece | 10 | 600 | #VALUE! | #VALUE!
INDEL | EF30TPCIR | Y | INDEL , EF30TPCIR |  |  | 3.27 | 1998-07-07 | Anjanece | 10 | 600 | #VALUE! | #VALUE!
INDEL | EF30TPCIR | Y | INDEL , EF30TPCIR |  |  | 3.64 | 1998-07-07 | Anjanece | 10 | 600 | #VALUE! | #VALUE!
INDEL | EF30TPCIR | Y | INDEL , EF30TPCIR |  |  | 4.39 | 1998-07-07 | Anjanece | 10 | 600 | #VALUE! | #VALUE!
INDEL | EF30TPCIR | Y | INDEL , EF30TPCIR |  |  | 4.92 | 1998-07-07 | Anjanece | 10 | 600 | #VALUE! | #VALUE!
INDEL | EF30TPCIR | Y | INDEL , EF30TPCIR |  |  | 4.94 | 1998-07-07 | Anjanece | 10 | 600 | #VALUE! | #VALUE!
INDEL | EF30TPCIR | Y | INDEL , EF30TPCIR |  |  | 5.5 | 1998-07-07 | Anjanece | 10 | 600 | #VALUE! | #VALUE!
INDEL | EF30TPCIR | Y | INDEL , EF30TPCIR |  |  | 5.74 | 1998-07-07 | Anjanece | 10 | 600 | #VALUE! | #VALUE!
INDEL | EF30TPCIR | Y | INDEL , EF30TPCIR |  |  | 5.86 | 1998-07-07 | Anjanece | 10 | 600 | #VALUE! | #VALUE!
INDEL | EF30TPCIR | Y | INDEL , EF30TPCIR |  | Storm Stores | 0 | 2018-04-16 10:21 | Anjanece | 10 | 600 | #VALUE! | #VALUE!
INDEL | EF30TPCIR | Y | INDEL , EF30TPCIR |  |  | 2.48 | 2018-04-16 10:21 | Anjanece | 10 | 600 | #VALUE! | #VALUE!
INDEL | EF30TPCIR | Y | INDEL , EF30TPCIR |  |  | 2.55 | 2018-04-16 10:21 | Anjanece | 10 | 600 | #VALUE! | #VALUE!
INDEL | EF30TPCIR | Y | INDEL , EF30TPCIR |  |  | 2.61 | 2018-04-16 10:21 | Anjanece | 10 | 600 | #VALUE! | #VALUE!
INDEL | EF30TPCIR | Y | INDEL , EF30TPCIR |  |  | 2.62 | 2018-04-16 10:21 | Anjanece | 10 | 600 | #VALUE! | #VALUE!
INDEL | EF30TPCIR | Y | INDEL , EF30TPCIR |  |  | 2.63 | 2018-04-16 10:21 | Anjanece | 10 | 600 | #VALUE! | #VALUE!
INDEL | EF30TPCIR | Y | INDEL , EF30TPCIR |  |  | 2.78 | 2018-04-16 10:21 | Anjanece | 10 | 600 | #VALUE! | #VALUE!
INDEL | EF30TPCIR | Y | INDEL , EF30TPCIR |  |  | 2.85 | 2018-04-16 10:21 | Anjanece | 10 | 600 | #VALUE! | #VALUE!
S AND C ELECTRIC CO. | 279030 | Y | S AND C ELECTRIC CO. , 279030 | JEA OVERHEAD DISTRIBUTION | CSC Stores | 2.2 | 1998-07-07 | Anjanece | 10 | 600 | #VALUE! | #VALUE!
S AND C ELECTRIC CO. | 279030 | Y | S AND C ELECTRIC CO. , 279030 |  |  | 2.28 | 1998-07-07 | Anjanece | 10 | 600 | #VALUE! | #VALUE!
S AND C ELECTRIC CO. | 279030 | Y | S AND C ELECTRIC CO. , 279030 |  |  | 2.32 | 1998-07-07 | Anjanece | 10 | 600 | #VALUE! | #VALUE!
S AND C ELECTRIC CO. | 279030 | Y | S AND C ELECTRIC CO. , 279030 |  |  | 2.35 | 1998-07-07 | Anjanece | 10 | 600 | #VALUE! | #VALUE!
S AND C ELECTRIC CO. | 279030 | Y | S AND C ELECTRIC CO. , 279030 |  |  | 2.36 | 1998-07-07 | Anjanece | 10 | 600 | #VALUE! | #VALUE!
S AND C ELECTRIC CO. | 279030 | Y | S AND C ELECTRIC CO. , 279030 |  |  | 2.37 | 1998-07-07 | Anjanece | 10 | 600 | #VALUE! | #VALUE!
S AND C ELECTRIC CO. | 279030 | Y | S AND C ELECTRIC CO. , 279030 |  |  | 2.38 | 1998-07-07 | Anjanece | 10 | 600 | #VALUE! | #VALUE!
S AND C ELECTRIC CO. | 279030 | Y | S AND C ELECTRIC CO. , 279030 |  |  | 2.39 | 1998-07-07 | Anjanece | 10 | 600 | #VALUE! | #VALUE!
S AND C ELECTRIC CO. | 279030 | Y | S AND C ELECTRIC CO. , 279030 |  |  | 2.41 | 1998-07-07 | Anjanece | 10 | 600 | #VALUE! | #VALUE!
S AND C ELECTRIC CO. | 279030 | Y | S AND C ELECTRIC CO. , 279030 |  |  | 2.46 | 1998-07-07 | Anjanece | 10 | 600 | #VALUE! | #VALUE!
S AND C ELECTRIC CO. | 279030 | Y | S AND C ELECTRIC CO. , 279030 |  |  | 2.73 | 1998-07-07 | Anjanece | 10 | 600 | #VALUE! | #VALUE!
S AND C ELECTRIC CO. | 279030 | Y | S AND C ELECTRIC CO. , 279030 |  |  | 2.81 | 1998-07-07 | Anjanece | 10 | 600 | #VALUE! | #VALUE!
S AND C ELECTRIC CO. | 279030 | Y | S AND C ELECTRIC CO. , 279030 |  |  | 2.89 | 1998-07-07 | Anjanece | 10 | 600 | #VALUE! | #VALUE!
S AND C ELECTRIC CO. | 279030 | Y | S AND C ELECTRIC CO. , 279030 |  |  | 2.98 | 1998-07-07 | Anjanece | 10 | 600 | #VALUE! | #VALUE!
S AND C ELECTRIC CO. | 279030 | Y | S AND C ELECTRIC CO. , 279030 |  |  | 3.15 | 1998-07-07 | Anjanece | 10 | 600 | #VALUE! | #VALUE!
S AND C ELECTRIC CO. | 279030 | Y | S AND C ELECTRIC CO. , 279030 |  |  | 3.27 | 1998-07-07 | Anjanece | 10 | 600 | #VALUE! | #VALUE!
S AND C ELECTRIC CO. | 279030 | Y | S AND C ELECTRIC CO. , 279030 |  |  | 3.64 | 1998-07-07 | Anjanece | 10 | 600 | #VALUE! | #VALUE!
S AND C ELECTRIC CO. | 279030 | Y | S AND C ELECTRIC CO. , 279030 |  |  | 4.39 | 1998-07-07 | Anjanece | 10 | 600 | #VALUE! | #VALUE!
S AND C ELECTRIC CO. | 279030 | Y | S AND C ELECTRIC CO. , 279030 |  |  | 4.92 | 1998-07-07 | Anjanece | 10 | 600 | #VALUE! | #VALUE!
S AND C ELECTRIC CO. | 279030 | Y | S AND C ELECTRIC CO. , 279030 |  |  | 4.94 | 1998-07-07 | Anjanece | 10 | 600 | #VALUE! | #VALUE!
S AND C ELECTRIC CO. | 279030 | Y | S AND C ELECTRIC CO. , 279030 |  |  | 5.5 | 1998-07-07 | Anjanece | 10 | 600 | #VALUE! | #VALUE!
S AND C ELECTRIC CO. | 279030 | Y | S AND C ELECTRIC CO. , 279030 |  |  | 5.74 | 1998-07-07 | Anjanece | 10 | 600 | #VALUE! | #VALUE!
S AND C ELECTRIC CO. | 279030 | Y | S AND C ELECTRIC CO. , 279030 |  |  | 5.86 | 1998-07-07 | Anjanece | 10 | 600 | #VALUE! | #VALUE!
S AND C ELECTRIC CO. | 279030 | Y | S AND C ELECTRIC CO. , 279030 |  | Storm Stores | 0 | 2018-04-16 10:21 | Anjanece | 10 | 600 | #VALUE! | #VALUE!
S AND C ELECTRIC CO. | 279030 | Y | S AND C ELECTRIC CO. , 279030 |  |  | 2.48 | 2018-04-16 10:21 | Anjanece | 10 | 600 | #VALUE! | #VALUE!
S AND C ELECTRIC CO. | 279030 | Y | S AND C ELECTRIC CO. , 279030 |  |  | 2.55 | 2018-04-16 10:21 | Anjanece | 10 | 600 | #VALUE! | #VALUE!
S AND C ELECTRIC CO. | 279030 | Y | S AND C ELECTRIC CO. , 279030 |  |  | 2.61 | 2018-04-16 10:21 | Anjanece | 10 | 600 | #VALUE! | #VALUE!
S AND C ELECTRIC CO. | 279030 | Y | S AND C ELECTRIC CO. , 279030 |  |  | 2.62 | 2018-04-16 10:21 | Anjanece | 10 | 600 | #VALUE! | #VALUE!
S AND C ELECTRIC CO. | 279030 | Y | S AND C ELECTRIC CO. , 279030 |  |  | 2.63 | 2018-04-16 10:21 | Anjanece | 10 | 600 | #VALUE! | #VALUE!
S AND C ELECTRIC CO. | 279030 | Y | S AND C ELECTRIC CO. , 279030 |  |  | 2.78 | 2018-04-16 10:21 | Anjanece | 10 | 600 | #VALUE! | #VALUE!
S AND C ELECTRIC CO. | 279030 | Y | S AND C ELECTRIC CO. , 279030 |  |  | 2.85 | 2018-04-16 10:21 | Anjanece | 10 | 600 | #VALUE! | #VALUE!
INDEL | EF40TPCIR | Y | INDEL , EF40TPCIR | JEA OVERHEAD DISTRIBUTION | CSC Stores | 2.24 | 2001-12-13 14:37 | Anjanece | 10 | 700 | #VALUE! | #VALUE!
INDEL | EF40TPCIR | Y | INDEL , EF40TPCIR |  |  | 2.25 | 2001-12-13 14:37 | Anjanece | 10 | 700 | #VALUE! | #VALUE!
INDEL | EF40TPCIR | Y | INDEL , EF40TPCIR |  |  | 2.26 | 2001-12-13 14:37 | Anjanece | 10 | 700 | #VALUE! | #VALUE!
INDEL | EF40TPCIR | Y | INDEL , EF40TPCIR |  |  | 2.33 | 2001-12-13 14:37 | Anjanece | 10 | 700 | #VALUE! | #VALUE!
INDEL | EF40TPCIR | Y | INDEL , EF40TPCIR |  |  | 2.41 | 2001-12-13 14:37 | Anjanece | 10 | 700 | #VALUE! | #VALUE!
INDEL | EF40TPCIR | Y | INDEL , EF40TPCIR |  |  | 2.47 | 2001-12-13 14:37 | Anjanece | 10 | 700 | #VALUE! | #VALUE!
INDEL | EF40TPCIR | Y | INDEL , EF40TPCIR |  |  | 2.49 | 2001-12-13 14:37 | Anjanece | 10 | 700 | #VALUE! | #VALUE!
INDEL | EF40TPCIR | Y | INDEL , EF40TPCIR |  |  | 2.53 | 2001-12-13 14:37 | Anjanece | 10 | 700 | #VALUE! | #VALUE!
INDEL | EF40TPCIR | Y | INDEL , EF40TPCIR |  |  | 2.54 | 2001-12-13 14:37 | Anjanece | 10 | 700 | #VALUE! | #VALUE!
INDEL | EF40TPCIR | Y | INDEL , EF40TPCIR |  |  | 2.56 | 2001-12-13 14:37 | Anjanece | 10 | 700 | #VALUE! | #VALUE!
INDEL | EF40TPCIR | Y | INDEL , EF40TPCIR |  |  | 2.57 | 2001-12-13 14:37 | Anjanece | 10 | 700 | #VALUE! | #VALUE!
INDEL | EF40TPCIR | Y | INDEL , EF40TPCIR |  |  | 2.58 | 2001-12-13 14:37 | Anjanece | 10 | 700 | #VALUE! | #VALUE!
INDEL | EF40TPCIR | Y | INDEL , EF40TPCIR |  |  | 2.76 | 2001-12-13 14:37 | Anjanece | 10 | 700 | #VALUE! | #VALUE!
INDEL | EF40TPCIR | Y | INDEL , EF40TPCIR |  |  | 2.89 | 2001-12-13 14:37 | Anjanece | 10 | 700 | #VALUE! | #VALUE!
INDEL | EF40TPCIR | Y | INDEL , EF40TPCIR |  |  | 2.98 | 2001-12-13 14:37 | Anjanece | 10 | 700 | #VALUE! | #VALUE!
INDEL | EF40TPCIR | Y | INDEL , EF40TPCIR |  |  | 3.12 | 2001-12-13 14:37 | Anjanece | 10 | 700 | #VALUE! | #VALUE!
INDEL | EF40TPCIR | Y | INDEL , EF40TPCIR |  |  | 3.14 | 2001-12-13 14:37 | Anjanece | 10 | 700 | #VALUE! | #VALUE!
INDEL | EF40TPCIR | Y | INDEL , EF40TPCIR |  |  | 3.18 | 2001-12-13 14:37 | Anjanece | 10 | 700 | #VALUE! | #VALUE!
INDEL | EF40TPCIR | Y | INDEL , EF40TPCIR |  |  | 3.5 | 2001-12-13 14:37 | Anjanece | 10 | 700 | #VALUE! | #VALUE!
INDEL | EF40TPCIR | Y | INDEL , EF40TPCIR |  |  | 4.8 | 2001-12-13 14:37 | Anjanece | 10 | 700 | #VALUE! | #VALUE!
INDEL | EF40TPCIR | Y | INDEL , EF40TPCIR |  |  | 4.84 | 2001-12-13 14:37 | Anjanece | 10 | 700 | #VALUE! | #VALUE!
INDEL | EF40TPCIR | Y | INDEL , EF40TPCIR |  |  | 5.48 | 2001-12-13 14:37 | Anjanece | 10 | 700 | #VALUE! | #VALUE!
INDEL | EF40TPCIR | Y | INDEL , EF40TPCIR |  |  | 5.9 | 2001-12-13 14:37 | Anjanece | 10 | 700 | #VALUE! | #VALUE!
INDEL | EF40TPCIR | Y | INDEL , EF40TPCIR |  | Storm Stores | 0 | 2018-04-16 10:21 | Anjanece | 10 | 700 | #VALUE! | #VALUE!
INDEL | EF40TPCIR | Y | INDEL , EF40TPCIR |  |  | 2.58 | 2018-04-16 10:21 | Anjanece | 10 | 700 | #VALUE! | #VALUE!
INDEL | EF40TPCIR | Y | INDEL , EF40TPCIR |  |  | 2.67 | 2018-04-16 10:21 | Anjanece | 10 | 700 | #VALUE! | #VALUE!
INDEL | EF40TPCIR | Y | INDEL , EF40TPCIR |  |  | 2.7 | 2018-04-16 10:21 | Anjanece | 10 | 700 | #VALUE! | #VALUE!
INDEL | EF40TPCIR | Y | INDEL , EF40TPCIR |  |  | 2.72 | 2018-04-16 10:21 | Anjanece | 10 | 700 | #VALUE! | #VALUE!
INDEL | EF40TPCIR | Y | INDEL , EF40TPCIR |  |  | 2.84 | 2018-04-16 10:21 | Anjanece | 10 | 700 | #VALUE! | #VALUE!
INDEL | EF40TPCIR | Y | INDEL , EF40TPCIR |  |  | 2.86 | 2018-04-16 10:21 | Anjanece | 10 | 700 | #VALUE! | #VALUE!
INDEL | EF40TPCIR | Y | INDEL , EF40TPCIR |  |  | 2.92 | 2018-04-16 10:21 | Anjanece | 10 | 700 | #VALUE! | #VALUE!
S AND C ELECTRIC CO. | 279040 | Y | S AND C ELECTRIC CO. , 279040 | JEA OVERHEAD DISTRIBUTION | CSC Stores | 2.24 | 2001-12-13 14:37 | Anjanece | 10 | 700 | #VALUE! | #VALUE!
S AND C ELECTRIC CO. | 279040 | Y | S AND C ELECTRIC CO. , 279040 |  |  | 2.25 | 2001-12-13 14:37 | Anjanece | 10 | 700 | #VALUE! | #VALUE!
S AND C ELECTRIC CO. | 279040 | Y | S AND C ELECTRIC CO. , 279040 |  |  | 2.26 | 2001-12-13 14:37 | Anjanece | 10 | 700 | #VALUE! | #VALUE!
S AND C ELECTRIC CO. | 279040 | Y | S AND C ELECTRIC CO. , 279040 |  |  | 2.33 | 2001-12-13 14:37 | Anjanece | 10 | 700 | #VALUE! | #VALUE!
S AND C ELECTRIC CO. | 279040 | Y | S AND C ELECTRIC CO. , 279040 |  |  | 2.41 | 2001-12-13 14:37 | Anjanece | 10 | 700 | #VALUE! | #VALUE!
S AND C ELECTRIC CO. | 279040 | Y | S AND C ELECTRIC CO. , 279040 |  |  | 2.47 | 2001-12-13 14:37 | Anjanece | 10 | 700 | #VALUE! | #VALUE!
S AND C ELECTRIC CO. | 279040 | Y | S AND C ELECTRIC CO. , 279040 |  |  | 2.49 | 2001-12-13 14:37 | Anjanece | 10 | 700 | #VALUE! | #VALUE!
S AND C ELECTRIC CO. | 279040 | Y | S AND C ELECTRIC CO. , 279040 |  |  | 2.53 | 2001-12-13 14:37 | Anjanece | 10 | 700 | #VALUE! | #VALUE!
S AND C ELECTRIC CO. | 279040 | Y | S AND C ELECTRIC CO. , 279040 |  |  | 2.54 | 2001-12-13 14:37 | Anjanece | 10 | 700 | #VALUE! | #VALUE!
S AND C ELECTRIC CO. | 279040 | Y | S AND C ELECTRIC CO. , 279040 |  |  | 2.56 | 2001-12-13 14:37 | Anjanece | 10 | 700 | #VALUE! | #VALUE!
S AND C ELECTRIC CO. | 279040 | Y | S AND C ELECTRIC CO. , 279040 |  |  | 2.57 | 2001-12-13 14:37 | Anjanece | 10 | 700 | #VALUE! | #VALUE!
S AND C ELECTRIC CO. | 279040 | Y | S AND C ELECTRIC CO. , 279040 |  |  | 2.58 | 2001-12-13 14:37 | Anjanece | 10 | 700 | #VALUE! | #VALUE!
S AND C ELECTRIC CO. | 279040 | Y | S AND C ELECTRIC CO. , 279040 |  |  | 2.76 | 2001-12-13 14:37 | Anjanece | 10 | 700 | #VALUE! | #VALUE!
S AND C ELECTRIC CO. | 279040 | Y | S AND C ELECTRIC CO. , 279040 |  |  | 2.89 | 2001-12-13 14:37 | Anjanece | 10 | 700 | #VALUE! | #VALUE!
S AND C ELECTRIC CO. | 279040 | Y | S AND C ELECTRIC CO. , 279040 |  |  | 2.98 | 2001-12-13 14:37 | Anjanece | 10 | 700 | #VALUE! | #VALUE!
S AND C ELECTRIC CO. | 279040 | Y | S AND C ELECTRIC CO. , 279040 |  |  | 3.12 | 2001-12-13 14:37 | Anjanece | 10 | 700 | #VALUE! | #VALUE!
S AND C ELECTRIC CO. | 279040 | Y | S AND C ELECTRIC CO. , 279040 |  |  | 3.14 | 2001-12-13 14:37 | Anjanece | 10 | 700 | #VALUE! | #VALUE!
S AND C ELECTRIC CO. | 279040 | Y | S AND C ELECTRIC CO. , 279040 |  |  | 3.18 | 2001-12-13 14:37 | Anjanece | 10 | 700 | #VALUE! | #VALUE!
S AND C ELECTRIC CO. | 279040 | Y | S AND C ELECTRIC CO. , 279040 |  |  | 3.5 | 2001-12-13 14:37 | Anjanece | 10 | 700 | #VALUE! | #VALUE!
S AND C ELECTRIC CO. | 279040 | Y | S AND C ELECTRIC CO. , 279040 |  |  | 4.8 | 2001-12-13 14:37 | Anjanece | 10 | 700 | #VALUE! | #VALUE!
S AND C ELECTRIC CO. | 279040 | Y | S AND C ELECTRIC CO. , 279040 |  |  | 4.84 | 2001-12-13 14:37 | Anjanece | 10 | 700 | #VALUE! | #VALUE!
S AND C ELECTRIC CO. | 279040 | Y | S AND C ELECTRIC CO. , 279040 |  |  | 5.48 | 2001-12-13 14:37 | Anjanece | 10 | 700 | #VALUE! | #VALUE!
S AND C ELECTRIC CO. | 279040 | Y | S AND C ELECTRIC CO. , 279040 |  |  | 5.9 | 2001-12-13 14:37 | Anjanece | 10 | 700 | #VALUE! | #VALUE!
S AND C ELECTRIC CO. | 279040 | Y | S AND C ELECTRIC CO. , 279040 |  | Storm Stores | 0 | 2018-04-16 10:21 | Anjanece | 10 | 700 | #VALUE! | #VALUE!
S AND C ELECTRIC CO. | 279040 | Y | S AND C ELECTRIC CO. , 279040 |  |  | 2.58 | 2018-04-16 10:21 | Anjanece | 10 | 700 | #VALUE! | #VALUE!
S AND C ELECTRIC CO. | 279040 | Y | S AND C ELECTRIC CO. , 279040 |  |  | 2.67 | 2018-04-16 10:21 | Anjanece | 10 | 700 | #VALUE! | #VALUE!
S AND C ELECTRIC CO. | 279040 | Y | S AND C ELECTRIC CO. , 279040 |  |  | 2.7 | 2018-04-16 10:21 | Anjanece | 10 | 700 | #VALUE! | #VALUE!
S AND C ELECTRIC CO. | 279040 | Y | S AND C ELECTRIC CO. , 279040 |  |  | 2.72 | 2018-04-16 10:21 | Anjanece | 10 | 700 | #VALUE! | #VALUE!
S AND C ELECTRIC CO. | 279040 | Y | S AND C ELECTRIC CO. , 279040 |  |  | 2.84 | 2018-04-16 10:21 | Anjanece | 10 | 700 | #VALUE! | #VALUE!
S AND C ELECTRIC CO. | 279040 | Y | S AND C ELECTRIC CO. , 279040 |  |  | 2.86 | 2018-04-16 10:21 | Anjanece | 10 | 700 | #VALUE! | #VALUE!
S AND C ELECTRIC CO. | 279040 | Y | S AND C ELECTRIC CO. , 279040 |  |  | 2.92 | 2018-04-16 10:21 | Anjanece | 10 | 700 | #VALUE! | #VALUE!
INDEL | EF50TPCIR | Y | INDEL , EF50TPCIR | JEA OVERHEAD DISTRIBUTION | CSC Stores | 2.38 | 2001-12-13 14:38 | Anjanece | 10 | 700 | #VALUE! | #VALUE!
INDEL | EF50TPCIR | Y | INDEL , EF50TPCIR |  |  | 2.39 | 2001-12-13 14:38 | Anjanece | 10 | 700 | #VALUE! | #VALUE!
INDEL | EF50TPCIR | Y | INDEL , EF50TPCIR |  |  | 2.4 | 2001-12-13 14:38 | Anjanece | 10 | 700 | #VALUE! | #VALUE!
INDEL | EF50TPCIR | Y | INDEL , EF50TPCIR |  |  | 2.47 | 2001-12-13 14:38 | Anjanece | 10 | 700 | #VALUE! | #VALUE!
INDEL | EF50TPCIR | Y | INDEL , EF50TPCIR |  |  | 2.5 | 2001-12-13 14:38 | Anjanece | 10 | 700 | #VALUE! | #VALUE!
INDEL | EF50TPCIR | Y | INDEL , EF50TPCIR |  |  | 2.55 | 2001-12-13 14:38 | Anjanece | 10 | 700 | #VALUE! | #VALUE!
INDEL | EF50TPCIR | Y | INDEL , EF50TPCIR |  |  | 2.59 | 2001-12-13 14:38 | Anjanece | 10 | 700 | #VALUE! | #VALUE!
INDEL | EF50TPCIR | Y | INDEL , EF50TPCIR |  |  | 2.6 | 2001-12-13 14:38 | Anjanece | 10 | 700 | #VALUE! | #VALUE!
INDEL | EF50TPCIR | Y | INDEL , EF50TPCIR |  |  | 2.61 | 2001-12-13 14:38 | Anjanece | 10 | 700 | #VALUE! | #VALUE!
INDEL | EF50TPCIR | Y | INDEL , EF50TPCIR |  |  | 2.62 | 2001-12-13 14:38 | Anjanece | 10 | 700 | #VALUE! | #VALUE!
INDEL | EF50TPCIR | Y | INDEL , EF50TPCIR |  |  | 2.64 | 2001-12-13 14:38 | Anjanece | 10 | 700 | #VALUE! | #VALUE!
INDEL | EF50TPCIR | Y | INDEL , EF50TPCIR |  |  | 2.65 | 2001-12-13 14:38 | Anjanece | 10 | 700 | #VALUE! | #VALUE!
INDEL | EF50TPCIR | Y | INDEL , EF50TPCIR |  |  | 2.66 | 2001-12-13 14:38 | Anjanece | 10 | 700 | #VALUE! | #VALUE!
INDEL | EF50TPCIR | Y | INDEL , EF50TPCIR |  |  | 2.67 | 2001-12-13 14:38 | Anjanece | 10 | 700 | #VALUE! | #VALUE!
INDEL | EF50TPCIR | Y | INDEL , EF50TPCIR |  |  | 2.69 | 2001-12-13 14:38 | Anjanece | 10 | 700 | #VALUE! | #VALUE!
INDEL | EF50TPCIR | Y | INDEL , EF50TPCIR |  |  | 2.78 | 2001-12-13 14:38 | Anjanece | 10 | 700 | #VALUE! | #VALUE!
INDEL | EF50TPCIR | Y | INDEL , EF50TPCIR |  |  | 2.79 | 2001-12-13 14:38 | Anjanece | 10 | 700 | #VALUE! | #VALUE!
INDEL | EF50TPCIR | Y | INDEL , EF50TPCIR |  |  | 2.94 | 2001-12-13 14:38 | Anjanece | 10 | 700 | #VALUE! | #VALUE!
INDEL | EF50TPCIR | Y | INDEL , EF50TPCIR |  |  | 2.97 | 2001-12-13 14:38 | Anjanece | 10 | 700 | #VALUE! | #VALUE!
INDEL | EF50TPCIR | Y | INDEL , EF50TPCIR |  |  | 3.31 | 2001-12-13 14:38 | Anjanece | 10 | 700 | #VALUE! | #VALUE!
INDEL | EF50TPCIR | Y | INDEL , EF50TPCIR |  |  | 3.52 | 2001-12-13 14:38 | Anjanece | 10 | 700 | #VALUE! | #VALUE!
INDEL | EF50TPCIR | Y | INDEL , EF50TPCIR |  |  | 3.95 | 2001-12-13 14:38 | Anjanece | 10 | 700 | #VALUE! | #VALUE!
INDEL | EF50TPCIR | Y | INDEL , EF50TPCIR |  |  | 4.88 | 2001-12-13 14:38 | Anjanece | 10 | 700 | #VALUE! | #VALUE!
INDEL | EF50TPCIR | Y | INDEL , EF50TPCIR |  |  | 6.16 | 2001-12-13 14:38 | Anjanece | 10 | 700 | #VALUE! | #VALUE!
INDEL | EF50TPCIR | Y | INDEL , EF50TPCIR |  |  | 6.31 | 2001-12-13 14:38 | Anjanece | 10 | 700 | #VALUE! | #VALUE!
INDEL | EF50TPCIR | Y | INDEL , EF50TPCIR |  |  | 6.38 | 2001-12-13 14:38 | Anjanece | 10 | 700 | #VALUE! | #VALUE!
INDEL | EF50TPCIR | Y | INDEL , EF50TPCIR |  |  | 6.39 | 2001-12-13 14:38 | Anjanece | 10 | 700 | #VALUE! | #VALUE!
INDEL | EF50TPCIR | Y | INDEL , EF50TPCIR |  |  | 6.46 | 2001-12-13 14:38 | Anjanece | 10 | 700 | #VALUE! | #VALUE!
INDEL | EF50TPCIR | Y | INDEL , EF50TPCIR |  |  | 6.53 | 2001-12-13 14:38 | Anjanece | 10 | 700 | #VALUE! | #VALUE!
INDEL | EF50TPCIR | Y | INDEL , EF50TPCIR |  |  | 6.6 | 2001-12-13 14:38 | Anjanece | 10 | 700 | #VALUE! | #VALUE!
INDEL | EF50TPCIR | Y | INDEL , EF50TPCIR |  |  | 6.63 | 2001-12-13 14:38 | Anjanece | 10 | 700 | #VALUE! | #VALUE!
INDEL | EF50TPCIR | Y | INDEL , EF50TPCIR |  | Storm Stores | 0 | 2018-04-16 10:21 | Anjanece | 10 | 700 | #VALUE! | #VALUE!
INDEL | EF50TPCIR | Y | INDEL , EF50TPCIR |  |  | 2.8 | 2018-04-16 10:21 | Anjanece | 10 | 700 | #VALUE! | #VALUE!
INDEL | EF50TPCIR | Y | INDEL , EF50TPCIR |  |  | 2.81 | 2018-04-16 10:21 | Anjanece | 10 | 700 | #VALUE! | #VALUE!
INDEL | EF50TPCIR | Y | INDEL , EF50TPCIR |  |  | 2.91 | 2018-04-16 10:21 | Anjanece | 10 | 700 | #VALUE! | #VALUE!
INDEL | EF50TPCIR | Y | INDEL , EF50TPCIR |  |  | 2.97 | 2018-04-16 10:21 | Anjanece | 10 | 700 | #VALUE! | #VALUE!
INDEL | EF50TPCIR | Y | INDEL , EF50TPCIR |  |  | 3.07 | 2018-04-16 10:21 | Anjanece | 10 | 700 | #VALUE! | #VALUE!
INDEL | EF50TPCIR | Y | INDEL , EF50TPCIR |  |  | 3.08 | 2018-04-16 10:21 | Anjanece | 10 | 700 | #VALUE! | #VALUE!
INDEL | EF50TPCIR | Y | INDEL , EF50TPCIR |  |  | 3.26 | 2018-04-16 10:21 | Anjanece | 10 | 700 | #VALUE! | #VALUE!
INDEL | EF50TPCIR | Y | INDEL , EF50TPCIR |  |  | 3.3 | 2018-04-16 10:21 | Anjanece | 10 | 700 | #VALUE! | #VALUE!
INDEL | EF50TPCIR | Y | INDEL , EF50TPCIR |  |  | 3.32 | 2018-04-16 10:21 | Anjanece | 10 | 700 | #VALUE! | #VALUE!
INDEL | EF50TPCIR | Y | INDEL , EF50TPCIR |  |  | 3.43 | 2018-04-16 10:21 | Anjanece | 10 | 700 | #VALUE! | #VALUE!
INDEL | EF50TPCIR | Y | INDEL , EF50TPCIR |  |  | 3.44 | 2018-04-16 10:21 | Anjanece | 10 | 700 | #VALUE! | #VALUE!
INDEL | EF50TPCIR | Y | INDEL , EF50TPCIR |  |  | 3.46 | 2018-04-16 10:21 | Anjanece | 10 | 700 | #VALUE! | #VALUE!
S AND C ELECTRIC CO. | 279050 | Y | S AND C ELECTRIC CO. , 279050 | JEA OVERHEAD DISTRIBUTION | CSC Stores | 2.38 | 2001-12-13 14:38 | Anjanece | 10 | 700 | #VALUE! | #VALUE!
S AND C ELECTRIC CO. | 279050 | Y | S AND C ELECTRIC CO. , 279050 |  |  | 2.39 | 2001-12-13 14:38 | Anjanece | 10 | 700 | #VALUE! | #VALUE!
S AND C ELECTRIC CO. | 279050 | Y | S AND C ELECTRIC CO. , 279050 |  |  | 2.4 | 2001-12-13 14:38 | Anjanece | 10 | 700 | #VALUE! | #VALUE!
S AND C ELECTRIC CO. | 279050 | Y | S AND C ELECTRIC CO. , 279050 |  |  | 2.47 | 2001-12-13 14:38 | Anjanece | 10 | 700 | #VALUE! | #VALUE!
S AND C ELECTRIC CO. | 279050 | Y | S AND C ELECTRIC CO. , 279050 |  |  | 2.5 | 2001-12-13 14:38 | Anjanece | 10 | 700 | #VALUE! | #VALUE!
S AND C ELECTRIC CO. | 279050 | Y | S AND C ELECTRIC CO. , 279050 |  |  | 2.55 | 2001-12-13 14:38 | Anjanece | 10 | 700 | #VALUE! | #VALUE!
S AND C ELECTRIC CO. | 279050 | Y | S AND C ELECTRIC CO. , 279050 |  |  | 2.59 | 2001-12-13 14:38 | Anjanece | 10 | 700 | #VALUE! | #VALUE!
S AND C ELECTRIC CO. | 279050 | Y | S AND C ELECTRIC CO. , 279050 |  |  | 2.6 | 2001-12-13 14:38 | Anjanece | 10 | 700 | #VALUE! | #VALUE!
S AND C ELECTRIC CO. | 279050 | Y | S AND C ELECTRIC CO. , 279050 |  |  | 2.61 | 2001-12-13 14:38 | Anjanece | 10 | 700 | #VALUE! | #VALUE!
S AND C ELECTRIC CO. | 279050 | Y | S AND C ELECTRIC CO. , 279050 |  |  | 2.62 | 2001-12-13 14:38 | Anjanece | 10 | 700 | #VALUE! | #VALUE!
S AND C ELECTRIC CO. | 279050 | Y | S AND C ELECTRIC CO. , 279050 |  |  | 2.64 | 2001-12-13 14:38 | Anjanece | 10 | 700 | #VALUE! | #VALUE!
S AND C ELECTRIC CO. | 279050 | Y | S AND C ELECTRIC CO. , 279050 |  |  | 2.65 | 2001-12-13 14:38 | Anjanece | 10 | 700 | #VALUE! | #VALUE!
S AND C ELECTRIC CO. | 279050 | Y | S AND C ELECTRIC CO. , 279050 |  |  | 2.66 | 2001-12-13 14:38 | Anjanece | 10 | 700 | #VALUE! | #VALUE!
S AND C ELECTRIC CO. | 279050 | Y | S AND C ELECTRIC CO. , 279050 |  |  | 2.67 | 2001-12-13 14:38 | Anjanece | 10 | 700 | #VALUE! | #VALUE!
S AND C ELECTRIC CO. | 279050 | Y | S AND C ELECTRIC CO. , 279050 |  |  | 2.69 | 2001-12-13 14:38 | Anjanece | 10 | 700 | #VALUE! | #VALUE!
S AND C ELECTRIC CO. | 279050 | Y | S AND C ELECTRIC CO. , 279050 |  |  | 2.78 | 2001-12-13 14:38 | Anjanece | 10 | 700 | #VALUE! | #VALUE!
S AND C ELECTRIC CO. | 279050 | Y | S AND C ELECTRIC CO. , 279050 |  |  | 2.79 | 2001-12-13 14:38 | Anjanece | 10 | 700 | #VALUE! | #VALUE!
S AND C ELECTRIC CO. | 279050 | Y | S AND C ELECTRIC CO. , 279050 |  |  | 2.94 | 2001-12-13 14:38 | Anjanece | 10 | 700 | #VALUE! | #VALUE!
S AND C ELECTRIC CO. | 279050 | Y | S AND C ELECTRIC CO. , 279050 |  |  | 2.97 | 2001-12-13 14:38 | Anjanece | 10 | 700 | #VALUE! | #VALUE!
S AND C ELECTRIC CO. | 279050 | Y | S AND C ELECTRIC CO. , 279050 |  |  | 3.31 | 2001-12-13 14:38 | Anjanece | 10 | 700 | #VALUE! | #VALUE!
S AND C ELECTRIC CO. | 279050 | Y | S AND C ELECTRIC CO. , 279050 |  |  | 3.52 | 2001-12-13 14:38 | Anjanece | 10 | 700 | #VALUE! | #VALUE!
S AND C ELECTRIC CO. | 279050 | Y | S AND C ELECTRIC CO. , 279050 |  |  | 3.95 | 2001-12-13 14:38 | Anjanece | 10 | 700 | #VALUE! | #VALUE!
S AND C ELECTRIC CO. | 279050 | Y | S AND C ELECTRIC CO. , 279050 |  |  | 4.88 | 2001-12-13 14:38 | Anjanece | 10 | 700 | #VALUE! | #VALUE!
S AND C ELECTRIC CO. | 279050 | Y | S AND C ELECTRIC CO. , 279050 |  |  | 6.16 | 2001-12-13 14:38 | Anjanece | 10 | 700 | #VALUE! | #VALUE!
S AND C ELECTRIC CO. | 279050 | Y | S AND C ELECTRIC CO. , 279050 |  |  | 6.31 | 2001-12-13 14:38 | Anjanece | 10 | 700 | #VALUE! | #VALUE!
S AND C ELECTRIC CO. | 279050 | Y | S AND C ELECTRIC CO. , 279050 |  |  | 6.38 | 2001-12-13 14:38 | Anjanece | 10 | 700 | #VALUE! | #VALUE!
S AND C ELECTRIC CO. | 279050 | Y | S AND C ELECTRIC CO. , 279050 |  |  | 6.39 | 2001-12-13 14:38 | Anjanece | 10 | 700 | #VALUE! | #VALUE!
S AND C ELECTRIC CO. | 279050 | Y | S AND C ELECTRIC CO. , 279050 |  |  | 6.46 | 2001-12-13 14:38 | Anjanece | 10 | 700 | #VALUE! | #VALUE!
S AND C ELECTRIC CO. | 279050 | Y | S AND C ELECTRIC CO. , 279050 |  |  | 6.53 | 2001-12-13 14:38 | Anjanece | 10 | 700 | #VALUE! | #VALUE!
S AND C ELECTRIC CO. | 279050 | Y | S AND C ELECTRIC CO. , 279050 |  |  | 6.6 | 2001-12-13 14:38 | Anjanece | 10 | 700 | #VALUE! | #VALUE!
S AND C ELECTRIC CO. | 279050 | Y | S AND C ELECTRIC CO. , 279050 |  |  | 6.63 | 2001-12-13 14:38 | Anjanece | 10 | 700 | #VALUE! | #VALUE!
S AND C ELECTRIC CO. | 279050 | Y | S AND C ELECTRIC CO. , 279050 |  | Storm Stores | 0 | 2018-04-16 10:21 | Anjanece | 10 | 700 | #VALUE! | #VALUE!
S AND C ELECTRIC CO. | 279050 | Y | S AND C ELECTRIC CO. , 279050 |  |  | 2.8 | 2018-04-16 10:21 | Anjanece | 10 | 700 | #VALUE! | #VALUE!
S AND C ELECTRIC CO. | 279050 | Y | S AND C ELECTRIC CO. , 279050 |  |  | 2.81 | 2018-04-16 10:21 | Anjanece | 10 | 700 | #VALUE! | #VALUE!
S AND C ELECTRIC CO. | 279050 | Y | S AND C ELECTRIC CO. , 279050 |  |  | 2.91 | 2018-04-16 10:21 | Anjanece | 10 | 700 | #VALUE! | #VALUE!
S AND C ELECTRIC CO. | 279050 | Y | S AND C ELECTRIC CO. , 279050 |  |  | 2.97 | 2018-04-16 10:21 | Anjanece | 10 | 700 | #VALUE! | #VALUE!
S AND C ELECTRIC CO. | 279050 | Y | S AND C ELECTRIC CO. , 279050 |  |  | 3.07 | 2018-04-16 10:21 | Anjanece | 10 | 700 | #VALUE! | #VALUE!
S AND C ELECTRIC CO. | 279050 | Y | S AND C ELECTRIC CO. , 279050 |  |  | 3.08 | 2018-04-16 10:21 | Anjanece | 10 | 700 | #VALUE! | #VALUE!
S AND C ELECTRIC CO. | 279050 | Y | S AND C ELECTRIC CO. , 279050 |  |  | 3.26 | 2018-04-16 10:21 | Anjanece | 10 | 700 | #VALUE! | #VALUE!
S AND C ELECTRIC CO. | 279050 | Y | S AND C ELECTRIC CO. , 279050 |  |  | 3.3 | 2018-04-16 10:21 | Anjanece | 10 | 700 | #VALUE! | #VALUE!
S AND C ELECTRIC CO. | 279050 | Y | S AND C ELECTRIC CO. , 279050 |  |  | 3.32 | 2018-04-16 10:21 | Anjanece | 10 | 700 | #VALUE! | #VALUE!
S AND C ELECTRIC CO. | 279050 | Y | S AND C ELECTRIC CO. , 279050 |  |  | 3.43 | 2018-04-16 10:21 | Anjanece | 10 | 700 | #VALUE! | #VALUE!
S AND C ELECTRIC CO. | 279050 | Y | S AND C ELECTRIC CO. , 279050 |  |  | 3.44 | 2018-04-16 10:21 | Anjanece | 10 | 700 | #VALUE! | #VALUE!
S AND C ELECTRIC CO. | 279050 | Y | S AND C ELECTRIC CO. , 279050 |  |  | 3.46 | 2018-04-16 10:21 | Anjanece | 10 | 700 | #VALUE! | #VALUE!
INDEL | EF65TPCIR | Y | INDEL , EF65TPCIR | JEA OVERHEAD DISTRIBUTION | CSC Stores | 3.54 | 2001-12-13 14:39 | Anjanece | 5 | 700 | #VALUE! | #VALUE!
INDEL | EF65TPCIR | Y | INDEL , EF65TPCIR |  |  | 3.57 | 2001-12-13 14:39 | Anjanece | 5 | 700 | #VALUE! | #VALUE!
INDEL | EF65TPCIR | Y | INDEL , EF65TPCIR |  |  | 3.62 | 2001-12-13 14:39 | Anjanece | 5 | 700 | #VALUE! | #VALUE!
INDEL | EF65TPCIR | Y | INDEL , EF65TPCIR |  |  | 3.68 | 2001-12-13 14:39 | Anjanece | 5 | 700 | #VALUE! | #VALUE!
INDEL | EF65TPCIR | Y | INDEL , EF65TPCIR |  |  | 3.73 | 2001-12-13 14:39 | Anjanece | 5 | 700 | #VALUE! | #VALUE!
INDEL | EF65TPCIR | Y | INDEL , EF65TPCIR |  |  | 3.83 | 2001-12-13 14:39 | Anjanece | 5 | 700 | #VALUE! | #VALUE!
INDEL | EF65TPCIR | Y | INDEL , EF65TPCIR |  |  | 3.91 | 2001-12-13 14:39 | Anjanece | 5 | 700 | #VALUE! | #VALUE!
INDEL | EF65TPCIR | Y | INDEL , EF65TPCIR |  |  | 3.95 | 2001-12-13 14:39 | Anjanece | 5 | 700 | #VALUE! | #VALUE!
INDEL | EF65TPCIR | Y | INDEL , EF65TPCIR |  |  | 3.96 | 2001-12-13 14:39 | Anjanece | 5 | 700 | #VALUE! | #VALUE!
INDEL | EF65TPCIR | Y | INDEL , EF65TPCIR |  |  | 4.01 | 2001-12-13 14:39 | Anjanece | 5 | 700 | #VALUE! | #VALUE!
INDEL | EF65TPCIR | Y | INDEL , EF65TPCIR |  |  | 4.04 | 2001-12-13 14:39 | Anjanece | 5 | 700 | #VALUE! | #VALUE!
INDEL | EF65TPCIR | Y | INDEL , EF65TPCIR |  |  | 4.06 | 2001-12-13 14:39 | Anjanece | 5 | 700 | #VALUE! | #VALUE!
INDEL | EF65TPCIR | Y | INDEL , EF65TPCIR |  |  | 4.08 | 2001-12-13 14:39 | Anjanece | 5 | 700 | #VALUE! | #VALUE!
INDEL | EF65TPCIR | Y | INDEL , EF65TPCIR |  |  | 4.32 | 2001-12-13 14:39 | Anjanece | 5 | 700 | #VALUE! | #VALUE!
INDEL | EF65TPCIR | Y | INDEL , EF65TPCIR |  |  | 4.35 | 2001-12-13 14:39 | Anjanece | 5 | 700 | #VALUE! | #VALUE!
INDEL | EF65TPCIR | Y | INDEL , EF65TPCIR |  |  | 4.51 | 2001-12-13 14:39 | Anjanece | 5 | 700 | #VALUE! | #VALUE!
INDEL | EF65TPCIR | Y | INDEL , EF65TPCIR |  |  | 4.55 | 2001-12-13 14:39 | Anjanece | 5 | 700 | #VALUE! | #VALUE!
INDEL | EF65TPCIR | Y | INDEL , EF65TPCIR |  |  | 4.71 | 2001-12-13 14:39 | Anjanece | 5 | 700 | #VALUE! | #VALUE!
INDEL | EF65TPCIR | Y | INDEL , EF65TPCIR |  |  | 4.75 | 2001-12-13 14:39 | Anjanece | 5 | 700 | #VALUE! | #VALUE!
INDEL | EF65TPCIR | Y | INDEL , EF65TPCIR |  |  | 4.88 | 2001-12-13 14:39 | Anjanece | 5 | 700 | #VALUE! | #VALUE!
INDEL | EF65TPCIR | Y | INDEL , EF65TPCIR |  |  | 6.86 | 2001-12-13 14:39 | Anjanece | 5 | 700 | #VALUE! | #VALUE!
INDEL | EF65TPCIR | Y | INDEL , EF65TPCIR |  |  | 7.24 | 2001-12-13 14:39 | Anjanece | 5 | 700 | #VALUE! | #VALUE!
INDEL | EF65TPCIR | Y | INDEL , EF65TPCIR |  |  | 7.27 | 2001-12-13 14:39 | Anjanece | 5 | 700 | #VALUE! | #VALUE!
INDEL | EF65TPCIR | Y | INDEL , EF65TPCIR |  |  | 8.24 | 2001-12-13 14:39 | Anjanece | 5 | 700 | #VALUE! | #VALUE!
INDEL | EF65TPCIR | Y | INDEL , EF65TPCIR |  |  | 8.4 | 2001-12-13 14:39 | Anjanece | 5 | 700 | #VALUE! | #VALUE!
INDEL | EF65TPCIR | Y | INDEL , EF65TPCIR |  |  | 8.61 | 2001-12-13 14:39 | Anjanece | 5 | 700 | #VALUE! | #VALUE!
INDEL | EF65TPCIR | Y | INDEL , EF65TPCIR |  | Storm Stores | 0 | 2018-04-16 10:22 | Anjanece | 5 | 700 | #VALUE! | #VALUE!
INDEL | EF65TPCIR | Y | INDEL , EF65TPCIR |  |  | 4.05 | 2018-04-16 10:22 | Anjanece | 5 | 700 | #VALUE! | #VALUE!
INDEL | EF65TPCIR | Y | INDEL , EF65TPCIR |  |  | 4.07 | 2018-04-16 10:22 | Anjanece | 5 | 700 | #VALUE! | #VALUE!
INDEL | EF65TPCIR | Y | INDEL , EF65TPCIR |  |  | 4.13 | 2018-04-16 10:22 | Anjanece | 5 | 700 | #VALUE! | #VALUE!
INDEL | EF65TPCIR | Y | INDEL , EF65TPCIR |  |  | 4.2 | 2018-04-16 10:22 | Anjanece | 5 | 700 | #VALUE! | #VALUE!
INDEL | EF65TPCIR | Y | INDEL , EF65TPCIR |  |  | 4.22 | 2018-04-16 10:22 | Anjanece | 5 | 700 | #VALUE! | #VALUE!
INDEL | EF65TPCIR | Y | INDEL , EF65TPCIR |  |  | 4.32 | 2018-04-16 10:22 | Anjanece | 5 | 700 | #VALUE! | #VALUE!
INDEL | EF65TPCIR | Y | INDEL , EF65TPCIR |  |  | 4.33 | 2018-04-16 10:22 | Anjanece | 5 | 700 | #VALUE! | #VALUE!
INDEL | EF65TPCIR | Y | INDEL , EF65TPCIR |  |  | 4.43 | 2018-04-16 10:22 | Anjanece | 5 | 700 | #VALUE! | #VALUE!
S AND C ELECTRIC CO. | 279065 | Y | S AND C ELECTRIC CO. , 279065 | JEA OVERHEAD DISTRIBUTION | CSC Stores | 3.54 | 2001-12-13 14:39 | Anjanece | 5 | 700 | #VALUE! | #VALUE!
S AND C ELECTRIC CO. | 279065 | Y | S AND C ELECTRIC CO. , 279065 |  |  | 3.57 | 2001-12-13 14:39 | Anjanece | 5 | 700 | #VALUE! | #VALUE!
S AND C ELECTRIC CO. | 279065 | Y | S AND C ELECTRIC CO. , 279065 |  |  | 3.62 | 2001-12-13 14:39 | Anjanece | 5 | 700 | #VALUE! | #VALUE!
S AND C ELECTRIC CO. | 279065 | Y | S AND C ELECTRIC CO. , 279065 |  |  | 3.68 | 2001-12-13 14:39 | Anjanece | 5 | 700 | #VALUE! | #VALUE!
S AND C ELECTRIC CO. | 279065 | Y | S AND C ELECTRIC CO. , 279065 |  |  | 3.73 | 2001-12-13 14:39 | Anjanece | 5 | 700 | #VALUE! | #VALUE!
S AND C ELECTRIC CO. | 279065 | Y | S AND C ELECTRIC CO. , 279065 |  |  | 3.83 | 2001-12-13 14:39 | Anjanece | 5 | 700 | #VALUE! | #VALUE!
S AND C ELECTRIC CO. | 279065 | Y | S AND C ELECTRIC CO. , 279065 |  |  | 3.91 | 2001-12-13 14:39 | Anjanece | 5 | 700 | #VALUE! | #VALUE!
S AND C ELECTRIC CO. | 279065 | Y | S AND C ELECTRIC CO. , 279065 |  |  | 3.95 | 2001-12-13 14:39 | Anjanece | 5 | 700 | #VALUE! | #VALUE!
S AND C ELECTRIC CO. | 279065 | Y | S AND C ELECTRIC CO. , 279065 |  |  | 3.96 | 2001-12-13 14:39 | Anjanece | 5 | 700 | #VALUE! | #VALUE!
S AND C ELECTRIC CO. | 279065 | Y | S AND C ELECTRIC CO. , 279065 |  |  | 4.01 | 2001-12-13 14:39 | Anjanece | 5 | 700 | #VALUE! | #VALUE!
S AND C ELECTRIC CO. | 279065 | Y | S AND C ELECTRIC CO. , 279065 |  |  | 4.04 | 2001-12-13 14:39 | Anjanece | 5 | 700 | #VALUE! | #VALUE!
S AND C ELECTRIC CO. | 279065 | Y | S AND C ELECTRIC CO. , 279065 |  |  | 4.06 | 2001-12-13 14:39 | Anjanece | 5 | 700 | #VALUE! | #VALUE!
S AND C ELECTRIC CO. | 279065 | Y | S AND C ELECTRIC CO. , 279065 |  |  | 4.08 | 2001-12-13 14:39 | Anjanece | 5 | 700 | #VALUE! | #VALUE!
S AND C ELECTRIC CO. | 279065 | Y | S AND C ELECTRIC CO. , 279065 |  |  | 4.32 | 2001-12-13 14:39 | Anjanece | 5 | 700 | #VALUE! | #VALUE!
S AND C ELECTRIC CO. | 279065 | Y | S AND C ELECTRIC CO. , 279065 |  |  | 4.35 | 2001-12-13 14:39 | Anjanece | 5 | 700 | #VALUE! | #VALUE!
S AND C ELECTRIC CO. | 279065 | Y | S AND C ELECTRIC CO. , 279065 |  |  | 4.51 | 2001-12-13 14:39 | Anjanece | 5 | 700 | #VALUE! | #VALUE!
S AND C ELECTRIC CO. | 279065 | Y | S AND C ELECTRIC CO. , 279065 |  |  | 4.55 | 2001-12-13 14:39 | Anjanece | 5 | 700 | #VALUE! | #VALUE!
S AND C ELECTRIC CO. | 279065 | Y | S AND C ELECTRIC CO. , 279065 |  |  | 4.71 | 2001-12-13 14:39 | Anjanece | 5 | 700 | #VALUE! | #VALUE!
S AND C ELECTRIC CO. | 279065 | Y | S AND C ELECTRIC CO. , 279065 |  |  | 4.75 | 2001-12-13 14:39 | Anjanece | 5 | 700 | #VALUE! | #VALUE!
S AND C ELECTRIC CO. | 279065 | Y | S AND C ELECTRIC CO. , 279065 |  |  | 4.88 | 2001-12-13 14:39 | Anjanece | 5 | 700 | #VALUE! | #VALUE!
S AND C ELECTRIC CO. | 279065 | Y | S AND C ELECTRIC CO. , 279065 |  |  | 6.86 | 2001-12-13 14:39 | Anjanece | 5 | 700 | #VALUE! | #VALUE!
S AND C ELECTRIC CO. | 279065 | Y | S AND C ELECTRIC CO. , 279065 |  |  | 7.24 | 2001-12-13 14:39 | Anjanece | 5 | 700 | #VALUE! | #VALUE!
S AND C ELECTRIC CO. | 279065 | Y | S AND C ELECTRIC CO. , 279065 |  |  | 7.27 | 2001-12-13 14:39 | Anjanece | 5 | 700 | #VALUE! | #VALUE!
S AND C ELECTRIC CO. | 279065 | Y | S AND C ELECTRIC CO. , 279065 |  |  | 8.24 | 2001-12-13 14:39 | Anjanece | 5 | 700 | #VALUE! | #VALUE!
S AND C ELECTRIC CO. | 279065 | Y | S AND C ELECTRIC CO. , 279065 |  |  | 8.4 | 2001-12-13 14:39 | Anjanece | 5 | 700 | #VALUE! | #VALUE!
S AND C ELECTRIC CO. | 279065 | Y | S AND C ELECTRIC CO. , 279065 |  |  | 8.61 | 2001-12-13 14:39 | Anjanece | 5 | 700 | #VALUE! | #VALUE!
S AND C ELECTRIC CO. | 279065 | Y | S AND C ELECTRIC CO. , 279065 |  | Storm Stores | 0 | 2018-04-16 10:22 | Anjanece | 5 | 700 | #VALUE! | #VALUE!
S AND C ELECTRIC CO. | 279065 | Y | S AND C ELECTRIC CO. , 279065 |  |  | 4.05 | 2018-04-16 10:22 | Anjanece | 5 | 700 | #VALUE! | #VALUE!
S AND C ELECTRIC CO. | 279065 | Y | S AND C ELECTRIC CO. , 279065 |  |  | 4.07 | 2018-04-16 10:22 | Anjanece | 5 | 700 | #VALUE! | #VALUE!
S AND C ELECTRIC CO. | 279065 | Y | S AND C ELECTRIC CO. , 279065 |  |  | 4.13 | 2018-04-16 10:22 | Anjanece | 5 | 700 | #VALUE! | #VALUE!
S AND C ELECTRIC CO. | 279065 | Y | S AND C ELECTRIC CO. , 279065 |  |  | 4.2 | 2018-04-16 10:22 | Anjanece | 5 | 700 | #VALUE! | #VALUE!
S AND C ELECTRIC CO. | 279065 | Y | S AND C ELECTRIC CO. , 279065 |  |  | 4.22 | 2018-04-16 10:22 | Anjanece | 5 | 700 | #VALUE! | #VALUE!
S AND C ELECTRIC CO. | 279065 | Y | S AND C ELECTRIC CO. , 279065 |  |  | 4.32 | 2018-04-16 10:22 | Anjanece | 5 | 700 | #VALUE! | #VALUE!
S AND C ELECTRIC CO. | 279065 | Y | S AND C ELECTRIC CO. , 279065 |  |  | 4.33 | 2018-04-16 10:22 | Anjanece | 5 | 700 | #VALUE! | #VALUE!
S AND C ELECTRIC CO. | 279065 | Y | S AND C ELECTRIC CO. , 279065 |  |  | 4.43 | 2018-04-16 10:22 | Anjanece | 5 | 700 | #VALUE! | #VALUE!
INDEL | EF80TPCIR | Y | INDEL , EF80TPCIR | JEA OVERHEAD DISTRIBUTION | CSC Stores | 4.07 | 2001-12-13 14:39 | Anjanece | 5 | 800 | #VALUE! | #VALUE!
INDEL | EF80TPCIR | Y | INDEL , EF80TPCIR |  |  | 4.14 | 2001-12-13 14:39 | Anjanece | 5 | 800 | #VALUE! | #VALUE!
INDEL | EF80TPCIR | Y | INDEL , EF80TPCIR |  |  | 4.15 | 2001-12-13 14:39 | Anjanece | 5 | 800 | #VALUE! | #VALUE!
INDEL | EF80TPCIR | Y | INDEL , EF80TPCIR |  |  | 4.24 | 2001-12-13 14:39 | Anjanece | 5 | 800 | #VALUE! | #VALUE!
INDEL | EF80TPCIR | Y | INDEL , EF80TPCIR |  |  | 4.28 | 2001-12-13 14:39 | Anjanece | 5 | 800 | #VALUE! | #VALUE!
INDEL | EF80TPCIR | Y | INDEL , EF80TPCIR |  |  | 4.31 | 2001-12-13 14:39 | Anjanece | 5 | 800 | #VALUE! | #VALUE!
INDEL | EF80TPCIR | Y | INDEL , EF80TPCIR |  |  | 4.5 | 2001-12-13 14:39 | Anjanece | 5 | 800 | #VALUE! | #VALUE!
INDEL | EF80TPCIR | Y | INDEL , EF80TPCIR |  |  | 4.51 | 2001-12-13 14:39 | Anjanece | 5 | 800 | #VALUE! | #VALUE!
INDEL | EF80TPCIR | Y | INDEL , EF80TPCIR |  |  | 4.55 | 2001-12-13 14:39 | Anjanece | 5 | 800 | #VALUE! | #VALUE!
INDEL | EF80TPCIR | Y | INDEL , EF80TPCIR |  |  | 4.68 | 2001-12-13 14:39 | Anjanece | 5 | 800 | #VALUE! | #VALUE!
INDEL | EF80TPCIR | Y | INDEL , EF80TPCIR |  |  | 4.69 | 2001-12-13 14:39 | Anjanece | 5 | 800 | #VALUE! | #VALUE!
INDEL | EF80TPCIR | Y | INDEL , EF80TPCIR |  |  | 4.79 | 2001-12-13 14:39 | Anjanece | 5 | 800 | #VALUE! | #VALUE!
INDEL | EF80TPCIR | Y | INDEL , EF80TPCIR |  |  | 5.27 | 2001-12-13 14:39 | Anjanece | 5 | 800 | #VALUE! | #VALUE!
INDEL | EF80TPCIR | Y | INDEL , EF80TPCIR |  |  | 5.81 | 2001-12-13 14:39 | Anjanece | 5 | 800 | #VALUE! | #VALUE!
INDEL | EF80TPCIR | Y | INDEL , EF80TPCIR |  |  | 6.97 | 2001-12-13 14:39 | Anjanece | 5 | 800 | #VALUE! | #VALUE!
INDEL | EF80TPCIR | Y | INDEL , EF80TPCIR |  |  | 8.43 | 2001-12-13 14:39 | Anjanece | 5 | 800 | #VALUE! | #VALUE!
INDEL | EF80TPCIR | Y | INDEL , EF80TPCIR |  |  | 8.51 | 2001-12-13 14:39 | Anjanece | 5 | 800 | #VALUE! | #VALUE!
INDEL | EF80TPCIR | Y | INDEL , EF80TPCIR |  |  | 9.86 | 2001-12-13 14:39 | Anjanece | 5 | 800 | #VALUE! | #VALUE!
INDEL | EF80TPCIR | Y | INDEL , EF80TPCIR |  |  | 10.08 | 2001-12-13 14:39 | Anjanece | 5 | 800 | #VALUE! | #VALUE!
INDEL | EF80TPCIR | Y | INDEL , EF80TPCIR |  |  | 10.26 | 2001-12-13 14:39 | Anjanece | 5 | 800 | #VALUE! | #VALUE!
INDEL | EF80TPCIR | Y | INDEL , EF80TPCIR |  |  | 10.42 | 2001-12-13 14:39 | Anjanece | 5 | 800 | #VALUE! | #VALUE!
INDEL | EF80TPCIR | Y | INDEL , EF80TPCIR |  | Storm Stores | 0 | 2018-04-16 10:22 | Anjanece | 5 | 800 | #VALUE! | #VALUE!
INDEL | EF80TPCIR | Y | INDEL , EF80TPCIR |  |  | 4.27 | 2018-04-16 10:22 | Anjanece | 5 | 800 | #VALUE! | #VALUE!
INDEL | EF80TPCIR | Y | INDEL , EF80TPCIR |  |  | 4.36 | 2018-04-16 10:22 | Anjanece | 5 | 800 | #VALUE! | #VALUE!
INDEL | EF80TPCIR | Y | INDEL , EF80TPCIR |  |  | 4.4 | 2018-04-16 10:22 | Anjanece | 5 | 800 | #VALUE! | #VALUE!
INDEL | EF80TPCIR | Y | INDEL , EF80TPCIR |  |  | 4.41 | 2018-04-16 10:22 | Anjanece | 5 | 800 | #VALUE! | #VALUE!
INDEL | EF80TPCIR | Y | INDEL , EF80TPCIR |  |  | 4.42 | 2018-04-16 10:22 | Anjanece | 5 | 800 | #VALUE! | #VALUE!
INDEL | EF80TPCIR | Y | INDEL , EF80TPCIR |  |  | 4.43 | 2018-04-16 10:22 | Anjanece | 5 | 800 | #VALUE! | #VALUE!
INDEL | EF80TPCIR | Y | INDEL , EF80TPCIR |  |  | 4.44 | 2018-04-16 10:22 | Anjanece | 5 | 800 | #VALUE! | #VALUE!
INDEL | EF80TPCIR | Y | INDEL , EF80TPCIR |  |  | 4.53 | 2018-04-16 10:22 | Anjanece | 5 | 800 | #VALUE! | #VALUE!
S AND C ELECTRIC CO. | 279080 | Y | S AND C ELECTRIC CO. , 279080 | JEA OVERHEAD DISTRIBUTION | CSC Stores | 4.07 | 2001-12-13 14:39 | Anjanece | 5 | 800 | #VALUE! | #VALUE!
S AND C ELECTRIC CO. | 279080 | Y | S AND C ELECTRIC CO. , 279080 |  |  | 4.14 | 2001-12-13 14:39 | Anjanece | 5 | 800 | #VALUE! | #VALUE!
S AND C ELECTRIC CO. | 279080 | Y | S AND C ELECTRIC CO. , 279080 |  |  | 4.15 | 2001-12-13 14:39 | Anjanece | 5 | 800 | #VALUE! | #VALUE!
S AND C ELECTRIC CO. | 279080 | Y | S AND C ELECTRIC CO. , 279080 |  |  | 4.24 | 2001-12-13 14:39 | Anjanece | 5 | 800 | #VALUE! | #VALUE!
S AND C ELECTRIC CO. | 279080 | Y | S AND C ELECTRIC CO. , 279080 |  |  | 4.28 | 2001-12-13 14:39 | Anjanece | 5 | 800 | #VALUE! | #VALUE!
S AND C ELECTRIC CO. | 279080 | Y | S AND C ELECTRIC CO. , 279080 |  |  | 4.31 | 2001-12-13 14:39 | Anjanece | 5 | 800 | #VALUE! | #VALUE!
S AND C ELECTRIC CO. | 279080 | Y | S AND C ELECTRIC CO. , 279080 |  |  | 4.5 | 2001-12-13 14:39 | Anjanece | 5 | 800 | #VALUE! | #VALUE!
S AND C ELECTRIC CO. | 279080 | Y | S AND C ELECTRIC CO. , 279080 |  |  | 4.51 | 2001-12-13 14:39 | Anjanece | 5 | 800 | #VALUE! | #VALUE!
S AND C ELECTRIC CO. | 279080 | Y | S AND C ELECTRIC CO. , 279080 |  |  | 4.55 | 2001-12-13 14:39 | Anjanece | 5 | 800 | #VALUE! | #VALUE!
S AND C ELECTRIC CO. | 279080 | Y | S AND C ELECTRIC CO. , 279080 |  |  | 4.68 | 2001-12-13 14:39 | Anjanece | 5 | 800 | #VALUE! | #VALUE!
S AND C ELECTRIC CO. | 279080 | Y | S AND C ELECTRIC CO. , 279080 |  |  | 4.69 | 2001-12-13 14:39 | Anjanece | 5 | 800 | #VALUE! | #VALUE!
S AND C ELECTRIC CO. | 279080 | Y | S AND C ELECTRIC CO. , 279080 |  |  | 4.79 | 2001-12-13 14:39 | Anjanece | 5 | 800 | #VALUE! | #VALUE!
S AND C ELECTRIC CO. | 279080 | Y | S AND C ELECTRIC CO. , 279080 |  |  | 5.27 | 2001-12-13 14:39 | Anjanece | 5 | 800 | #VALUE! | #VALUE!
S AND C ELECTRIC CO. | 279080 | Y | S AND C ELECTRIC CO. , 279080 |  |  | 5.81 | 2001-12-13 14:39 | Anjanece | 5 | 800 | #VALUE! | #VALUE!
S AND C ELECTRIC CO. | 279080 | Y | S AND C ELECTRIC CO. , 279080 |  |  | 6.97 | 2001-12-13 14:39 | Anjanece | 5 | 800 | #VALUE! | #VALUE!
S AND C ELECTRIC CO. | 279080 | Y | S AND C ELECTRIC CO. , 279080 |  |  | 8.43 | 2001-12-13 14:39 | Anjanece | 5 | 800 | #VALUE! | #VALUE!
S AND C ELECTRIC CO. | 279080 | Y | S AND C ELECTRIC CO. , 279080 |  |  | 8.51 | 2001-12-13 14:39 | Anjanece | 5 | 800 | #VALUE! | #VALUE!
S AND C ELECTRIC CO. | 279080 | Y | S AND C ELECTRIC CO. , 279080 |  |  | 9.86 | 2001-12-13 14:39 | Anjanece | 5 | 800 | #VALUE! | #VALUE!
S AND C ELECTRIC CO. | 279080 | Y | S AND C ELECTRIC CO. , 279080 |  |  | 10.08 | 2001-12-13 14:39 | Anjanece | 5 | 800 | #VALUE! | #VALUE!
S AND C ELECTRIC CO. | 279080 | Y | S AND C ELECTRIC CO. , 279080 |  |  | 10.26 | 2001-12-13 14:39 | Anjanece | 5 | 800 | #VALUE! | #VALUE!
S AND C ELECTRIC CO. | 279080 | Y | S AND C ELECTRIC CO. , 279080 |  |  | 10.42 | 2001-12-13 14:39 | Anjanece | 5 | 800 | #VALUE! | #VALUE!
S AND C ELECTRIC CO. | 279080 | Y | S AND C ELECTRIC CO. , 279080 |  | Storm Stores | 0 | 2018-04-16 10:22 | Anjanece | 5 | 800 | #VALUE! | #VALUE!
S AND C ELECTRIC CO. | 279080 | Y | S AND C ELECTRIC CO. , 279080 |  |  | 4.27 | 2018-04-16 10:22 | Anjanece | 5 | 800 | #VALUE! | #VALUE!
S AND C ELECTRIC CO. | 279080 | Y | S AND C ELECTRIC CO. , 279080 |  |  | 4.36 | 2018-04-16 10:22 | Anjanece | 5 | 800 | #VALUE! | #VALUE!
S AND C ELECTRIC CO. | 279080 | Y | S AND C ELECTRIC CO. , 279080 |  |  | 4.4 | 2018-04-16 10:22 | Anjanece | 5 | 800 | #VALUE! | #VALUE!
S AND C ELECTRIC CO. | 279080 | Y | S AND C ELECTRIC CO. , 279080 |  |  | 4.41 | 2018-04-16 10:22 | Anjanece | 5 | 800 | #VALUE! | #VALUE!
S AND C ELECTRIC CO. | 279080 | Y | S AND C ELECTRIC CO. , 279080 |  |  | 4.42 | 2018-04-16 10:22 | Anjanece | 5 | 800 | #VALUE! | #VALUE!
S AND C ELECTRIC CO. | 279080 | Y | S AND C ELECTRIC CO. , 279080 |  |  | 4.43 | 2018-04-16 10:22 | Anjanece | 5 | 800 | #VALUE! | #VALUE!
S AND C ELECTRIC CO. | 279080 | Y | S AND C ELECTRIC CO. , 279080 |  |  | 4.44 | 2018-04-16 10:22 | Anjanece | 5 | 800 | #VALUE! | #VALUE!
S AND C ELECTRIC CO. | 279080 | Y | S AND C ELECTRIC CO. , 279080 |  |  | 4.53 | 2018-04-16 10:22 | Anjanece | 5 | 800 | #VALUE! | #VALUE!
INDEL | EF100TPCIR | Y | INDEL , EF100TPCIR | JEA OVERHEAD DISTRIBUTION | CSC Stores | 4.25 | 2001-12-13 14:40 | Anjanece | 5 | 1000 | #VALUE! | #VALUE!
INDEL | EF100TPCIR | Y | INDEL , EF100TPCIR |  |  | 4.27 | 2001-12-13 14:40 | Anjanece | 5 | 1000 | #VALUE! | #VALUE!
INDEL | EF100TPCIR | Y | INDEL , EF100TPCIR |  |  | 4.28 | 2001-12-13 14:40 | Anjanece | 5 | 1000 | #VALUE! | #VALUE!
INDEL | EF100TPCIR | Y | INDEL , EF100TPCIR |  |  | 4.33 | 2001-12-13 14:40 | Anjanece | 5 | 1000 | #VALUE! | #VALUE!
INDEL | EF100TPCIR | Y | INDEL , EF100TPCIR |  |  | 4.34 | 2001-12-13 14:40 | Anjanece | 5 | 1000 | #VALUE! | #VALUE!
INDEL | EF100TPCIR | Y | INDEL , EF100TPCIR |  |  | 4.38 | 2001-12-13 14:40 | Anjanece | 5 | 1000 | #VALUE! | #VALUE!
INDEL | EF100TPCIR | Y | INDEL , EF100TPCIR |  |  | 4.5 | 2001-12-13 14:40 | Anjanece | 5 | 1000 | #VALUE! | #VALUE!
INDEL | EF100TPCIR | Y | INDEL , EF100TPCIR |  |  | 4.52 | 2001-12-13 14:40 | Anjanece | 5 | 1000 | #VALUE! | #VALUE!
INDEL | EF100TPCIR | Y | INDEL , EF100TPCIR |  |  | 4.6 | 2001-12-13 14:40 | Anjanece | 5 | 1000 | #VALUE! | #VALUE!
INDEL | EF100TPCIR | Y | INDEL , EF100TPCIR |  |  | 4.62 | 2001-12-13 14:40 | Anjanece | 5 | 1000 | #VALUE! | #VALUE!
INDEL | EF100TPCIR | Y | INDEL , EF100TPCIR |  |  | 4.63 | 2001-12-13 14:40 | Anjanece | 5 | 1000 | #VALUE! | #VALUE!
INDEL | EF100TPCIR | Y | INDEL , EF100TPCIR |  |  | 4.66 | 2001-12-13 14:40 | Anjanece | 5 | 1000 | #VALUE! | #VALUE!
INDEL | EF100TPCIR | Y | INDEL , EF100TPCIR |  |  | 4.71 | 2001-12-13 14:40 | Anjanece | 5 | 1000 | #VALUE! | #VALUE!
INDEL | EF100TPCIR | Y | INDEL , EF100TPCIR |  |  | 4.73 | 2001-12-13 14:40 | Anjanece | 5 | 1000 | #VALUE! | #VALUE!
INDEL | EF100TPCIR | Y | INDEL , EF100TPCIR |  |  | 4.74 | 2001-12-13 14:40 | Anjanece | 5 | 1000 | #VALUE! | #VALUE!
INDEL | EF100TPCIR | Y | INDEL , EF100TPCIR |  |  | 4.76 | 2001-12-13 14:40 | Anjanece | 5 | 1000 | #VALUE! | #VALUE!
INDEL | EF100TPCIR | Y | INDEL , EF100TPCIR |  |  | 4.78 | 2001-12-13 14:40 | Anjanece | 5 | 1000 | #VALUE! | #VALUE!
INDEL | EF100TPCIR | Y | INDEL , EF100TPCIR |  |  | 4.8 | 2001-12-13 14:40 | Anjanece | 5 | 1000 | #VALUE! | #VALUE!
INDEL | EF100TPCIR | Y | INDEL , EF100TPCIR |  |  | 4.84 | 2001-12-13 14:40 | Anjanece | 5 | 1000 | #VALUE! | #VALUE!
INDEL | EF100TPCIR | Y | INDEL , EF100TPCIR |  |  | 5.05 | 2001-12-13 14:40 | Anjanece | 5 | 1000 | #VALUE! | #VALUE!
INDEL | EF100TPCIR | Y | INDEL , EF100TPCIR |  |  | 5.21 | 2001-12-13 14:40 | Anjanece | 5 | 1000 | #VALUE! | #VALUE!
INDEL | EF100TPCIR | Y | INDEL , EF100TPCIR |  |  | 5.5 | 2001-12-13 14:40 | Anjanece | 5 | 1000 | #VALUE! | #VALUE!
INDEL | EF100TPCIR | Y | INDEL , EF100TPCIR |  |  | 6.87 | 2001-12-13 14:40 | Anjanece | 5 | 1000 | #VALUE! | #VALUE!
INDEL | EF100TPCIR | Y | INDEL , EF100TPCIR |  |  | 8.18 | 2001-12-13 14:40 | Anjanece | 5 | 1000 | #VALUE! | #VALUE!
INDEL | EF100TPCIR | Y | INDEL , EF100TPCIR |  |  | 8.65 | 2001-12-13 14:40 | Anjanece | 5 | 1000 | #VALUE! | #VALUE!
INDEL | EF100TPCIR | Y | INDEL , EF100TPCIR |  |  | 8.74 | 2001-12-13 14:40 | Anjanece | 5 | 1000 | #VALUE! | #VALUE!
INDEL | EF100TPCIR | Y | INDEL , EF100TPCIR |  |  | 10.42 | 2001-12-13 14:40 | Anjanece | 5 | 1000 | #VALUE! | #VALUE!
INDEL | EF100TPCIR | Y | INDEL , EF100TPCIR |  | Storm Stores | 0 | 2018-04-16 10:22 | Anjanece | 5 | 1000 | #VALUE! | #VALUE!
INDEL | EF100TPCIR | Y | INDEL , EF100TPCIR |  |  | 4.67 | 2018-04-16 10:22 | Anjanece | 5 | 1000 | #VALUE! | #VALUE!
INDEL | EF100TPCIR | Y | INDEL , EF100TPCIR |  |  | 4.69 | 2018-04-16 10:22 | Anjanece | 5 | 1000 | #VALUE! | #VALUE!
INDEL | EF100TPCIR | Y | INDEL , EF100TPCIR |  |  | 4.7 | 2018-04-16 10:22 | Anjanece | 5 | 1000 | #VALUE! | #VALUE!
INDEL | EF100TPCIR | Y | INDEL , EF100TPCIR |  |  | 4.74 | 2018-04-16 10:22 | Anjanece | 5 | 1000 | #VALUE! | #VALUE!
INDEL | EF100TPCIR | Y | INDEL , EF100TPCIR |  |  | 4.76 | 2018-04-16 10:22 | Anjanece | 5 | 1000 | #VALUE! | #VALUE!
INDEL | EF100TPCIR | Y | INDEL , EF100TPCIR |  |  | 4.77 | 2018-04-16 10:22 | Anjanece | 5 | 1000 | #VALUE! | #VALUE!
S AND C ELECTRIC CO. | 279100R1 | Y | S AND C ELECTRIC CO. , 279100R1 | JEA OVERHEAD DISTRIBUTION | CSC Stores | 4.25 | 2001-12-13 14:40 | Anjanece | 5 | 1000 | #VALUE! | #VALUE!
S AND C ELECTRIC CO. | 279100R1 | Y | S AND C ELECTRIC CO. , 279100R1 |  |  | 4.27 | 2001-12-13 14:40 | Anjanece | 5 | 1000 | #VALUE! | #VALUE!
S AND C ELECTRIC CO. | 279100R1 | Y | S AND C ELECTRIC CO. , 279100R1 |  |  | 4.28 | 2001-12-13 14:40 | Anjanece | 5 | 1000 | #VALUE! | #VALUE!
S AND C ELECTRIC CO. | 279100R1 | Y | S AND C ELECTRIC CO. , 279100R1 |  |  | 4.33 | 2001-12-13 14:40 | Anjanece | 5 | 1000 | #VALUE! | #VALUE!
S AND C ELECTRIC CO. | 279100R1 | Y | S AND C ELECTRIC CO. , 279100R1 |  |  | 4.34 | 2001-12-13 14:40 | Anjanece | 5 | 1000 | #VALUE! | #VALUE!
S AND C ELECTRIC CO. | 279100R1 | Y | S AND C ELECTRIC CO. , 279100R1 |  |  | 4.38 | 2001-12-13 14:40 | Anjanece | 5 | 1000 | #VALUE! | #VALUE!
S AND C ELECTRIC CO. | 279100R1 | Y | S AND C ELECTRIC CO. , 279100R1 |  |  | 4.5 | 2001-12-13 14:40 | Anjanece | 5 | 1000 | #VALUE! | #VALUE!
S AND C ELECTRIC CO. | 279100R1 | Y | S AND C ELECTRIC CO. , 279100R1 |  |  | 4.52 | 2001-12-13 14:40 | Anjanece | 5 | 1000 | #VALUE! | #VALUE!
S AND C ELECTRIC CO. | 279100R1 | Y | S AND C ELECTRIC CO. , 279100R1 |  |  | 4.6 | 2001-12-13 14:40 | Anjanece | 5 | 1000 | #VALUE! | #VALUE!
S AND C ELECTRIC CO. | 279100R1 | Y | S AND C ELECTRIC CO. , 279100R1 |  |  | 4.62 | 2001-12-13 14:40 | Anjanece | 5 | 1000 | #VALUE! | #VALUE!
S AND C ELECTRIC CO. | 279100R1 | Y | S AND C ELECTRIC CO. , 279100R1 |  |  | 4.63 | 2001-12-13 14:40 | Anjanece | 5 | 1000 | #VALUE! | #VALUE!
S AND C ELECTRIC CO. | 279100R1 | Y | S AND C ELECTRIC CO. , 279100R1 |  |  | 4.66 | 2001-12-13 14:40 | Anjanece | 5 | 1000 | #VALUE! | #VALUE!
S AND C ELECTRIC CO. | 279100R1 | Y | S AND C ELECTRIC CO. , 279100R1 |  |  | 4.71 | 2001-12-13 14:40 | Anjanece | 5 | 1000 | #VALUE! | #VALUE!
S AND C ELECTRIC CO. | 279100R1 | Y | S AND C ELECTRIC CO. , 279100R1 |  |  | 4.73 | 2001-12-13 14:40 | Anjanece | 5 | 1000 | #VALUE! | #VALUE!
S AND C ELECTRIC CO. | 279100R1 | Y | S AND C ELECTRIC CO. , 279100R1 |  |  | 4.74 | 2001-12-13 14:40 | Anjanece | 5 | 1000 | #VALUE! | #VALUE!
S AND C ELECTRIC CO. | 279100R1 | Y | S AND C ELECTRIC CO. , 279100R1 |  |  | 4.76 | 2001-12-13 14:40 | Anjanece | 5 | 1000 | #VALUE! | #VALUE!
S AND C ELECTRIC CO. | 279100R1 | Y | S AND C ELECTRIC CO. , 279100R1 |  |  | 4.78 | 2001-12-13 14:40 | Anjanece | 5 | 1000 | #VALUE! | #VALUE!
S AND C ELECTRIC CO. | 279100R1 | Y | S AND C ELECTRIC CO. , 279100R1 |  |  | 4.8 | 2001-12-13 14:40 | Anjanece | 5 | 1000 | #VALUE! | #VALUE!
S AND C ELECTRIC CO. | 279100R1 | Y | S AND C ELECTRIC CO. , 279100R1 |  |  | 4.84 | 2001-12-13 14:40 | Anjanece | 5 | 1000 | #VALUE! | #VALUE!
S AND C ELECTRIC CO. | 279100R1 | Y | S AND C ELECTRIC CO. , 279100R1 |  |  | 5.05 | 2001-12-13 14:40 | Anjanece | 5 | 1000 | #VALUE! | #VALUE!
S AND C ELECTRIC CO. | 279100R1 | Y | S AND C ELECTRIC CO. , 279100R1 |  |  | 5.21 | 2001-12-13 14:40 | Anjanece | 5 | 1000 | #VALUE! | #VALUE!
S AND C ELECTRIC CO. | 279100R1 | Y | S AND C ELECTRIC CO. , 279100R1 |  |  | 5.5 | 2001-12-13 14:40 | Anjanece | 5 | 1000 | #VALUE! | #VALUE!
S AND C ELECTRIC CO. | 279100R1 | Y | S AND C ELECTRIC CO. , 279100R1 |  |  | 6.87 | 2001-12-13 14:40 | Anjanece | 5 | 1000 | #VALUE! | #VALUE!
S AND C ELECTRIC CO. | 279100R1 | Y | S AND C ELECTRIC CO. , 279100R1 |  |  | 8.18 | 2001-12-13 14:40 | Anjanece | 5 | 1000 | #VALUE! | #VALUE!
S AND C ELECTRIC CO. | 279100R1 | Y | S AND C ELECTRIC CO. , 279100R1 |  |  | 8.65 | 2001-12-13 14:40 | Anjanece | 5 | 1000 | #VALUE! | #VALUE!
S AND C ELECTRIC CO. | 279100R1 | Y | S AND C ELECTRIC CO. , 279100R1 |  |  | 8.74 | 2001-12-13 14:40 | Anjanece | 5 | 1000 | #VALUE! | #VALUE!
S AND C ELECTRIC CO. | 279100R1 | Y | S AND C ELECTRIC CO. , 279100R1 |  |  | 10.42 | 2001-12-13 14:40 | Anjanece | 5 | 1000 | #VALUE! | #VALUE!
S AND C ELECTRIC CO. | 279100R1 | Y | S AND C ELECTRIC CO. , 279100R1 |  | Storm Stores | 0 | 2018-04-16 10:22 | Anjanece | 5 | 1000 | #VALUE! | #VALUE!
S AND C ELECTRIC CO. | 279100R1 | Y | S AND C ELECTRIC CO. , 279100R1 |  |  | 4.67 | 2018-04-16 10:22 | Anjanece | 5 | 1000 | #VALUE! | #VALUE!
S AND C ELECTRIC CO. | 279100R1 | Y | S AND C ELECTRIC CO. , 279100R1 |  |  | 4.69 | 2018-04-16 10:22 | Anjanece | 5 | 1000 | #VALUE! | #VALUE!
S AND C ELECTRIC CO. | 279100R1 | Y | S AND C ELECTRIC CO. , 279100R1 |  |  | 4.7 | 2018-04-16 10:22 | Anjanece | 5 | 1000 | #VALUE! | #VALUE!
S AND C ELECTRIC CO. | 279100R1 | Y | S AND C ELECTRIC CO. , 279100R1 |  |  | 4.74 | 2018-04-16 10:22 | Anjanece | 5 | 1000 | #VALUE! | #VALUE!
S AND C ELECTRIC CO. | 279100R1 | Y | S AND C ELECTRIC CO. , 279100R1 |  |  | 4.76 | 2018-04-16 10:22 | Anjanece | 5 | 1000 | #VALUE! | #VALUE!
S AND C ELECTRIC CO. | 279100R1 | Y | S AND C ELECTRIC CO. , 279100R1 |  |  | 4.77 | 2018-04-16 10:22 | Anjanece | 5 | 1000 | #VALUE! | #VALUE!
S AND C ELECTRIC CO. | 355200R1 | Y | S AND C ELECTRIC CO. , 355200R1 | JEA OVERHEAD DISTRIBUTION | CSC Stores | 0 | 2016-05-23 14:45 | Anjanece | 1 | 0 | #VALUE! | #VALUE!
S AND C ELECTRIC CO. | 355200R1 | Y | S AND C ELECTRIC CO. , 355200R1 |  |  | 25.69 | 2016-05-23 14:45 | Anjanece | 1 | 0 | #VALUE! | #VALUE!
S AND C ELECTRIC CO. | 355200R1 | Y | S AND C ELECTRIC CO. , 355200R1 |  |  | 37.83 | 2016-05-23 14:45 | Anjanece | 1 | 0 | #VALUE! | #VALUE!
S AND C ELECTRIC CO. | 355200R1 | Y | S AND C ELECTRIC CO. , 355200R1 |  |  | 43.16 | 2016-05-23 14:45 | Anjanece | 1 | 0 | #VALUE! | #VALUE!
CHANCE | MOD4SFA23 | Y | CHANCE , MOD4SFA23 | JEA OVERHEAD DISTRIBUTION | CSC Stores | 4.48 | 2001-12-13 15:23 | Anjanece | 25 | 0 | #VALUE! | #VALUE!
CHANCE | MOD4SFA23 | Y | CHANCE , MOD4SFA23 |  |  | 4.49 | 2001-12-13 15:23 | Anjanece | 25 | 0 | #VALUE! | #VALUE!
CHANCE | MOD4SFA23 | Y | CHANCE , MOD4SFA23 |  |  | 4.97 | 2001-12-13 15:23 | Anjanece | 25 | 0 | #VALUE! | #VALUE!
CHANCE | MOD4SFA23 | Y | CHANCE , MOD4SFA23 |  |  | 5.02 | 2001-12-13 15:23 | Anjanece | 25 | 0 | #VALUE! | #VALUE!
CHANCE | MOD4SFA23 | Y | CHANCE , MOD4SFA23 |  |  | 6.08 | 2001-12-13 15:23 | Anjanece | 25 | 0 | #VALUE! | #VALUE!
CHANCE | MOD4SFA23 | Y | CHANCE , MOD4SFA23 |  |  | 8.05 | 2001-12-13 15:23 | Anjanece | 25 | 0 | #VALUE! | #VALUE!
CHANCE | MOD4SFA23 | Y | CHANCE , MOD4SFA23 |  |  | 9.34 | 2001-12-13 15:23 | Anjanece | 25 | 0 | #VALUE! | #VALUE!
KEARNEY | 41050 | Y | KEARNEY , 41050 | JEA OVERHEAD DISTRIBUTION | CSC Stores | 4.48 | 2001-12-13 15:23 | Anjanece | 25 | 0 | #VALUE! | #VALUE!
KEARNEY | 41050 | Y | KEARNEY , 41050 |  |  | 4.49 | 2001-12-13 15:23 | Anjanece | 25 | 0 | #VALUE! | #VALUE!
KEARNEY | 41050 | Y | KEARNEY , 41050 |  |  | 4.97 | 2001-12-13 15:23 | Anjanece | 25 | 0 | #VALUE! | #VALUE!
KEARNEY | 41050 | Y | KEARNEY , 41050 |  |  | 5.02 | 2001-12-13 15:23 | Anjanece | 25 | 0 | #VALUE! | #VALUE!
KEARNEY | 41050 | Y | KEARNEY , 41050 |  |  | 6.08 | 2001-12-13 15:23 | Anjanece | 25 | 0 | #VALUE! | #VALUE!
KEARNEY | 41050 | Y | KEARNEY , 41050 |  |  | 8.05 | 2001-12-13 15:23 | Anjanece | 25 | 0 | #VALUE! | #VALUE!
KEARNEY | 41050 | Y | KEARNEY , 41050 |  |  | 9.34 | 2001-12-13 15:23 | Anjanece | 25 | 0 | #VALUE! | #VALUE!
CHANCE | MOD7SFA23 | Y | CHANCE , MOD7SFA23 | JEA OVERHEAD DISTRIBUTION | CSC Stores | 4.56 | 2001-12-13 15:23 | Anjanece | 25 | 500 | #VALUE! | #VALUE!
CHANCE | MOD7SFA23 | Y | CHANCE , MOD7SFA23 |  |  | 4.57 | 2001-12-13 15:23 | Anjanece | 25 | 500 | #VALUE! | #VALUE!
CHANCE | MOD7SFA23 | Y | CHANCE , MOD7SFA23 |  |  | 4.58 | 2001-12-13 15:23 | Anjanece | 25 | 500 | #VALUE! | #VALUE!
CHANCE | MOD7SFA23 | Y | CHANCE , MOD7SFA23 |  |  | 4.59 | 2001-12-13 15:23 | Anjanece | 25 | 500 | #VALUE! | #VALUE!
CHANCE | MOD7SFA23 | Y | CHANCE , MOD7SFA23 |  |  | 4.6 | 2001-12-13 15:23 | Anjanece | 25 | 500 | #VALUE! | #VALUE!
CHANCE | MOD7SFA23 | Y | CHANCE , MOD7SFA23 |  |  | 4.65 | 2001-12-13 15:23 | Anjanece | 25 | 500 | #VALUE! | #VALUE!
CHANCE | MOD7SFA23 | Y | CHANCE , MOD7SFA23 |  |  | 4.7 | 2001-12-13 15:23 | Anjanece | 25 | 500 | #VALUE! | #VALUE!
CHANCE | MOD7SFA23 | Y | CHANCE , MOD7SFA23 |  |  | 4.73 | 2001-12-13 15:23 | Anjanece | 25 | 500 | #VALUE! | #VALUE!
CHANCE | MOD7SFA23 | Y | CHANCE , MOD7SFA23 |  |  | 4.88 | 2001-12-13 15:23 | Anjanece | 25 | 500 | #VALUE! | #VALUE!
CHANCE | MOD7SFA23 | Y | CHANCE , MOD7SFA23 |  |  | 4.97 | 2001-12-13 15:23 | Anjanece | 25 | 500 | #VALUE! | #VALUE!
CHANCE | MOD7SFA23 | Y | CHANCE , MOD7SFA23 |  |  | 4.98 | 2001-12-13 15:23 | Anjanece | 25 | 500 | #VALUE! | #VALUE!
CHANCE | MOD7SFA23 | Y | CHANCE , MOD7SFA23 |  |  | 4.99 | 2001-12-13 15:23 | Anjanece | 25 | 500 | #VALUE! | #VALUE!
CHANCE | MOD7SFA23 | Y | CHANCE , MOD7SFA23 |  |  | 6.56 | 2001-12-13 15:23 | Anjanece | 25 | 500 | #VALUE! | #VALUE!
CHANCE | MOD7SFA23 | Y | CHANCE , MOD7SFA23 |  |  | 6.59 | 2001-12-13 15:23 | Anjanece | 25 | 500 | #VALUE! | #VALUE!
CHANCE | MOD7SFA23 | Y | CHANCE , MOD7SFA23 |  |  | 6.6 | 2001-12-13 15:23 | Anjanece | 25 | 500 | #VALUE! | #VALUE!
CHANCE | MOD7SFA23 | Y | CHANCE , MOD7SFA23 |  |  | 6.96 | 2001-12-13 15:23 | Anjanece | 25 | 500 | #VALUE! | #VALUE!
CHANCE | MOD7SFA23 | Y | CHANCE , MOD7SFA23 |  |  | 7.57 | 2001-12-13 15:23 | Anjanece | 25 | 500 | #VALUE! | #VALUE!
CHANCE | MOD7SFA23 | Y | CHANCE , MOD7SFA23 |  | Storm Stores | 0 | 2018-04-16 10:22 | Anjanece |  | 500 | #VALUE! | #VALUE!
CHANCE | MOD7SFA23 | Y | CHANCE , MOD7SFA23 |  |  | 4.6 | 2018-04-16 10:22 | Anjanece |  | 500 | #VALUE! | #VALUE!
CHANCE | MOD7SFA23 | Y | CHANCE , MOD7SFA23 |  |  | 4.75 | 2018-04-16 10:22 | Anjanece |  | 500 | #VALUE! | #VALUE!
CHANCE | MOD7SFA23 | Y | CHANCE , MOD7SFA23 |  |  | 4.79 | 2018-04-16 10:22 | Anjanece |  | 500 | #VALUE! | #VALUE!
CHANCE | MOD7SFA23 | Y | CHANCE , MOD7SFA23 |  |  | 5.11 | 2018-04-16 10:22 | Anjanece |  | 500 | #VALUE! | #VALUE!
CHANCE | MOD7SFA23 | Y | CHANCE , MOD7SFA23 |  |  | 6.43 | 2018-04-16 10:22 | Anjanece |  | 500 | #VALUE! | #VALUE!
KEARNEY | 41100 | Y | KEARNEY , 41100 | JEA OVERHEAD DISTRIBUTION | CSC Stores | 4.56 | 2001-12-13 15:23 | Anjanece | 25 | 500 | #VALUE! | #VALUE!
KEARNEY | 41100 | Y | KEARNEY , 41100 |  |  | 4.57 | 2001-12-13 15:23 | Anjanece | 25 | 500 | #VALUE! | #VALUE!
KEARNEY | 41100 | Y | KEARNEY , 41100 |  |  | 4.58 | 2001-12-13 15:23 | Anjanece | 25 | 500 | #VALUE! | #VALUE!
KEARNEY | 41100 | Y | KEARNEY , 41100 |  |  | 4.59 | 2001-12-13 15:23 | Anjanece | 25 | 500 | #VALUE! | #VALUE!
KEARNEY | 41100 | Y | KEARNEY , 41100 |  |  | 4.6 | 2001-12-13 15:23 | Anjanece | 25 | 500 | #VALUE! | #VALUE!
KEARNEY | 41100 | Y | KEARNEY , 41100 |  |  | 4.65 | 2001-12-13 15:23 | Anjanece | 25 | 500 | #VALUE! | #VALUE!
KEARNEY | 41100 | Y | KEARNEY , 41100 |  |  | 4.7 | 2001-12-13 15:23 | Anjanece | 25 | 500 | #VALUE! | #VALUE!
KEARNEY | 41100 | Y | KEARNEY , 41100 |  |  | 4.73 | 2001-12-13 15:23 | Anjanece | 25 | 500 | #VALUE! | #VALUE!
KEARNEY | 41100 | Y | KEARNEY , 41100 |  |  | 4.88 | 2001-12-13 15:23 | Anjanece | 25 | 500 | #VALUE! | #VALUE!
KEARNEY | 41100 | Y | KEARNEY , 41100 |  |  | 4.97 | 2001-12-13 15:23 | Anjanece | 25 | 500 | #VALUE! | #VALUE!
KEARNEY | 41100 | Y | KEARNEY , 41100 |  |  | 4.98 | 2001-12-13 15:23 | Anjanece | 25 | 500 | #VALUE! | #VALUE!
KEARNEY | 41100 | Y | KEARNEY , 41100 |  |  | 4.99 | 2001-12-13 15:23 | Anjanece | 25 | 500 | #VALUE! | #VALUE!
KEARNEY | 41100 | Y | KEARNEY , 41100 |  |  | 6.56 | 2001-12-13 15:23 | Anjanece | 25 | 500 | #VALUE! | #VALUE!
KEARNEY | 41100 | Y | KEARNEY , 41100 |  |  | 6.59 | 2001-12-13 15:23 | Anjanece | 25 | 500 | #VALUE! | #VALUE!
KEARNEY | 41100 | Y | KEARNEY , 41100 |  |  | 6.6 | 2001-12-13 15:23 | Anjanece | 25 | 500 | #VALUE! | #VALUE!
KEARNEY | 41100 | Y | KEARNEY , 41100 |  |  | 6.96 | 2001-12-13 15:23 | Anjanece | 25 | 500 | #VALUE! | #VALUE!
KEARNEY | 41100 | Y | KEARNEY , 41100 |  |  | 7.57 | 2001-12-13 15:23 | Anjanece | 25 | 500 | #VALUE! | #VALUE!
KEARNEY | 41100 | Y | KEARNEY , 41100 |  | Storm Stores | 0 | 2018-04-16 10:22 | Anjanece |  | 500 | #VALUE! | #VALUE!
KEARNEY | 41100 | Y | KEARNEY , 41100 |  |  | 4.6 | 2018-04-16 10:22 | Anjanece |  | 500 | #VALUE! | #VALUE!
KEARNEY | 41100 | Y | KEARNEY , 41100 |  |  | 4.75 | 2018-04-16 10:22 | Anjanece |  | 500 | #VALUE! | #VALUE!
KEARNEY | 41100 | Y | KEARNEY , 41100 |  |  | 4.79 | 2018-04-16 10:22 | Anjanece |  | 500 | #VALUE! | #VALUE!
KEARNEY | 41100 | Y | KEARNEY , 41100 |  |  | 5.11 | 2018-04-16 10:22 | Anjanece |  | 500 | #VALUE! | #VALUE!
KEARNEY | 41100 | Y | KEARNEY , 41100 |  |  | 6.43 | 2018-04-16 10:22 | Anjanece |  | 500 | #VALUE! | #VALUE!
CHANCE | M1D0SFA23 | Y | CHANCE , M1D0SFA23 | JEA OVERHEAD DISTRIBUTION | CSC Stores | 4.37 | 2001-12-13 15:24 | Anjanece | 25 | 500 | #VALUE! | #VALUE!
CHANCE | M1D0SFA23 | Y | CHANCE , M1D0SFA23 |  |  | 4.42 | 2001-12-13 15:24 | Anjanece | 25 | 500 | #VALUE! | #VALUE!
CHANCE | M1D0SFA23 | Y | CHANCE , M1D0SFA23 |  |  | 4.46 | 2001-12-13 15:24 | Anjanece | 25 | 500 | #VALUE! | #VALUE!
CHANCE | M1D0SFA23 | Y | CHANCE , M1D0SFA23 |  |  | 4.47 | 2001-12-13 15:24 | Anjanece | 25 | 500 | #VALUE! | #VALUE!
CHANCE | M1D0SFA23 | Y | CHANCE , M1D0SFA23 |  |  | 4.48 | 2001-12-13 15:24 | Anjanece | 25 | 500 | #VALUE! | #VALUE!
CHANCE | M1D0SFA23 | Y | CHANCE , M1D0SFA23 |  |  | 4.5 | 2001-12-13 15:24 | Anjanece | 25 | 500 | #VALUE! | #VALUE!
CHANCE | M1D0SFA23 | Y | CHANCE , M1D0SFA23 |  |  | 4.53 | 2001-12-13 15:24 | Anjanece | 25 | 500 | #VALUE! | #VALUE!
CHANCE | M1D0SFA23 | Y | CHANCE , M1D0SFA23 |  |  | 4.55 | 2001-12-13 15:24 | Anjanece | 25 | 500 | #VALUE! | #VALUE!
CHANCE | M1D0SFA23 | Y | CHANCE , M1D0SFA23 |  |  | 4.56 | 2001-12-13 15:24 | Anjanece | 25 | 500 | #VALUE! | #VALUE!
CHANCE | M1D0SFA23 | Y | CHANCE , M1D0SFA23 |  |  | 4.57 | 2001-12-13 15:24 | Anjanece | 25 | 500 | #VALUE! | #VALUE!
CHANCE | M1D0SFA23 | Y | CHANCE , M1D0SFA23 |  |  | 4.59 | 2001-12-13 15:24 | Anjanece | 25 | 500 | #VALUE! | #VALUE!
CHANCE | M1D0SFA23 | Y | CHANCE , M1D0SFA23 |  |  | 4.62 | 2001-12-13 15:24 | Anjanece | 25 | 500 | #VALUE! | #VALUE!
CHANCE | M1D0SFA23 | Y | CHANCE , M1D0SFA23 |  |  | 4.63 | 2001-12-13 15:24 | Anjanece | 25 | 500 | #VALUE! | #VALUE!
CHANCE | M1D0SFA23 | Y | CHANCE , M1D0SFA23 |  |  | 5.6 | 2001-12-13 15:24 | Anjanece | 25 | 500 | #VALUE! | #VALUE!
CHANCE | M1D0SFA23 | Y | CHANCE , M1D0SFA23 |  |  | 5.61 | 2001-12-13 15:24 | Anjanece | 25 | 500 | #VALUE! | #VALUE!
CHANCE | M1D0SFA23 | Y | CHANCE , M1D0SFA23 |  |  | 5.62 | 2001-12-13 15:24 | Anjanece | 25 | 500 | #VALUE! | #VALUE!
CHANCE | M1D0SFA23 | Y | CHANCE , M1D0SFA23 |  |  | 5.65 | 2001-12-13 15:24 | Anjanece | 25 | 500 | #VALUE! | #VALUE!
CHANCE | M1D0SFA23 | Y | CHANCE , M1D0SFA23 |  |  | 5.67 | 2001-12-13 15:24 | Anjanece | 25 | 500 | #VALUE! | #VALUE!
CHANCE | M1D0SFA23 | Y | CHANCE , M1D0SFA23 |  |  | 5.72 | 2001-12-13 15:24 | Anjanece | 25 | 500 | #VALUE! | #VALUE!
CHANCE | M1D0SFA23 | Y | CHANCE , M1D0SFA23 |  |  | 5.73 | 2001-12-13 15:24 | Anjanece | 25 | 500 | #VALUE! | #VALUE!
CHANCE | M1D0SFA23 | Y | CHANCE , M1D0SFA23 |  |  | 5.8 | 2001-12-13 15:24 | Anjanece | 25 | 500 | #VALUE! | #VALUE!
CHANCE | M1D0SFA23 | Y | CHANCE , M1D0SFA23 |  |  | 6.7 | 2001-12-13 15:24 | Anjanece | 25 | 500 | #VALUE! | #VALUE!
CHANCE | M1D0SFA23 | Y | CHANCE , M1D0SFA23 |  |  | 6.72 | 2001-12-13 15:24 | Anjanece | 25 | 500 | #VALUE! | #VALUE!
CHANCE | M1D0SFA23 | Y | CHANCE , M1D0SFA23 |  |  | 6.77 | 2001-12-13 15:24 | Anjanece | 25 | 500 | #VALUE! | #VALUE!
CHANCE | M1D0SFA23 | Y | CHANCE , M1D0SFA23 |  |  | 6.92 | 2001-12-13 15:24 | Anjanece | 25 | 500 | #VALUE! | #VALUE!
CHANCE | M1D0SFA23 | Y | CHANCE , M1D0SFA23 |  |  | 6.94 | 2001-12-13 15:24 | Anjanece | 25 | 500 | #VALUE! | #VALUE!
CHANCE | M1D0SFA23 | Y | CHANCE , M1D0SFA23 |  |  | 7.02 | 2001-12-13 15:24 | Anjanece | 25 | 500 | #VALUE! | #VALUE!
CHANCE | M1D0SFA23 | Y | CHANCE , M1D0SFA23 |  |  | 8.11 | 2001-12-13 15:24 | Anjanece | 25 | 500 | #VALUE! | #VALUE!
CHANCE | M1D0SFA23 | Y | CHANCE , M1D0SFA23 |  | Storm Stores | 0 | 2018-04-16 10:22 | Anjanece |  | 500 | #VALUE! | #VALUE!
CHANCE | M1D0SFA23 | Y | CHANCE , M1D0SFA23 |  |  | 4.56 | 2018-04-16 10:22 | Anjanece |  | 500 | #VALUE! | #VALUE!
CHANCE | M1D0SFA23 | Y | CHANCE , M1D0SFA23 |  |  | 4.68 | 2018-04-16 10:22 | Anjanece |  | 500 | #VALUE! | #VALUE!
CHANCE | M1D0SFA23 | Y | CHANCE , M1D0SFA23 |  |  | 4.72 | 2018-04-16 10:22 | Anjanece |  | 500 | #VALUE! | #VALUE!
CHANCE | M1D0SFA23 | Y | CHANCE , M1D0SFA23 |  |  | 4.73 | 2018-04-16 10:22 | Anjanece |  | 500 | #VALUE! | #VALUE!
CHANCE | M1D0SFA23 | Y | CHANCE , M1D0SFA23 |  |  | 4.74 | 2018-04-16 10:22 | Anjanece |  | 500 | #VALUE! | #VALUE!
CHANCE | M1D0SFA23 | Y | CHANCE , M1D0SFA23 |  |  | 5.17 | 2018-04-16 10:22 | Anjanece |  | 500 | #VALUE! | #VALUE!
CHANCE | M1D0SFA23 | Y | CHANCE , M1D0SFA23 |  |  | 6.33 | 2018-04-16 10:22 | Anjanece |  | 500 | #VALUE! | #VALUE!
CHANCE | M1D0SFA23 | Y | CHANCE , M1D0SFA23 |  |  | 6.53 | 2018-04-16 10:22 | Anjanece |  | 500 | #VALUE! | #VALUE!
KEARNEY | 41150 | Y | KEARNEY , 41150 | JEA OVERHEAD DISTRIBUTION | CSC Stores | 4.37 | 2001-12-13 15:24 | Anjanece | 25 | 500 | #VALUE! | #VALUE!
KEARNEY | 41150 | Y | KEARNEY , 41150 |  |  | 4.42 | 2001-12-13 15:24 | Anjanece | 25 | 500 | #VALUE! | #VALUE!
KEARNEY | 41150 | Y | KEARNEY , 41150 |  |  | 4.46 | 2001-12-13 15:24 | Anjanece | 25 | 500 | #VALUE! | #VALUE!
KEARNEY | 41150 | Y | KEARNEY , 41150 |  |  | 4.47 | 2001-12-13 15:24 | Anjanece | 25 | 500 | #VALUE! | #VALUE!
KEARNEY | 41150 | Y | KEARNEY , 41150 |  |  | 4.48 | 2001-12-13 15:24 | Anjanece | 25 | 500 | #VALUE! | #VALUE!
KEARNEY | 41150 | Y | KEARNEY , 41150 |  |  | 4.5 | 2001-12-13 15:24 | Anjanece | 25 | 500 | #VALUE! | #VALUE!
KEARNEY | 41150 | Y | KEARNEY , 41150 |  |  | 4.53 | 2001-12-13 15:24 | Anjanece | 25 | 500 | #VALUE! | #VALUE!
KEARNEY | 41150 | Y | KEARNEY , 41150 |  |  | 4.55 | 2001-12-13 15:24 | Anjanece | 25 | 500 | #VALUE! | #VALUE!
KEARNEY | 41150 | Y | KEARNEY , 41150 |  |  | 4.56 | 2001-12-13 15:24 | Anjanece | 25 | 500 | #VALUE! | #VALUE!
KEARNEY | 41150 | Y | KEARNEY , 41150 |  |  | 4.57 | 2001-12-13 15:24 | Anjanece | 25 | 500 | #VALUE! | #VALUE!
KEARNEY | 41150 | Y | KEARNEY , 41150 |  |  | 4.59 | 2001-12-13 15:24 | Anjanece | 25 | 500 | #VALUE! | #VALUE!
KEARNEY | 41150 | Y | KEARNEY , 41150 |  |  | 4.62 | 2001-12-13 15:24 | Anjanece | 25 | 500 | #VALUE! | #VALUE!
KEARNEY | 41150 | Y | KEARNEY , 41150 |  |  | 4.63 | 2001-12-13 15:24 | Anjanece | 25 | 500 | #VALUE! | #VALUE!
KEARNEY | 41150 | Y | KEARNEY , 41150 |  |  | 5.6 | 2001-12-13 15:24 | Anjanece | 25 | 500 | #VALUE! | #VALUE!
KEARNEY | 41150 | Y | KEARNEY , 41150 |  |  | 5.61 | 2001-12-13 15:24 | Anjanece | 25 | 500 | #VALUE! | #VALUE!
KEARNEY | 41150 | Y | KEARNEY , 41150 |  |  | 5.62 | 2001-12-13 15:24 | Anjanece | 25 | 500 | #VALUE! | #VALUE!
KEARNEY | 41150 | Y | KEARNEY , 41150 |  |  | 5.65 | 2001-12-13 15:24 | Anjanece | 25 | 500 | #VALUE! | #VALUE!
KEARNEY | 41150 | Y | KEARNEY , 41150 |  |  | 5.67 | 2001-12-13 15:24 | Anjanece | 25 | 500 | #VALUE! | #VALUE!
KEARNEY | 41150 | Y | KEARNEY , 41150 |  |  | 5.72 | 2001-12-13 15:24 | Anjanece | 25 | 500 | #VALUE! | #VALUE!
KEARNEY | 41150 | Y | KEARNEY , 41150 |  |  | 5.73 | 2001-12-13 15:24 | Anjanece | 25 | 500 | #VALUE! | #VALUE!
KEARNEY | 41150 | Y | KEARNEY , 41150 |  |  | 5.8 | 2001-12-13 15:24 | Anjanece | 25 | 500 | #VALUE! | #VALUE!
KEARNEY | 41150 | Y | KEARNEY , 41150 |  |  | 6.7 | 2001-12-13 15:24 | Anjanece | 25 | 500 | #VALUE! | #VALUE!
KEARNEY | 41150 | Y | KEARNEY , 41150 |  |  | 6.72 | 2001-12-13 15:24 | Anjanece | 25 | 500 | #VALUE! | #VALUE!
KEARNEY | 41150 | Y | KEARNEY , 41150 |  |  | 6.77 | 2001-12-13 15:24 | Anjanece | 25 | 500 | #VALUE! | #VALUE!
KEARNEY | 41150 | Y | KEARNEY , 41150 |  |  | 6.92 | 2001-12-13 15:24 | Anjanece | 25 | 500 | #VALUE! | #VALUE!
KEARNEY | 41150 | Y | KEARNEY , 41150 |  |  | 6.94 | 2001-12-13 15:24 | Anjanece | 25 | 500 | #VALUE! | #VALUE!
KEARNEY | 41150 | Y | KEARNEY , 41150 |  |  | 7.02 | 2001-12-13 15:24 | Anjanece | 25 | 500 | #VALUE! | #VALUE!
KEARNEY | 41150 | Y | KEARNEY , 41150 |  |  | 8.11 | 2001-12-13 15:24 | Anjanece | 25 | 500 | #VALUE! | #VALUE!
KEARNEY | 41150 | Y | KEARNEY , 41150 |  | Storm Stores | 0 | 2018-04-16 10:22 | Anjanece |  | 500 | #VALUE! | #VALUE!
KEARNEY | 41150 | Y | KEARNEY , 41150 |  |  | 4.56 | 2018-04-16 10:22 | Anjanece |  | 500 | #VALUE! | #VALUE!
KEARNEY | 41150 | Y | KEARNEY , 41150 |  |  | 4.68 | 2018-04-16 10:22 | Anjanece |  | 500 | #VALUE! | #VALUE!
KEARNEY | 41150 | Y | KEARNEY , 41150 |  |  | 4.72 | 2018-04-16 10:22 | Anjanece |  | 500 | #VALUE! | #VALUE!
KEARNEY | 41150 | Y | KEARNEY , 41150 |  |  | 4.73 | 2018-04-16 10:22 | Anjanece |  | 500 | #VALUE! | #VALUE!
KEARNEY | 41150 | Y | KEARNEY , 41150 |  |  | 4.74 | 2018-04-16 10:22 | Anjanece |  | 500 | #VALUE! | #VALUE!
KEARNEY | 41150 | Y | KEARNEY , 41150 |  |  | 5.17 | 2018-04-16 10:22 | Anjanece |  | 500 | #VALUE! | #VALUE!
KEARNEY | 41150 | Y | KEARNEY , 41150 |  |  | 6.33 | 2018-04-16 10:22 | Anjanece |  | 500 | #VALUE! | #VALUE!
KEARNEY | 41150 | Y | KEARNEY , 41150 |  |  | 6.53 | 2018-04-16 10:22 | Anjanece |  | 500 | #VALUE! | #VALUE!
CHANCE | M1D6SFA23 | Y | CHANCE , M1D6SFA23 | JEA OVERHEAD DISTRIBUTION | CSC Stores | 2.49 | 2001-12-13 15:25 | Anjanece | 10 | 1300 | #VALUE! | #VALUE!
CHANCE | M1D6SFA23 | Y | CHANCE , M1D6SFA23 |  |  | 2.53 | 2001-12-13 15:25 | Anjanece | 10 | 1300 | #VALUE! | #VALUE!
CHANCE | M1D6SFA23 | Y | CHANCE , M1D6SFA23 |  |  | 2.59 | 2001-12-13 15:25 | Anjanece | 10 | 1300 | #VALUE! | #VALUE!
CHANCE | M1D6SFA23 | Y | CHANCE , M1D6SFA23 |  |  | 2.63 | 2001-12-13 15:25 | Anjanece | 10 | 1300 | #VALUE! | #VALUE!
CHANCE | M1D6SFA23 | Y | CHANCE , M1D6SFA23 |  |  | 2.71 | 2001-12-13 15:25 | Anjanece | 10 | 1300 | #VALUE! | #VALUE!
CHANCE | M1D6SFA23 | Y | CHANCE , M1D6SFA23 |  |  | 2.72 | 2001-12-13 15:25 | Anjanece | 10 | 1300 | #VALUE! | #VALUE!
CHANCE | M1D6SFA23 | Y | CHANCE , M1D6SFA23 |  |  | 2.79 | 2001-12-13 15:25 | Anjanece | 10 | 1300 | #VALUE! | #VALUE!
CHANCE | M1D6SFA23 | Y | CHANCE , M1D6SFA23 |  |  | 2.81 | 2001-12-13 15:25 | Anjanece | 10 | 1300 | #VALUE! | #VALUE!
CHANCE | M1D6SFA23 | Y | CHANCE , M1D6SFA23 |  |  | 2.82 | 2001-12-13 15:25 | Anjanece | 10 | 1300 | #VALUE! | #VALUE!
CHANCE | M1D6SFA23 | Y | CHANCE , M1D6SFA23 |  |  | 2.84 | 2001-12-13 15:25 | Anjanece | 10 | 1300 | #VALUE! | #VALUE!
CHANCE | M1D6SFA23 | Y | CHANCE , M1D6SFA23 |  |  | 2.85 | 2001-12-13 15:25 | Anjanece | 10 | 1300 | #VALUE! | #VALUE!
CHANCE | M1D6SFA23 | Y | CHANCE , M1D6SFA23 |  |  | 2.9 | 2001-12-13 15:25 | Anjanece | 10 | 1300 | #VALUE! | #VALUE!
CHANCE | M1D6SFA23 | Y | CHANCE , M1D6SFA23 |  |  | 2.93 | 2001-12-13 15:25 | Anjanece | 10 | 1300 | #VALUE! | #VALUE!
CHANCE | M1D6SFA23 | Y | CHANCE , M1D6SFA23 |  |  | 2.94 | 2001-12-13 15:25 | Anjanece | 10 | 1300 | #VALUE! | #VALUE!
CHANCE | M1D6SFA23 | Y | CHANCE , M1D6SFA23 |  |  | 2.95 | 2001-12-13 15:25 | Anjanece | 10 | 1300 | #VALUE! | #VALUE!
CHANCE | M1D6SFA23 | Y | CHANCE , M1D6SFA23 |  |  | 2.96 | 2001-12-13 15:25 | Anjanece | 10 | 1300 | #VALUE! | #VALUE!
CHANCE | M1D6SFA23 | Y | CHANCE , M1D6SFA23 |  |  | 2.98 | 2001-12-13 15:25 | Anjanece | 10 | 1300 | #VALUE! | #VALUE!
CHANCE | M1D6SFA23 | Y | CHANCE , M1D6SFA23 |  |  | 3.06 | 2001-12-13 15:25 | Anjanece | 10 | 1300 | #VALUE! | #VALUE!
CHANCE | M1D6SFA23 | Y | CHANCE , M1D6SFA23 |  |  | 3.07 | 2001-12-13 15:25 | Anjanece | 10 | 1300 | #VALUE! | #VALUE!
CHANCE | M1D6SFA23 | Y | CHANCE , M1D6SFA23 |  |  | 3.16 | 2001-12-13 15:25 | Anjanece | 10 | 1300 | #VALUE! | #VALUE!
CHANCE | M1D6SFA23 | Y | CHANCE , M1D6SFA23 |  |  | 4.08 | 2001-12-13 15:25 | Anjanece | 10 | 1300 | #VALUE! | #VALUE!
CHANCE | M1D6SFA23 | Y | CHANCE , M1D6SFA23 |  |  | 4.12 | 2001-12-13 15:25 | Anjanece | 10 | 1300 | #VALUE! | #VALUE!
CHANCE | M1D6SFA23 | Y | CHANCE , M1D6SFA23 |  |  | 4.24 | 2001-12-13 15:25 | Anjanece | 10 | 1300 | #VALUE! | #VALUE!
CHANCE | M1D6SFA23 | Y | CHANCE , M1D6SFA23 |  |  | 4.26 | 2001-12-13 15:25 | Anjanece | 10 | 1300 | #VALUE! | #VALUE!
CHANCE | M1D6SFA23 | Y | CHANCE , M1D6SFA23 |  |  | 4.29 | 2001-12-13 15:25 | Anjanece | 10 | 1300 | #VALUE! | #VALUE!
CHANCE | M1D6SFA23 | Y | CHANCE , M1D6SFA23 |  |  | 4.32 | 2001-12-13 15:25 | Anjanece | 10 | 1300 | #VALUE! | #VALUE!
CHANCE | M1D6SFA23 | Y | CHANCE , M1D6SFA23 |  |  | 4.33 | 2001-12-13 15:25 | Anjanece | 10 | 1300 | #VALUE! | #VALUE!
CHANCE | M1D6SFA23 | Y | CHANCE , M1D6SFA23 |  | Storm Stores | 0 | 2018-04-16 10:22 | Anjanece | 10 | 1300 | #VALUE! | #VALUE!
CHANCE | M1D6SFA23 | Y | CHANCE , M1D6SFA23 |  |  | 2.71 | 2018-04-16 10:22 | Anjanece | 10 | 1300 | #VALUE! | #VALUE!
CHANCE | M1D6SFA23 | Y | CHANCE , M1D6SFA23 |  |  | 2.73 | 2018-04-16 10:22 | Anjanece | 10 | 1300 | #VALUE! | #VALUE!
CHANCE | M1D6SFA23 | Y | CHANCE , M1D6SFA23 |  |  | 2.74 | 2018-04-16 10:22 | Anjanece | 10 | 1300 | #VALUE! | #VALUE!
CHANCE | M1D6SFA23 | Y | CHANCE , M1D6SFA23 |  |  | 2.75 | 2018-04-16 10:22 | Anjanece | 10 | 1300 | #VALUE! | #VALUE!
CHANCE | M1D6SFA23 | Y | CHANCE , M1D6SFA23 |  |  | 2.78 | 2018-04-16 10:22 | Anjanece | 10 | 1300 | #VALUE! | #VALUE!
CHANCE | M1D6SFA23 | Y | CHANCE , M1D6SFA23 |  |  | 2.81 | 2018-04-16 10:22 | Anjanece | 10 | 1300 | #VALUE! | #VALUE!
INDEL | EF2.5IXPCIR | Y | INDEL , EF2.5IXPCIR | JEA OVERHEAD DISTRIBUTION | CSC Stores | 2.49 | 2001-12-13 15:25 | Anjanece | 10 | 1300 | #VALUE! | #VALUE!
INDEL | EF2.5IXPCIR | Y | INDEL , EF2.5IXPCIR |  |  | 2.53 | 2001-12-13 15:25 | Anjanece | 10 | 1300 | #VALUE! | #VALUE!
INDEL | EF2.5IXPCIR | Y | INDEL , EF2.5IXPCIR |  |  | 2.59 | 2001-12-13 15:25 | Anjanece | 10 | 1300 | #VALUE! | #VALUE!
INDEL | EF2.5IXPCIR | Y | INDEL , EF2.5IXPCIR |  |  | 2.63 | 2001-12-13 15:25 | Anjanece | 10 | 1300 | #VALUE! | #VALUE!
INDEL | EF2.5IXPCIR | Y | INDEL , EF2.5IXPCIR |  |  | 2.71 | 2001-12-13 15:25 | Anjanece | 10 | 1300 | #VALUE! | #VALUE!
INDEL | EF2.5IXPCIR | Y | INDEL , EF2.5IXPCIR |  |  | 2.72 | 2001-12-13 15:25 | Anjanece | 10 | 1300 | #VALUE! | #VALUE!
INDEL | EF2.5IXPCIR | Y | INDEL , EF2.5IXPCIR |  |  | 2.79 | 2001-12-13 15:25 | Anjanece | 10 | 1300 | #VALUE! | #VALUE!
INDEL | EF2.5IXPCIR | Y | INDEL , EF2.5IXPCIR |  |  | 2.81 | 2001-12-13 15:25 | Anjanece | 10 | 1300 | #VALUE! | #VALUE!
INDEL | EF2.5IXPCIR | Y | INDEL , EF2.5IXPCIR |  |  | 2.82 | 2001-12-13 15:25 | Anjanece | 10 | 1300 | #VALUE! | #VALUE!
INDEL | EF2.5IXPCIR | Y | INDEL , EF2.5IXPCIR |  |  | 2.84 | 2001-12-13 15:25 | Anjanece | 10 | 1300 | #VALUE! | #VALUE!
INDEL | EF2.5IXPCIR | Y | INDEL , EF2.5IXPCIR |  |  | 2.85 | 2001-12-13 15:25 | Anjanece | 10 | 1300 | #VALUE! | #VALUE!
INDEL | EF2.5IXPCIR | Y | INDEL , EF2.5IXPCIR |  |  | 2.9 | 2001-12-13 15:25 | Anjanece | 10 | 1300 | #VALUE! | #VALUE!
INDEL | EF2.5IXPCIR | Y | INDEL , EF2.5IXPCIR |  |  | 2.93 | 2001-12-13 15:25 | Anjanece | 10 | 1300 | #VALUE! | #VALUE!
INDEL | EF2.5IXPCIR | Y | INDEL , EF2.5IXPCIR |  |  | 2.94 | 2001-12-13 15:25 | Anjanece | 10 | 1300 | #VALUE! | #VALUE!
INDEL | EF2.5IXPCIR | Y | INDEL , EF2.5IXPCIR |  |  | 2.95 | 2001-12-13 15:25 | Anjanece | 10 | 1300 | #VALUE! | #VALUE!
INDEL | EF2.5IXPCIR | Y | INDEL , EF2.5IXPCIR |  |  | 2.96 | 2001-12-13 15:25 | Anjanece | 10 | 1300 | #VALUE! | #VALUE!
INDEL | EF2.5IXPCIR | Y | INDEL , EF2.5IXPCIR |  |  | 2.98 | 2001-12-13 15:25 | Anjanece | 10 | 1300 | #VALUE! | #VALUE!
INDEL | EF2.5IXPCIR | Y | INDEL , EF2.5IXPCIR |  |  | 3.06 | 2001-12-13 15:25 | Anjanece | 10 | 1300 | #VALUE! | #VALUE!
INDEL | EF2.5IXPCIR | Y | INDEL , EF2.5IXPCIR |  |  | 3.07 | 2001-12-13 15:25 | Anjanece | 10 | 1300 | #VALUE! | #VALUE!
INDEL | EF2.5IXPCIR | Y | INDEL , EF2.5IXPCIR |  |  | 3.16 | 2001-12-13 15:25 | Anjanece | 10 | 1300 | #VALUE! | #VALUE!
INDEL | EF2.5IXPCIR | Y | INDEL , EF2.5IXPCIR |  |  | 4.08 | 2001-12-13 15:25 | Anjanece | 10 | 1300 | #VALUE! | #VALUE!
INDEL | EF2.5IXPCIR | Y | INDEL , EF2.5IXPCIR |  |  | 4.12 | 2001-12-13 15:25 | Anjanece | 10 | 1300 | #VALUE! | #VALUE!
INDEL | EF2.5IXPCIR | Y | INDEL , EF2.5IXPCIR |  |  | 4.24 | 2001-12-13 15:25 | Anjanece | 10 | 1300 | #VALUE! | #VALUE!
INDEL | EF2.5IXPCIR | Y | INDEL , EF2.5IXPCIR |  |  | 4.26 | 2001-12-13 15:25 | Anjanece | 10 | 1300 | #VALUE! | #VALUE!
INDEL | EF2.5IXPCIR | Y | INDEL , EF2.5IXPCIR |  |  | 4.29 | 2001-12-13 15:25 | Anjanece | 10 | 1300 | #VALUE! | #VALUE!
INDEL | EF2.5IXPCIR | Y | INDEL , EF2.5IXPCIR |  |  | 4.32 | 2001-12-13 15:25 | Anjanece | 10 | 1300 | #VALUE! | #VALUE!
INDEL | EF2.5IXPCIR | Y | INDEL , EF2.5IXPCIR |  |  | 4.33 | 2001-12-13 15:25 | Anjanece | 10 | 1300 | #VALUE! | #VALUE!
INDEL | EF2.5IXPCIR | Y | INDEL , EF2.5IXPCIR |  | Storm Stores | 0 | 2018-04-16 10:22 | Anjanece | 10 | 1300 | #VALUE! | #VALUE!
INDEL | EF2.5IXPCIR | Y | INDEL , EF2.5IXPCIR |  |  | 2.71 | 2018-04-16 10:22 | Anjanece | 10 | 1300 | #VALUE! | #VALUE!
INDEL | EF2.5IXPCIR | Y | INDEL , EF2.5IXPCIR |  |  | 2.73 | 2018-04-16 10:22 | Anjanece | 10 | 1300 | #VALUE! | #VALUE!
INDEL | EF2.5IXPCIR | Y | INDEL , EF2.5IXPCIR |  |  | 2.74 | 2018-04-16 10:22 | Anjanece | 10 | 1300 | #VALUE! | #VALUE!
INDEL | EF2.5IXPCIR | Y | INDEL , EF2.5IXPCIR |  |  | 2.75 | 2018-04-16 10:22 | Anjanece | 10 | 1300 | #VALUE! | #VALUE!
INDEL | EF2.5IXPCIR | Y | INDEL , EF2.5IXPCIR |  |  | 2.78 | 2018-04-16 10:22 | Anjanece | 10 | 1300 | #VALUE! | #VALUE!
INDEL | EF2.5IXPCIR | Y | INDEL , EF2.5IXPCIR |  |  | 2.81 | 2018-04-16 10:22 | Anjanece | 10 | 1300 | #VALUE! | #VALUE!
KEARNEY | 41250 | Y | KEARNEY , 41250 | JEA OVERHEAD DISTRIBUTION | CSC Stores | 2.49 | 2001-12-13 15:25 | Anjanece | 10 | 1300 | #VALUE! | #VALUE!
KEARNEY | 41250 | Y | KEARNEY , 41250 |  |  | 2.53 | 2001-12-13 15:25 | Anjanece | 10 | 1300 | #VALUE! | #VALUE!
KEARNEY | 41250 | Y | KEARNEY , 41250 |  |  | 2.59 | 2001-12-13 15:25 | Anjanece | 10 | 1300 | #VALUE! | #VALUE!
KEARNEY | 41250 | Y | KEARNEY , 41250 |  |  | 2.63 | 2001-12-13 15:25 | Anjanece | 10 | 1300 | #VALUE! | #VALUE!
KEARNEY | 41250 | Y | KEARNEY , 41250 |  |  | 2.71 | 2001-12-13 15:25 | Anjanece | 10 | 1300 | #VALUE! | #VALUE!
KEARNEY | 41250 | Y | KEARNEY , 41250 |  |  | 2.72 | 2001-12-13 15:25 | Anjanece | 10 | 1300 | #VALUE! | #VALUE!
KEARNEY | 41250 | Y | KEARNEY , 41250 |  |  | 2.79 | 2001-12-13 15:25 | Anjanece | 10 | 1300 | #VALUE! | #VALUE!
KEARNEY | 41250 | Y | KEARNEY , 41250 |  |  | 2.81 | 2001-12-13 15:25 | Anjanece | 10 | 1300 | #VALUE! | #VALUE!
KEARNEY | 41250 | Y | KEARNEY , 41250 |  |  | 2.82 | 2001-12-13 15:25 | Anjanece | 10 | 1300 | #VALUE! | #VALUE!
KEARNEY | 41250 | Y | KEARNEY , 41250 |  |  | 2.84 | 2001-12-13 15:25 | Anjanece | 10 | 1300 | #VALUE! | #VALUE!
KEARNEY | 41250 | Y | KEARNEY , 41250 |  |  | 2.85 | 2001-12-13 15:25 | Anjanece | 10 | 1300 | #VALUE! | #VALUE!
KEARNEY | 41250 | Y | KEARNEY , 41250 |  |  | 2.9 | 2001-12-13 15:25 | Anjanece | 10 | 1300 | #VALUE! | #VALUE!
KEARNEY | 41250 | Y | KEARNEY , 41250 |  |  | 2.93 | 2001-12-13 15:25 | Anjanece | 10 | 1300 | #VALUE! | #VALUE!
KEARNEY | 41250 | Y | KEARNEY , 41250 |  |  | 2.94 | 2001-12-13 15:25 | Anjanece | 10 | 1300 | #VALUE! | #VALUE!
KEARNEY | 41250 | Y | KEARNEY , 41250 |  |  | 2.95 | 2001-12-13 15:25 | Anjanece | 10 | 1300 | #VALUE! | #VALUE!
KEARNEY | 41250 | Y | KEARNEY , 41250 |  |  | 2.96 | 2001-12-13 15:25 | Anjanece | 10 | 1300 | #VALUE! | #VALUE!
KEARNEY | 41250 | Y | KEARNEY , 41250 |  |  | 2.98 | 2001-12-13 15:25 | Anjanece | 10 | 1300 | #VALUE! | #VALUE!
KEARNEY | 41250 | Y | KEARNEY , 41250 |  |  | 3.06 | 2001-12-13 15:25 | Anjanece | 10 | 1300 | #VALUE! | #VALUE!
KEARNEY | 41250 | Y | KEARNEY , 41250 |  |  | 3.07 | 2001-12-13 15:25 | Anjanece | 10 | 1300 | #VALUE! | #VALUE!
KEARNEY | 41250 | Y | KEARNEY , 41250 |  |  | 3.16 | 2001-12-13 15:25 | Anjanece | 10 | 1300 | #VALUE! | #VALUE!
KEARNEY | 41250 | Y | KEARNEY , 41250 |  |  | 4.08 | 2001-12-13 15:25 | Anjanece | 10 | 1300 | #VALUE! | #VALUE!
KEARNEY | 41250 | Y | KEARNEY , 41250 |  |  | 4.12 | 2001-12-13 15:25 | Anjanece | 10 | 1300 | #VALUE! | #VALUE!
KEARNEY | 41250 | Y | KEARNEY , 41250 |  |  | 4.24 | 2001-12-13 15:25 | Anjanece | 10 | 1300 | #VALUE! | #VALUE!
KEARNEY | 41250 | Y | KEARNEY , 41250 |  |  | 4.26 | 2001-12-13 15:25 | Anjanece | 10 | 1300 | #VALUE! | #VALUE!
KEARNEY | 41250 | Y | KEARNEY , 41250 |  |  | 4.29 | 2001-12-13 15:25 | Anjanece | 10 | 1300 | #VALUE! | #VALUE!
KEARNEY | 41250 | Y | KEARNEY , 41250 |  |  | 4.32 | 2001-12-13 15:25 | Anjanece | 10 | 1300 | #VALUE! | #VALUE!
KEARNEY | 41250 | Y | KEARNEY , 41250 |  |  | 4.33 | 2001-12-13 15:25 | Anjanece | 10 | 1300 | #VALUE! | #VALUE!
KEARNEY | 41250 | Y | KEARNEY , 41250 |  | Storm Stores | 0 | 2018-04-16 10:22 | Anjanece | 10 | 1300 | #VALUE! | #VALUE!
KEARNEY | 41250 | Y | KEARNEY , 41250 |  |  | 2.71 | 2018-04-16 10:22 | Anjanece | 10 | 1300 | #VALUE! | #VALUE!
KEARNEY | 41250 | Y | KEARNEY , 41250 |  |  | 2.73 | 2018-04-16 10:22 | Anjanece | 10 | 1300 | #VALUE! | #VALUE!
KEARNEY | 41250 | Y | KEARNEY , 41250 |  |  | 2.74 | 2018-04-16 10:22 | Anjanece | 10 | 1300 | #VALUE! | #VALUE!
KEARNEY | 41250 | Y | KEARNEY , 41250 |  |  | 2.75 | 2018-04-16 10:22 | Anjanece | 10 | 1300 | #VALUE! | #VALUE!
KEARNEY | 41250 | Y | KEARNEY , 41250 |  |  | 2.78 | 2018-04-16 10:22 | Anjanece | 10 | 1300 | #VALUE! | #VALUE!
KEARNEY | 41250 | Y | KEARNEY , 41250 |  |  | 2.81 | 2018-04-16 10:22 | Anjanece | 10 | 1300 | #VALUE! | #VALUE!
CHANCE | M2D1SFA23 | Y | CHANCE , M2D1SFA23 | JEA OVERHEAD DISTRIBUTION | CSC Stores | 2.79 | 2001-12-13 15:26 | Anjanece | 10 | 400 | #VALUE! | #VALUE!
CHANCE | M2D1SFA23 | Y | CHANCE , M2D1SFA23 |  |  | 2.83 | 2001-12-13 15:26 | Anjanece | 10 | 400 | #VALUE! | #VALUE!
CHANCE | M2D1SFA23 | Y | CHANCE , M2D1SFA23 |  |  | 2.84 | 2001-12-13 15:26 | Anjanece | 10 | 400 | #VALUE! | #VALUE!
CHANCE | M2D1SFA23 | Y | CHANCE , M2D1SFA23 |  |  | 2.85 | 2001-12-13 15:26 | Anjanece | 10 | 400 | #VALUE! | #VALUE!
CHANCE | M2D1SFA23 | Y | CHANCE , M2D1SFA23 |  |  | 2.87 | 2001-12-13 15:26 | Anjanece | 10 | 400 | #VALUE! | #VALUE!
CHANCE | M2D1SFA23 | Y | CHANCE , M2D1SFA23 |  |  | 2.88 | 2001-12-13 15:26 | Anjanece | 10 | 400 | #VALUE! | #VALUE!
CHANCE | M2D1SFA23 | Y | CHANCE , M2D1SFA23 |  |  | 2.89 | 2001-12-13 15:26 | Anjanece | 10 | 400 | #VALUE! | #VALUE!
CHANCE | M2D1SFA23 | Y | CHANCE , M2D1SFA23 |  |  | 2.92 | 2001-12-13 15:26 | Anjanece | 10 | 400 | #VALUE! | #VALUE!
CHANCE | M2D1SFA23 | Y | CHANCE , M2D1SFA23 |  |  | 3 | 2001-12-13 15:26 | Anjanece | 10 | 400 | #VALUE! | #VALUE!
CHANCE | M2D1SFA23 | Y | CHANCE , M2D1SFA23 |  |  | 3.07 | 2001-12-13 15:26 | Anjanece | 10 | 400 | #VALUE! | #VALUE!
CHANCE | M2D1SFA23 | Y | CHANCE , M2D1SFA23 |  |  | 3.4 | 2001-12-13 15:26 | Anjanece | 10 | 400 | #VALUE! | #VALUE!
CHANCE | M2D1SFA23 | Y | CHANCE , M2D1SFA23 |  |  | 4.1 | 2001-12-13 15:26 | Anjanece | 10 | 400 | #VALUE! | #VALUE!
CHANCE | M2D1SFA23 | Y | CHANCE , M2D1SFA23 |  |  | 4.3 | 2001-12-13 15:26 | Anjanece | 10 | 400 | #VALUE! | #VALUE!
CHANCE | M2D1SFA23 | Y | CHANCE , M2D1SFA23 |  |  | 4.33 | 2001-12-13 15:26 | Anjanece | 10 | 400 | #VALUE! | #VALUE!
CHANCE | M2D1SFA23 | Y | CHANCE , M2D1SFA23 |  | Storm Stores | 0 | 2018-04-16 10:22 | Anjanece | 10 | 400 | #VALUE! | #VALUE!
CHANCE | M2D1SFA23 | Y | CHANCE , M2D1SFA23 |  |  | 2.83 | 2018-04-16 10:22 | Anjanece | 10 | 400 | #VALUE! | #VALUE!
CHANCE | M2D1SFA23 | Y | CHANCE , M2D1SFA23 |  |  | 2.89 | 2018-04-16 10:22 | Anjanece | 10 | 400 | #VALUE! | #VALUE!
CHANCE | M2D1SFA23 | Y | CHANCE , M2D1SFA23 |  |  | 2.9 | 2018-04-16 10:22 | Anjanece | 10 | 400 | #VALUE! | #VALUE!
CHANCE | M2D1SFA23 | Y | CHANCE , M2D1SFA23 |  |  | 2.92 | 2018-04-16 10:22 | Anjanece | 10 | 400 | #VALUE! | #VALUE!
INDEL | EF3.5IXPCIR | Y | INDEL , EF3.5IXPCIR | JEA OVERHEAD DISTRIBUTION | CSC Stores | 2.79 | 2001-12-13 15:26 | Anjanece | 10 | 400 | #VALUE! | #VALUE!
INDEL | EF3.5IXPCIR | Y | INDEL , EF3.5IXPCIR |  |  | 2.83 | 2001-12-13 15:26 | Anjanece | 10 | 400 | #VALUE! | #VALUE!
INDEL | EF3.5IXPCIR | Y | INDEL , EF3.5IXPCIR |  |  | 2.84 | 2001-12-13 15:26 | Anjanece | 10 | 400 | #VALUE! | #VALUE!
INDEL | EF3.5IXPCIR | Y | INDEL , EF3.5IXPCIR |  |  | 2.85 | 2001-12-13 15:26 | Anjanece | 10 | 400 | #VALUE! | #VALUE!
INDEL | EF3.5IXPCIR | Y | INDEL , EF3.5IXPCIR |  |  | 2.87 | 2001-12-13 15:26 | Anjanece | 10 | 400 | #VALUE! | #VALUE!
INDEL | EF3.5IXPCIR | Y | INDEL , EF3.5IXPCIR |  |  | 2.88 | 2001-12-13 15:26 | Anjanece | 10 | 400 | #VALUE! | #VALUE!
INDEL | EF3.5IXPCIR | Y | INDEL , EF3.5IXPCIR |  |  | 2.89 | 2001-12-13 15:26 | Anjanece | 10 | 400 | #VALUE! | #VALUE!
INDEL | EF3.5IXPCIR | Y | INDEL , EF3.5IXPCIR |  |  | 2.92 | 2001-12-13 15:26 | Anjanece | 10 | 400 | #VALUE! | #VALUE!
INDEL | EF3.5IXPCIR | Y | INDEL , EF3.5IXPCIR |  |  | 3 | 2001-12-13 15:26 | Anjanece | 10 | 400 | #VALUE! | #VALUE!
INDEL | EF3.5IXPCIR | Y | INDEL , EF3.5IXPCIR |  |  | 3.07 | 2001-12-13 15:26 | Anjanece | 10 | 400 | #VALUE! | #VALUE!
INDEL | EF3.5IXPCIR | Y | INDEL , EF3.5IXPCIR |  |  | 3.4 | 2001-12-13 15:26 | Anjanece | 10 | 400 | #VALUE! | #VALUE!
INDEL | EF3.5IXPCIR | Y | INDEL , EF3.5IXPCIR |  |  | 4.1 | 2001-12-13 15:26 | Anjanece | 10 | 400 | #VALUE! | #VALUE!
INDEL | EF3.5IXPCIR | Y | INDEL , EF3.5IXPCIR |  |  | 4.3 | 2001-12-13 15:26 | Anjanece | 10 | 400 | #VALUE! | #VALUE!
INDEL | EF3.5IXPCIR | Y | INDEL , EF3.5IXPCIR |  |  | 4.33 | 2001-12-13 15:26 | Anjanece | 10 | 400 | #VALUE! | #VALUE!
INDEL | EF3.5IXPCIR | Y | INDEL , EF3.5IXPCIR |  | Storm Stores | 0 | 2018-04-16 10:22 | Anjanece | 10 | 400 | #VALUE! | #VALUE!
INDEL | EF3.5IXPCIR | Y | INDEL , EF3.5IXPCIR |  |  | 2.83 | 2018-04-16 10:22 | Anjanece | 10 | 400 | #VALUE! | #VALUE!
INDEL | EF3.5IXPCIR | Y | INDEL , EF3.5IXPCIR |  |  | 2.89 | 2018-04-16 10:22 | Anjanece | 10 | 400 | #VALUE! | #VALUE!
INDEL | EF3.5IXPCIR | Y | INDEL , EF3.5IXPCIR |  |  | 2.9 | 2018-04-16 10:22 | Anjanece | 10 | 400 | #VALUE! | #VALUE!
INDEL | EF3.5IXPCIR | Y | INDEL , EF3.5IXPCIR |  |  | 2.92 | 2018-04-16 10:22 | Anjanece | 10 | 400 | #VALUE! | #VALUE!
KEARNEY | 41350 | Y | KEARNEY , 41350 | JEA OVERHEAD DISTRIBUTION | CSC Stores | 2.79 | 2001-12-13 15:26 | Anjanece | 10 | 400 | #VALUE! | #VALUE!
KEARNEY | 41350 | Y | KEARNEY , 41350 |  |  | 2.83 | 2001-12-13 15:26 | Anjanece | 10 | 400 | #VALUE! | #VALUE!
KEARNEY | 41350 | Y | KEARNEY , 41350 |  |  | 2.84 | 2001-12-13 15:26 | Anjanece | 10 | 400 | #VALUE! | #VALUE!
KEARNEY | 41350 | Y | KEARNEY , 41350 |  |  | 2.85 | 2001-12-13 15:26 | Anjanece | 10 | 400 | #VALUE! | #VALUE!
KEARNEY | 41350 | Y | KEARNEY , 41350 |  |  | 2.87 | 2001-12-13 15:26 | Anjanece | 10 | 400 | #VALUE! | #VALUE!
KEARNEY | 41350 | Y | KEARNEY , 41350 |  |  | 2.88 | 2001-12-13 15:26 | Anjanece | 10 | 400 | #VALUE! | #VALUE!
KEARNEY | 41350 | Y | KEARNEY , 41350 |  |  | 2.89 | 2001-12-13 15:26 | Anjanece | 10 | 400 | #VALUE! | #VALUE!
KEARNEY | 41350 | Y | KEARNEY , 41350 |  |  | 2.92 | 2001-12-13 15:26 | Anjanece | 10 | 400 | #VALUE! | #VALUE!
KEARNEY | 41350 | Y | KEARNEY , 41350 |  |  | 3 | 2001-12-13 15:26 | Anjanece | 10 | 400 | #VALUE! | #VALUE!
KEARNEY | 41350 | Y | KEARNEY , 41350 |  |  | 3.07 | 2001-12-13 15:26 | Anjanece | 10 | 400 | #VALUE! | #VALUE!
KEARNEY | 41350 | Y | KEARNEY , 41350 |  |  | 3.4 | 2001-12-13 15:26 | Anjanece | 10 | 400 | #VALUE! | #VALUE!
KEARNEY | 41350 | Y | KEARNEY , 41350 |  |  | 4.1 | 2001-12-13 15:26 | Anjanece | 10 | 400 | #VALUE! | #VALUE!
KEARNEY | 41350 | Y | KEARNEY , 41350 |  |  | 4.3 | 2001-12-13 15:26 | Anjanece | 10 | 400 | #VALUE! | #VALUE!
KEARNEY | 41350 | Y | KEARNEY , 41350 |  |  | 4.33 | 2001-12-13 15:26 | Anjanece | 10 | 400 | #VALUE! | #VALUE!
KEARNEY | 41350 | Y | KEARNEY , 41350 |  | Storm Stores | 0 | 2018-04-16 10:22 | Anjanece | 10 | 400 | #VALUE! | #VALUE!
KEARNEY | 41350 | Y | KEARNEY , 41350 |  |  | 2.83 | 2018-04-16 10:22 | Anjanece | 10 | 400 | #VALUE! | #VALUE!
KEARNEY | 41350 | Y | KEARNEY , 41350 |  |  | 2.89 | 2018-04-16 10:22 | Anjanece | 10 | 400 | #VALUE! | #VALUE!
KEARNEY | 41350 | Y | KEARNEY , 41350 |  |  | 2.9 | 2018-04-16 10:22 | Anjanece | 10 | 400 | #VALUE! | #VALUE!
KEARNEY | 41350 | Y | KEARNEY , 41350 |  |  | 2.92 | 2018-04-16 10:22 | Anjanece | 10 | 400 | #VALUE! | #VALUE!
CHANCE | M3D1SFA23 | Y | CHANCE , M3D1SFA23 | JEA OVERHEAD DISTRIBUTION | CSC Stores | 2.5 | 2001-12-13 15:26 | Anjanece | 10 | 1000 | #VALUE! | #VALUE!
CHANCE | M3D1SFA23 | Y | CHANCE , M3D1SFA23 |  |  | 2.52 | 2001-12-13 15:26 | Anjanece | 10 | 1000 | #VALUE! | #VALUE!
CHANCE | M3D1SFA23 | Y | CHANCE , M3D1SFA23 |  |  | 2.53 | 2001-12-13 15:26 | Anjanece | 10 | 1000 | #VALUE! | #VALUE!
CHANCE | M3D1SFA23 | Y | CHANCE , M3D1SFA23 |  |  | 2.55 | 2001-12-13 15:26 | Anjanece | 10 | 1000 | #VALUE! | #VALUE!
CHANCE | M3D1SFA23 | Y | CHANCE , M3D1SFA23 |  |  | 2.67 | 2001-12-13 15:26 | Anjanece | 10 | 1000 | #VALUE! | #VALUE!
CHANCE | M3D1SFA23 | Y | CHANCE , M3D1SFA23 |  |  | 2.7 | 2001-12-13 15:26 | Anjanece | 10 | 1000 | #VALUE! | #VALUE!
CHANCE | M3D1SFA23 | Y | CHANCE , M3D1SFA23 |  |  | 2.82 | 2001-12-13 15:26 | Anjanece | 10 | 1000 | #VALUE! | #VALUE!
CHANCE | M3D1SFA23 | Y | CHANCE , M3D1SFA23 |  |  | 2.84 | 2001-12-13 15:26 | Anjanece | 10 | 1000 | #VALUE! | #VALUE!
CHANCE | M3D1SFA23 | Y | CHANCE , M3D1SFA23 |  |  | 2.89 | 2001-12-13 15:26 | Anjanece | 10 | 1000 | #VALUE! | #VALUE!
CHANCE | M3D1SFA23 | Y | CHANCE , M3D1SFA23 |  |  | 2.9 | 2001-12-13 15:26 | Anjanece | 10 | 1000 | #VALUE! | #VALUE!
CHANCE | M3D1SFA23 | Y | CHANCE , M3D1SFA23 |  |  | 2.92 | 2001-12-13 15:26 | Anjanece | 10 | 1000 | #VALUE! | #VALUE!
CHANCE | M3D1SFA23 | Y | CHANCE , M3D1SFA23 |  |  | 2.93 | 2001-12-13 15:26 | Anjanece | 10 | 1000 | #VALUE! | #VALUE!
CHANCE | M3D1SFA23 | Y | CHANCE , M3D1SFA23 |  |  | 2.94 | 2001-12-13 15:26 | Anjanece | 10 | 1000 | #VALUE! | #VALUE!
CHANCE | M3D1SFA23 | Y | CHANCE , M3D1SFA23 |  |  | 2.96 | 2001-12-13 15:26 | Anjanece | 10 | 1000 | #VALUE! | #VALUE!
CHANCE | M3D1SFA23 | Y | CHANCE , M3D1SFA23 |  |  | 2.99 | 2001-12-13 15:26 | Anjanece | 10 | 1000 | #VALUE! | #VALUE!
CHANCE | M3D1SFA23 | Y | CHANCE , M3D1SFA23 |  |  | 3.01 | 2001-12-13 15:26 | Anjanece | 10 | 1000 | #VALUE! | #VALUE!
CHANCE | M3D1SFA23 | Y | CHANCE , M3D1SFA23 |  |  | 3.04 | 2001-12-13 15:26 | Anjanece | 10 | 1000 | #VALUE! | #VALUE!
CHANCE | M3D1SFA23 | Y | CHANCE , M3D1SFA23 |  |  | 3.05 | 2001-12-13 15:26 | Anjanece | 10 | 1000 | #VALUE! | #VALUE!
CHANCE | M3D1SFA23 | Y | CHANCE , M3D1SFA23 |  |  | 3.07 | 2001-12-13 15:26 | Anjanece | 10 | 1000 | #VALUE! | #VALUE!
CHANCE | M3D1SFA23 | Y | CHANCE , M3D1SFA23 |  |  | 3.08 | 2001-12-13 15:26 | Anjanece | 10 | 1000 | #VALUE! | #VALUE!
CHANCE | M3D1SFA23 | Y | CHANCE , M3D1SFA23 |  |  | 3.1 | 2001-12-13 15:26 | Anjanece | 10 | 1000 | #VALUE! | #VALUE!
CHANCE | M3D1SFA23 | Y | CHANCE , M3D1SFA23 |  |  | 3.11 | 2001-12-13 15:26 | Anjanece | 10 | 1000 | #VALUE! | #VALUE!
CHANCE | M3D1SFA23 | Y | CHANCE , M3D1SFA23 |  |  | 3.2 | 2001-12-13 15:26 | Anjanece | 10 | 1000 | #VALUE! | #VALUE!
CHANCE | M3D1SFA23 | Y | CHANCE , M3D1SFA23 |  |  | 4.09 | 2001-12-13 15:26 | Anjanece | 10 | 1000 | #VALUE! | #VALUE!
CHANCE | M3D1SFA23 | Y | CHANCE , M3D1SFA23 |  |  | 4.13 | 2001-12-13 15:26 | Anjanece | 10 | 1000 | #VALUE! | #VALUE!
CHANCE | M3D1SFA23 | Y | CHANCE , M3D1SFA23 |  |  | 4.19 | 2001-12-13 15:26 | Anjanece | 10 | 1000 | #VALUE! | #VALUE!
CHANCE | M3D1SFA23 | Y | CHANCE , M3D1SFA23 |  |  | 4.28 | 2001-12-13 15:26 | Anjanece | 10 | 1000 | #VALUE! | #VALUE!
CHANCE | M3D1SFA23 | Y | CHANCE , M3D1SFA23 |  |  | 4.33 | 2001-12-13 15:26 | Anjanece | 10 | 1000 | #VALUE! | #VALUE!
CHANCE | M3D1SFA23 | Y | CHANCE , M3D1SFA23 |  |  | 4.35 | 2001-12-13 15:26 | Anjanece | 10 | 1000 | #VALUE! | #VALUE!
CHANCE | M3D1SFA23 | Y | CHANCE , M3D1SFA23 |  |  | 4.36 | 2001-12-13 15:26 | Anjanece | 10 | 1000 | #VALUE! | #VALUE!
CHANCE | M3D1SFA23 | Y | CHANCE , M3D1SFA23 |  | Storm Stores | 0 | 2018-04-16 10:23 | Anjanece | 10 | 1000 | #VALUE! | #VALUE!
CHANCE | M3D1SFA23 | Y | CHANCE , M3D1SFA23 |  |  | 2.86 | 2018-04-16 10:23 | Anjanece | 10 | 1000 | #VALUE! | #VALUE!
CHANCE | M3D1SFA23 | Y | CHANCE , M3D1SFA23 |  |  | 2.92 | 2018-04-16 10:23 | Anjanece | 10 | 1000 | #VALUE! | #VALUE!
CHANCE | M3D1SFA23 | Y | CHANCE , M3D1SFA23 |  |  | 2.96 | 2018-04-16 10:23 | Anjanece | 10 | 1000 | #VALUE! | #VALUE!
CHANCE | M3D1SFA23 | Y | CHANCE , M3D1SFA23 |  |  | 2.97 | 2018-04-16 10:23 | Anjanece | 10 | 1000 | #VALUE! | #VALUE!
CHANCE | M3D1SFA23 | Y | CHANCE , M3D1SFA23 |  |  | 2.98 | 2018-04-16 10:23 | Anjanece | 10 | 1000 | #VALUE! | #VALUE!
CHANCE | M3D1SFA23 | Y | CHANCE , M3D1SFA23 |  |  | 2.99 | 2018-04-16 10:23 | Anjanece | 10 | 1000 | #VALUE! | #VALUE!
INDEL | EF4IXPCIR | Y | INDEL , EF4IXPCIR | JEA OVERHEAD DISTRIBUTION | CSC Stores | 2.5 | 2001-12-13 15:26 | Anjanece | 10 | 1000 | #VALUE! | #VALUE!
INDEL | EF4IXPCIR | Y | INDEL , EF4IXPCIR |  |  | 2.52 | 2001-12-13 15:26 | Anjanece | 10 | 1000 | #VALUE! | #VALUE!
INDEL | EF4IXPCIR | Y | INDEL , EF4IXPCIR |  |  | 2.53 | 2001-12-13 15:26 | Anjanece | 10 | 1000 | #VALUE! | #VALUE!
INDEL | EF4IXPCIR | Y | INDEL , EF4IXPCIR |  |  | 2.55 | 2001-12-13 15:26 | Anjanece | 10 | 1000 | #VALUE! | #VALUE!
INDEL | EF4IXPCIR | Y | INDEL , EF4IXPCIR |  |  | 2.67 | 2001-12-13 15:26 | Anjanece | 10 | 1000 | #VALUE! | #VALUE!
INDEL | EF4IXPCIR | Y | INDEL , EF4IXPCIR |  |  | 2.7 | 2001-12-13 15:26 | Anjanece | 10 | 1000 | #VALUE! | #VALUE!
INDEL | EF4IXPCIR | Y | INDEL , EF4IXPCIR |  |  | 2.82 | 2001-12-13 15:26 | Anjanece | 10 | 1000 | #VALUE! | #VALUE!
INDEL | EF4IXPCIR | Y | INDEL , EF4IXPCIR |  |  | 2.84 | 2001-12-13 15:26 | Anjanece | 10 | 1000 | #VALUE! | #VALUE!
INDEL | EF4IXPCIR | Y | INDEL , EF4IXPCIR |  |  | 2.89 | 2001-12-13 15:26 | Anjanece | 10 | 1000 | #VALUE! | #VALUE!
INDEL | EF4IXPCIR | Y | INDEL , EF4IXPCIR |  |  | 2.9 | 2001-12-13 15:26 | Anjanece | 10 | 1000 | #VALUE! | #VALUE!
INDEL | EF4IXPCIR | Y | INDEL , EF4IXPCIR |  |  | 2.92 | 2001-12-13 15:26 | Anjanece | 10 | 1000 | #VALUE! | #VALUE!
INDEL | EF4IXPCIR | Y | INDEL , EF4IXPCIR |  |  | 2.93 | 2001-12-13 15:26 | Anjanece | 10 | 1000 | #VALUE! | #VALUE!
INDEL | EF4IXPCIR | Y | INDEL , EF4IXPCIR |  |  | 2.94 | 2001-12-13 15:26 | Anjanece | 10 | 1000 | #VALUE! | #VALUE!
INDEL | EF4IXPCIR | Y | INDEL , EF4IXPCIR |  |  | 2.96 | 2001-12-13 15:26 | Anjanece | 10 | 1000 | #VALUE! | #VALUE!
INDEL | EF4IXPCIR | Y | INDEL , EF4IXPCIR |  |  | 2.99 | 2001-12-13 15:26 | Anjanece | 10 | 1000 | #VALUE! | #VALUE!
INDEL | EF4IXPCIR | Y | INDEL , EF4IXPCIR |  |  | 3.01 | 2001-12-13 15:26 | Anjanece | 10 | 1000 | #VALUE! | #VALUE!
INDEL | EF4IXPCIR | Y | INDEL , EF4IXPCIR |  |  | 3.04 | 2001-12-13 15:26 | Anjanece | 10 | 1000 | #VALUE! | #VALUE!
INDEL | EF4IXPCIR | Y | INDEL , EF4IXPCIR |  |  | 3.05 | 2001-12-13 15:26 | Anjanece | 10 | 1000 | #VALUE! | #VALUE!
INDEL | EF4IXPCIR | Y | INDEL , EF4IXPCIR |  |  | 3.07 | 2001-12-13 15:26 | Anjanece | 10 | 1000 | #VALUE! | #VALUE!
INDEL | EF4IXPCIR | Y | INDEL , EF4IXPCIR |  |  | 3.08 | 2001-12-13 15:26 | Anjanece | 10 | 1000 | #VALUE! | #VALUE!
INDEL | EF4IXPCIR | Y | INDEL , EF4IXPCIR |  |  | 3.1 | 2001-12-13 15:26 | Anjanece | 10 | 1000 | #VALUE! | #VALUE!
INDEL | EF4IXPCIR | Y | INDEL , EF4IXPCIR |  |  | 3.11 | 2001-12-13 15:26 | Anjanece | 10 | 1000 | #VALUE! | #VALUE!
INDEL | EF4IXPCIR | Y | INDEL , EF4IXPCIR |  |  | 3.2 | 2001-12-13 15:26 | Anjanece | 10 | 1000 | #VALUE! | #VALUE!
INDEL | EF4IXPCIR | Y | INDEL , EF4IXPCIR |  |  | 4.09 | 2001-12-13 15:26 | Anjanece | 10 | 1000 | #VALUE! | #VALUE!
INDEL | EF4IXPCIR | Y | INDEL , EF4IXPCIR |  |  | 4.13 | 2001-12-13 15:26 | Anjanece | 10 | 1000 | #VALUE! | #VALUE!
INDEL | EF4IXPCIR | Y | INDEL , EF4IXPCIR |  |  | 4.19 | 2001-12-13 15:26 | Anjanece | 10 | 1000 | #VALUE! | #VALUE!
INDEL | EF4IXPCIR | Y | INDEL , EF4IXPCIR |  |  | 4.28 | 2001-12-13 15:26 | Anjanece | 10 | 1000 | #VALUE! | #VALUE!
INDEL | EF4IXPCIR | Y | INDEL , EF4IXPCIR |  |  | 4.33 | 2001-12-13 15:26 | Anjanece | 10 | 1000 | #VALUE! | #VALUE!
INDEL | EF4IXPCIR | Y | INDEL , EF4IXPCIR |  |  | 4.35 | 2001-12-13 15:26 | Anjanece | 10 | 1000 | #VALUE! | #VALUE!
INDEL | EF4IXPCIR | Y | INDEL , EF4IXPCIR |  |  | 4.36 | 2001-12-13 15:26 | Anjanece | 10 | 1000 | #VALUE! | #VALUE!
INDEL | EF4IXPCIR | Y | INDEL , EF4IXPCIR |  | Storm Stores | 0 | 2018-04-16 10:23 | Anjanece | 10 | 1000 | #VALUE! | #VALUE!
INDEL | EF4IXPCIR | Y | INDEL , EF4IXPCIR |  |  | 2.86 | 2018-04-16 10:23 | Anjanece | 10 | 1000 | #VALUE! | #VALUE!
INDEL | EF4IXPCIR | Y | INDEL , EF4IXPCIR |  |  | 2.92 | 2018-04-16 10:23 | Anjanece | 10 | 1000 | #VALUE! | #VALUE!
INDEL | EF4IXPCIR | Y | INDEL , EF4IXPCIR |  |  | 2.96 | 2018-04-16 10:23 | Anjanece | 10 | 1000 | #VALUE! | #VALUE!
INDEL | EF4IXPCIR | Y | INDEL , EF4IXPCIR |  |  | 2.97 | 2018-04-16 10:23 | Anjanece | 10 | 1000 | #VALUE! | #VALUE!
INDEL | EF4IXPCIR | Y | INDEL , EF4IXPCIR |  |  | 2.98 | 2018-04-16 10:23 | Anjanece | 10 | 1000 | #VALUE! | #VALUE!
INDEL | EF4IXPCIR | Y | INDEL , EF4IXPCIR |  |  | 2.99 | 2018-04-16 10:23 | Anjanece | 10 | 1000 | #VALUE! | #VALUE!
KEARNEY | 41400 | Y | KEARNEY , 41400 | JEA OVERHEAD DISTRIBUTION | CSC Stores | 2.5 | 2001-12-13 15:26 | Anjanece | 10 | 1000 | #VALUE! | #VALUE!
KEARNEY | 41400 | Y | KEARNEY , 41400 |  |  | 2.52 | 2001-12-13 15:26 | Anjanece | 10 | 1000 | #VALUE! | #VALUE!
KEARNEY | 41400 | Y | KEARNEY , 41400 |  |  | 2.53 | 2001-12-13 15:26 | Anjanece | 10 | 1000 | #VALUE! | #VALUE!
KEARNEY | 41400 | Y | KEARNEY , 41400 |  |  | 2.55 | 2001-12-13 15:26 | Anjanece | 10 | 1000 | #VALUE! | #VALUE!
KEARNEY | 41400 | Y | KEARNEY , 41400 |  |  | 2.67 | 2001-12-13 15:26 | Anjanece | 10 | 1000 | #VALUE! | #VALUE!
KEARNEY | 41400 | Y | KEARNEY , 41400 |  |  | 2.7 | 2001-12-13 15:26 | Anjanece | 10 | 1000 | #VALUE! | #VALUE!
KEARNEY | 41400 | Y | KEARNEY , 41400 |  |  | 2.82 | 2001-12-13 15:26 | Anjanece | 10 | 1000 | #VALUE! | #VALUE!
KEARNEY | 41400 | Y | KEARNEY , 41400 |  |  | 2.84 | 2001-12-13 15:26 | Anjanece | 10 | 1000 | #VALUE! | #VALUE!
KEARNEY | 41400 | Y | KEARNEY , 41400 |  |  | 2.89 | 2001-12-13 15:26 | Anjanece | 10 | 1000 | #VALUE! | #VALUE!
KEARNEY | 41400 | Y | KEARNEY , 41400 |  |  | 2.9 | 2001-12-13 15:26 | Anjanece | 10 | 1000 | #VALUE! | #VALUE!
KEARNEY | 41400 | Y | KEARNEY , 41400 |  |  | 2.92 | 2001-12-13 15:26 | Anjanece | 10 | 1000 | #VALUE! | #VALUE!
KEARNEY | 41400 | Y | KEARNEY , 41400 |  |  | 2.93 | 2001-12-13 15:26 | Anjanece | 10 | 1000 | #VALUE! | #VALUE!
KEARNEY | 41400 | Y | KEARNEY , 41400 |  |  | 2.94 | 2001-12-13 15:26 | Anjanece | 10 | 1000 | #VALUE! | #VALUE!
KEARNEY | 41400 | Y | KEARNEY , 41400 |  |  | 2.96 | 2001-12-13 15:26 | Anjanece | 10 | 1000 | #VALUE! | #VALUE!
KEARNEY | 41400 | Y | KEARNEY , 41400 |  |  | 2.99 | 2001-12-13 15:26 | Anjanece | 10 | 1000 | #VALUE! | #VALUE!
KEARNEY | 41400 | Y | KEARNEY , 41400 |  |  | 3.01 | 2001-12-13 15:26 | Anjanece | 10 | 1000 | #VALUE! | #VALUE!
KEARNEY | 41400 | Y | KEARNEY , 41400 |  |  | 3.04 | 2001-12-13 15:26 | Anjanece | 10 | 1000 | #VALUE! | #VALUE!
KEARNEY | 41400 | Y | KEARNEY , 41400 |  |  | 3.05 | 2001-12-13 15:26 | Anjanece | 10 | 1000 | #VALUE! | #VALUE!
KEARNEY | 41400 | Y | KEARNEY , 41400 |  |  | 3.07 | 2001-12-13 15:26 | Anjanece | 10 | 1000 | #VALUE! | #VALUE!
KEARNEY | 41400 | Y | KEARNEY , 41400 |  |  | 3.08 | 2001-12-13 15:26 | Anjanece | 10 | 1000 | #VALUE! | #VALUE!
KEARNEY | 41400 | Y | KEARNEY , 41400 |  |  | 3.1 | 2001-12-13 15:26 | Anjanece | 10 | 1000 | #VALUE! | #VALUE!
KEARNEY | 41400 | Y | KEARNEY , 41400 |  |  | 3.11 | 2001-12-13 15:26 | Anjanece | 10 | 1000 | #VALUE! | #VALUE!
KEARNEY | 41400 | Y | KEARNEY , 41400 |  |  | 3.2 | 2001-12-13 15:26 | Anjanece | 10 | 1000 | #VALUE! | #VALUE!
KEARNEY | 41400 | Y | KEARNEY , 41400 |  |  | 4.09 | 2001-12-13 15:26 | Anjanece | 10 | 1000 | #VALUE! | #VALUE!
KEARNEY | 41400 | Y | KEARNEY , 41400 |  |  | 4.13 | 2001-12-13 15:26 | Anjanece | 10 | 1000 | #VALUE! | #VALUE!
KEARNEY | 41400 | Y | KEARNEY , 41400 |  |  | 4.19 | 2001-12-13 15:26 | Anjanece | 10 | 1000 | #VALUE! | #VALUE!
KEARNEY | 41400 | Y | KEARNEY , 41400 |  |  | 4.28 | 2001-12-13 15:26 | Anjanece | 10 | 1000 | #VALUE! | #VALUE!
KEARNEY | 41400 | Y | KEARNEY , 41400 |  |  | 4.33 | 2001-12-13 15:26 | Anjanece | 10 | 1000 | #VALUE! | #VALUE!
KEARNEY | 41400 | Y | KEARNEY , 41400 |  |  | 4.35 | 2001-12-13 15:26 | Anjanece | 10 | 1000 | #VALUE! | #VALUE!
KEARNEY | 41400 | Y | KEARNEY , 41400 |  |  | 4.36 | 2001-12-13 15:26 | Anjanece | 10 | 1000 | #VALUE! | #VALUE!
KEARNEY | 41400 | Y | KEARNEY , 41400 |  | Storm Stores | 0 | 2018-04-16 10:23 | Anjanece | 10 | 1000 | #VALUE! | #VALUE!
KEARNEY | 41400 | Y | KEARNEY , 41400 |  |  | 2.86 | 2018-04-16 10:23 | Anjanece | 10 | 1000 | #VALUE! | #VALUE!
KEARNEY | 41400 | Y | KEARNEY , 41400 |  |  | 2.92 | 2018-04-16 10:23 | Anjanece | 10 | 1000 | #VALUE! | #VALUE!
KEARNEY | 41400 | Y | KEARNEY , 41400 |  |  | 2.96 | 2018-04-16 10:23 | Anjanece | 10 | 1000 | #VALUE! | #VALUE!
KEARNEY | 41400 | Y | KEARNEY , 41400 |  |  | 2.97 | 2018-04-16 10:23 | Anjanece | 10 | 1000 | #VALUE! | #VALUE!
KEARNEY | 41400 | Y | KEARNEY , 41400 |  |  | 2.98 | 2018-04-16 10:23 | Anjanece | 10 | 1000 | #VALUE! | #VALUE!
KEARNEY | 41400 | Y | KEARNEY , 41400 |  |  | 2.99 | 2018-04-16 10:23 | Anjanece | 10 | 1000 | #VALUE! | #VALUE!
CHANCE | M4D2SFA23 | Y | CHANCE , M4D2SFA23 | JEA OVERHEAD DISTRIBUTION | CSC Stores | 2.81 | 2001-12-13 15:27 | Anjanece | 10 | 300 | #VALUE! | #VALUE!
CHANCE | M4D2SFA23 | Y | CHANCE , M4D2SFA23 |  |  | 3 | 2001-12-13 15:27 | Anjanece | 10 | 300 | #VALUE! | #VALUE!
CHANCE | M4D2SFA23 | Y | CHANCE , M4D2SFA23 |  |  | 3.18 | 2001-12-13 15:27 | Anjanece | 10 | 300 | #VALUE! | #VALUE!
CHANCE | M4D2SFA23 | Y | CHANCE , M4D2SFA23 |  |  | 3.2 | 2001-12-13 15:27 | Anjanece | 10 | 300 | #VALUE! | #VALUE!
CHANCE | M4D2SFA23 | Y | CHANCE , M4D2SFA23 |  |  | 3.5 | 2001-12-13 15:27 | Anjanece | 10 | 300 | #VALUE! | #VALUE!
CHANCE | M4D2SFA23 | Y | CHANCE , M4D2SFA23 |  |  | 3.59 | 2001-12-13 15:27 | Anjanece | 10 | 300 | #VALUE! | #VALUE!
CHANCE | M4D2SFA23 | Y | CHANCE , M4D2SFA23 |  |  | 4.08 | 2001-12-13 15:27 | Anjanece | 10 | 300 | #VALUE! | #VALUE!
CHANCE | M4D2SFA23 | Y | CHANCE , M4D2SFA23 |  |  | 4.1 | 2001-12-13 15:27 | Anjanece | 10 | 300 | #VALUE! | #VALUE!
CHANCE | M4D2SFA23 | Y | CHANCE , M4D2SFA23 |  |  | 4.11 | 2001-12-13 15:27 | Anjanece | 10 | 300 | #VALUE! | #VALUE!
CHANCE | M4D2SFA23 | Y | CHANCE , M4D2SFA23 |  |  | 4.34 | 2001-12-13 15:27 | Anjanece | 10 | 300 | #VALUE! | #VALUE!
CHANCE | M4D2SFA23 | Y | CHANCE , M4D2SFA23 |  |  | 4.63 | 2001-12-13 15:27 | Anjanece | 10 | 300 | #VALUE! | #VALUE!
CHANCE | M4D2SFA23 | Y | CHANCE , M4D2SFA23 |  | Storm Stores | 0 | 2018-04-16 10:23 | Anjanece | 10 | 300 | #VALUE! | #VALUE!
CHANCE | M4D2SFA23 | Y | CHANCE , M4D2SFA23 |  |  | 3.21 | 2018-04-16 10:23 | Anjanece | 10 | 300 | #VALUE! | #VALUE!
CHANCE | M4D2SFA23 | Y | CHANCE , M4D2SFA23 |  |  | 3.41 | 2018-04-16 10:23 | Anjanece | 10 | 300 | #VALUE! | #VALUE!
CHANCE | M4D2SFA23 | Y | CHANCE , M4D2SFA23 |  |  | 3.72 | 2018-04-16 10:23 | Anjanece | 10 | 300 | #VALUE! | #VALUE!
CHANCE | M4D2SFA23 | Y | CHANCE , M4D2SFA23 |  |  | 3.75 | 2018-04-16 10:23 | Anjanece | 10 | 300 | #VALUE! | #VALUE!
CHANCE | M4D2SFA23 | Y | CHANCE , M4D2SFA23 |  |  | 4.02 | 2018-04-16 10:23 | Anjanece | 10 | 300 | #VALUE! | #VALUE!
INDEL | EF5.5IXPCIR | Y | INDEL , EF5.5IXPCIR | JEA OVERHEAD DISTRIBUTION | CSC Stores | 2.81 | 2001-12-13 15:27 | Anjanece | 10 | 300 | #VALUE! | #VALUE!
INDEL | EF5.5IXPCIR | Y | INDEL , EF5.5IXPCIR |  |  | 3 | 2001-12-13 15:27 | Anjanece | 10 | 300 | #VALUE! | #VALUE!
INDEL | EF5.5IXPCIR | Y | INDEL , EF5.5IXPCIR |  |  | 3.18 | 2001-12-13 15:27 | Anjanece | 10 | 300 | #VALUE! | #VALUE!
INDEL | EF5.5IXPCIR | Y | INDEL , EF5.5IXPCIR |  |  | 3.2 | 2001-12-13 15:27 | Anjanece | 10 | 300 | #VALUE! | #VALUE!
INDEL | EF5.5IXPCIR | Y | INDEL , EF5.5IXPCIR |  |  | 3.5 | 2001-12-13 15:27 | Anjanece | 10 | 300 | #VALUE! | #VALUE!
INDEL | EF5.5IXPCIR | Y | INDEL , EF5.5IXPCIR |  |  | 3.59 | 2001-12-13 15:27 | Anjanece | 10 | 300 | #VALUE! | #VALUE!
INDEL | EF5.5IXPCIR | Y | INDEL , EF5.5IXPCIR |  |  | 4.08 | 2001-12-13 15:27 | Anjanece | 10 | 300 | #VALUE! | #VALUE!
INDEL | EF5.5IXPCIR | Y | INDEL , EF5.5IXPCIR |  |  | 4.1 | 2001-12-13 15:27 | Anjanece | 10 | 300 | #VALUE! | #VALUE!
INDEL | EF5.5IXPCIR | Y | INDEL , EF5.5IXPCIR |  |  | 4.11 | 2001-12-13 15:27 | Anjanece | 10 | 300 | #VALUE! | #VALUE!
INDEL | EF5.5IXPCIR | Y | INDEL , EF5.5IXPCIR |  |  | 4.34 | 2001-12-13 15:27 | Anjanece | 10 | 300 | #VALUE! | #VALUE!
INDEL | EF5.5IXPCIR | Y | INDEL , EF5.5IXPCIR |  |  | 4.63 | 2001-12-13 15:27 | Anjanece | 10 | 300 | #VALUE! | #VALUE!
INDEL | EF5.5IXPCIR | Y | INDEL , EF5.5IXPCIR |  | Storm Stores | 0 | 2018-04-16 10:23 | Anjanece | 10 | 300 | #VALUE! | #VALUE!
INDEL | EF5.5IXPCIR | Y | INDEL , EF5.5IXPCIR |  |  | 3.21 | 2018-04-16 10:23 | Anjanece | 10 | 300 | #VALUE! | #VALUE!
INDEL | EF5.5IXPCIR | Y | INDEL , EF5.5IXPCIR |  |  | 3.41 | 2018-04-16 10:23 | Anjanece | 10 | 300 | #VALUE! | #VALUE!
INDEL | EF5.5IXPCIR | Y | INDEL , EF5.5IXPCIR |  |  | 3.72 | 2018-04-16 10:23 | Anjanece | 10 | 300 | #VALUE! | #VALUE!
INDEL | EF5.5IXPCIR | Y | INDEL , EF5.5IXPCIR |  |  | 3.75 | 2018-04-16 10:23 | Anjanece | 10 | 300 | #VALUE! | #VALUE!
INDEL | EF5.5IXPCIR | Y | INDEL , EF5.5IXPCIR |  |  | 4.02 | 2018-04-16 10:23 | Anjanece | 10 | 300 | #VALUE! | #VALUE!
KEARNEY | 41550 | Y | KEARNEY , 41550 | JEA OVERHEAD DISTRIBUTION | CSC Stores | 2.81 | 2001-12-13 15:27 | Anjanece | 10 | 300 | #VALUE! | #VALUE!
KEARNEY | 41550 | Y | KEARNEY , 41550 |  |  | 3 | 2001-12-13 15:27 | Anjanece | 10 | 300 | #VALUE! | #VALUE!
KEARNEY | 41550 | Y | KEARNEY , 41550 |  |  | 3.18 | 2001-12-13 15:27 | Anjanece | 10 | 300 | #VALUE! | #VALUE!
KEARNEY | 41550 | Y | KEARNEY , 41550 |  |  | 3.2 | 2001-12-13 15:27 | Anjanece | 10 | 300 | #VALUE! | #VALUE!
KEARNEY | 41550 | Y | KEARNEY , 41550 |  |  | 3.5 | 2001-12-13 15:27 | Anjanece | 10 | 300 | #VALUE! | #VALUE!
KEARNEY | 41550 | Y | KEARNEY , 41550 |  |  | 3.59 | 2001-12-13 15:27 | Anjanece | 10 | 300 | #VALUE! | #VALUE!
KEARNEY | 41550 | Y | KEARNEY , 41550 |  |  | 4.08 | 2001-12-13 15:27 | Anjanece | 10 | 300 | #VALUE! | #VALUE!
KEARNEY | 41550 | Y | KEARNEY , 41550 |  |  | 4.1 | 2001-12-13 15:27 | Anjanece | 10 | 300 | #VALUE! | #VALUE!
KEARNEY | 41550 | Y | KEARNEY , 41550 |  |  | 4.11 | 2001-12-13 15:27 | Anjanece | 10 | 300 | #VALUE! | #VALUE!
KEARNEY | 41550 | Y | KEARNEY , 41550 |  |  | 4.34 | 2001-12-13 15:27 | Anjanece | 10 | 300 | #VALUE! | #VALUE!
KEARNEY | 41550 | Y | KEARNEY , 41550 |  |  | 4.63 | 2001-12-13 15:27 | Anjanece | 10 | 300 | #VALUE! | #VALUE!
KEARNEY | 41550 | Y | KEARNEY , 41550 |  | Storm Stores | 0 | 2018-04-16 10:23 | Anjanece | 10 | 300 | #VALUE! | #VALUE!
KEARNEY | 41550 | Y | KEARNEY , 41550 |  |  | 3.21 | 2018-04-16 10:23 | Anjanece | 10 | 300 | #VALUE! | #VALUE!
KEARNEY | 41550 | Y | KEARNEY , 41550 |  |  | 3.41 | 2018-04-16 10:23 | Anjanece | 10 | 300 | #VALUE! | #VALUE!
KEARNEY | 41550 | Y | KEARNEY , 41550 |  |  | 3.72 | 2018-04-16 10:23 | Anjanece | 10 | 300 | #VALUE! | #VALUE!
KEARNEY | 41550 | Y | KEARNEY , 41550 |  |  | 3.75 | 2018-04-16 10:23 | Anjanece | 10 | 300 | #VALUE! | #VALUE!
KEARNEY | 41550 | Y | KEARNEY , 41550 |  |  | 4.02 | 2018-04-16 10:23 | Anjanece | 10 | 300 | #VALUE! | #VALUE!
CHANCE | M5D2SFA23 | Y | CHANCE , M5D2SFA23 | JEA OVERHEAD DISTRIBUTION | CSC Stores | 2.72 | 2001-12-13 15:27 | Anjanece | 10 | 500 | #VALUE! | #VALUE!
CHANCE | M5D2SFA23 | Y | CHANCE , M5D2SFA23 |  |  | 2.79 | 2001-12-13 15:27 | Anjanece | 10 | 500 | #VALUE! | #VALUE!
CHANCE | M5D2SFA23 | Y | CHANCE , M5D2SFA23 |  |  | 2.81 | 2001-12-13 15:27 | Anjanece | 10 | 500 | #VALUE! | #VALUE!
CHANCE | M5D2SFA23 | Y | CHANCE , M5D2SFA23 |  |  | 2.82 | 2001-12-13 15:27 | Anjanece | 10 | 500 | #VALUE! | #VALUE!
CHANCE | M5D2SFA23 | Y | CHANCE , M5D2SFA23 |  |  | 2.86 | 2001-12-13 15:27 | Anjanece | 10 | 500 | #VALUE! | #VALUE!
CHANCE | M5D2SFA23 | Y | CHANCE , M5D2SFA23 |  |  | 2.9 | 2001-12-13 15:27 | Anjanece | 10 | 500 | #VALUE! | #VALUE!
CHANCE | M5D2SFA23 | Y | CHANCE , M5D2SFA23 |  |  | 2.92 | 2001-12-13 15:27 | Anjanece | 10 | 500 | #VALUE! | #VALUE!
CHANCE | M5D2SFA23 | Y | CHANCE , M5D2SFA23 |  |  | 2.93 | 2001-12-13 15:27 | Anjanece | 10 | 500 | #VALUE! | #VALUE!
CHANCE | M5D2SFA23 | Y | CHANCE , M5D2SFA23 |  |  | 3.01 | 2001-12-13 15:27 | Anjanece | 10 | 500 | #VALUE! | #VALUE!
CHANCE | M5D2SFA23 | Y | CHANCE , M5D2SFA23 |  |  | 3.03 | 2001-12-13 15:27 | Anjanece | 10 | 500 | #VALUE! | #VALUE!
CHANCE | M5D2SFA23 | Y | CHANCE , M5D2SFA23 |  |  | 3.21 | 2001-12-13 15:27 | Anjanece | 10 | 500 | #VALUE! | #VALUE!
CHANCE | M5D2SFA23 | Y | CHANCE , M5D2SFA23 |  |  | 3.29 | 2001-12-13 15:27 | Anjanece | 10 | 500 | #VALUE! | #VALUE!
CHANCE | M5D2SFA23 | Y | CHANCE , M5D2SFA23 |  |  | 4.06 | 2001-12-13 15:27 | Anjanece | 10 | 500 | #VALUE! | #VALUE!
CHANCE | M5D2SFA23 | Y | CHANCE , M5D2SFA23 |  |  | 4.08 | 2001-12-13 15:27 | Anjanece | 10 | 500 | #VALUE! | #VALUE!
CHANCE | M5D2SFA23 | Y | CHANCE , M5D2SFA23 |  |  | 4.27 | 2001-12-13 15:27 | Anjanece | 10 | 500 | #VALUE! | #VALUE!
CHANCE | M5D2SFA23 | Y | CHANCE , M5D2SFA23 |  |  | 4.29 | 2001-12-13 15:27 | Anjanece | 10 | 500 | #VALUE! | #VALUE!
CHANCE | M5D2SFA23 | Y | CHANCE , M5D2SFA23 |  | Storm Stores | 0 | 2018-04-16 10:23 | Anjanece | 10 | 500 | #VALUE! | #VALUE!
CHANCE | M5D2SFA23 | Y | CHANCE , M5D2SFA23 |  |  | 2.82 | 2018-04-16 10:23 | Anjanece | 10 | 500 | #VALUE! | #VALUE!
CHANCE | M5D2SFA23 | Y | CHANCE , M5D2SFA23 |  |  | 2.86 | 2018-04-16 10:23 | Anjanece | 10 | 500 | #VALUE! | #VALUE!
CHANCE | M5D2SFA23 | Y | CHANCE , M5D2SFA23 |  |  | 2.87 | 2018-04-16 10:23 | Anjanece | 10 | 500 | #VALUE! | #VALUE!
CHANCE | M5D2SFA23 | Y | CHANCE , M5D2SFA23 |  |  | 2.91 | 2018-04-16 10:23 | Anjanece | 10 | 500 | #VALUE! | #VALUE!
INDEL | EF7IXPCIR | Y | INDEL , EF7IXPCIR | JEA OVERHEAD DISTRIBUTION | CSC Stores | 2.72 | 2001-12-13 15:27 | Anjanece | 10 | 500 | #VALUE! | #VALUE!
INDEL | EF7IXPCIR | Y | INDEL , EF7IXPCIR |  |  | 2.79 | 2001-12-13 15:27 | Anjanece | 10 | 500 | #VALUE! | #VALUE!
INDEL | EF7IXPCIR | Y | INDEL , EF7IXPCIR |  |  | 2.81 | 2001-12-13 15:27 | Anjanece | 10 | 500 | #VALUE! | #VALUE!
INDEL | EF7IXPCIR | Y | INDEL , EF7IXPCIR |  |  | 2.82 | 2001-12-13 15:27 | Anjanece | 10 | 500 | #VALUE! | #VALUE!
INDEL | EF7IXPCIR | Y | INDEL , EF7IXPCIR |  |  | 2.86 | 2001-12-13 15:27 | Anjanece | 10 | 500 | #VALUE! | #VALUE!
INDEL | EF7IXPCIR | Y | INDEL , EF7IXPCIR |  |  | 2.9 | 2001-12-13 15:27 | Anjanece | 10 | 500 | #VALUE! | #VALUE!
INDEL | EF7IXPCIR | Y | INDEL , EF7IXPCIR |  |  | 2.92 | 2001-12-13 15:27 | Anjanece | 10 | 500 | #VALUE! | #VALUE!
INDEL | EF7IXPCIR | Y | INDEL , EF7IXPCIR |  |  | 2.93 | 2001-12-13 15:27 | Anjanece | 10 | 500 | #VALUE! | #VALUE!
INDEL | EF7IXPCIR | Y | INDEL , EF7IXPCIR |  |  | 3.01 | 2001-12-13 15:27 | Anjanece | 10 | 500 | #VALUE! | #VALUE!
INDEL | EF7IXPCIR | Y | INDEL , EF7IXPCIR |  |  | 3.03 | 2001-12-13 15:27 | Anjanece | 10 | 500 | #VALUE! | #VALUE!
INDEL | EF7IXPCIR | Y | INDEL , EF7IXPCIR |  |  | 3.21 | 2001-12-13 15:27 | Anjanece | 10 | 500 | #VALUE! | #VALUE!
INDEL | EF7IXPCIR | Y | INDEL , EF7IXPCIR |  |  | 3.29 | 2001-12-13 15:27 | Anjanece | 10 | 500 | #VALUE! | #VALUE!
INDEL | EF7IXPCIR | Y | INDEL , EF7IXPCIR |  |  | 4.06 | 2001-12-13 15:27 | Anjanece | 10 | 500 | #VALUE! | #VALUE!
INDEL | EF7IXPCIR | Y | INDEL , EF7IXPCIR |  |  | 4.08 | 2001-12-13 15:27 | Anjanece | 10 | 500 | #VALUE! | #VALUE!
INDEL | EF7IXPCIR | Y | INDEL , EF7IXPCIR |  |  | 4.27 | 2001-12-13 15:27 | Anjanece | 10 | 500 | #VALUE! | #VALUE!
INDEL | EF7IXPCIR | Y | INDEL , EF7IXPCIR |  |  | 4.29 | 2001-12-13 15:27 | Anjanece | 10 | 500 | #VALUE! | #VALUE!
INDEL | EF7IXPCIR | Y | INDEL , EF7IXPCIR |  | Storm Stores | 0 | 2018-04-16 10:23 | Anjanece | 10 | 500 | #VALUE! | #VALUE!
INDEL | EF7IXPCIR | Y | INDEL , EF7IXPCIR |  |  | 2.82 | 2018-04-16 10:23 | Anjanece | 10 | 500 | #VALUE! | #VALUE!
INDEL | EF7IXPCIR | Y | INDEL , EF7IXPCIR |  |  | 2.86 | 2018-04-16 10:23 | Anjanece | 10 | 500 | #VALUE! | #VALUE!
INDEL | EF7IXPCIR | Y | INDEL , EF7IXPCIR |  |  | 2.87 | 2018-04-16 10:23 | Anjanece | 10 | 500 | #VALUE! | #VALUE!
INDEL | EF7IXPCIR | Y | INDEL , EF7IXPCIR |  |  | 2.91 | 2018-04-16 10:23 | Anjanece | 10 | 500 | #VALUE! | #VALUE!
KEARNEY | 41007 | Y | KEARNEY , 41007 | JEA OVERHEAD DISTRIBUTION | CSC Stores | 2.72 | 2001-12-13 15:27 | Anjanece | 10 | 500 | #VALUE! | #VALUE!
KEARNEY | 41007 | Y | KEARNEY , 41007 |  |  | 2.79 | 2001-12-13 15:27 | Anjanece | 10 | 500 | #VALUE! | #VALUE!
KEARNEY | 41007 | Y | KEARNEY , 41007 |  |  | 2.81 | 2001-12-13 15:27 | Anjanece | 10 | 500 | #VALUE! | #VALUE!
KEARNEY | 41007 | Y | KEARNEY , 41007 |  |  | 2.82 | 2001-12-13 15:27 | Anjanece | 10 | 500 | #VALUE! | #VALUE!
KEARNEY | 41007 | Y | KEARNEY , 41007 |  |  | 2.86 | 2001-12-13 15:27 | Anjanece | 10 | 500 | #VALUE! | #VALUE!
KEARNEY | 41007 | Y | KEARNEY , 41007 |  |  | 2.9 | 2001-12-13 15:27 | Anjanece | 10 | 500 | #VALUE! | #VALUE!
KEARNEY | 41007 | Y | KEARNEY , 41007 |  |  | 2.92 | 2001-12-13 15:27 | Anjanece | 10 | 500 | #VALUE! | #VALUE!
KEARNEY | 41007 | Y | KEARNEY , 41007 |  |  | 2.93 | 2001-12-13 15:27 | Anjanece | 10 | 500 | #VALUE! | #VALUE!
KEARNEY | 41007 | Y | KEARNEY , 41007 |  |  | 3.01 | 2001-12-13 15:27 | Anjanece | 10 | 500 | #VALUE! | #VALUE!
KEARNEY | 41007 | Y | KEARNEY , 41007 |  |  | 3.03 | 2001-12-13 15:27 | Anjanece | 10 | 500 | #VALUE! | #VALUE!
KEARNEY | 41007 | Y | KEARNEY , 41007 |  |  | 3.21 | 2001-12-13 15:27 | Anjanece | 10 | 500 | #VALUE! | #VALUE!
KEARNEY | 41007 | Y | KEARNEY , 41007 |  |  | 3.29 | 2001-12-13 15:27 | Anjanece | 10 | 500 | #VALUE! | #VALUE!
KEARNEY | 41007 | Y | KEARNEY , 41007 |  |  | 4.06 | 2001-12-13 15:27 | Anjanece | 10 | 500 | #VALUE! | #VALUE!
KEARNEY | 41007 | Y | KEARNEY , 41007 |  |  | 4.08 | 2001-12-13 15:27 | Anjanece | 10 | 500 | #VALUE! | #VALUE!
KEARNEY | 41007 | Y | KEARNEY , 41007 |  |  | 4.27 | 2001-12-13 15:27 | Anjanece | 10 | 500 | #VALUE! | #VALUE!
KEARNEY | 41007 | Y | KEARNEY , 41007 |  |  | 4.29 | 2001-12-13 15:27 | Anjanece | 10 | 500 | #VALUE! | #VALUE!
KEARNEY | 41007 | Y | KEARNEY , 41007 |  | Storm Stores | 0 | 2018-04-16 10:23 | Anjanece | 10 | 500 | #VALUE! | #VALUE!
KEARNEY | 41007 | Y | KEARNEY , 41007 |  |  | 2.82 | 2018-04-16 10:23 | Anjanece | 10 | 500 | #VALUE! | #VALUE!
KEARNEY | 41007 | Y | KEARNEY , 41007 |  |  | 2.86 | 2018-04-16 10:23 | Anjanece | 10 | 500 | #VALUE! | #VALUE!
KEARNEY | 41007 | Y | KEARNEY , 41007 |  |  | 2.87 | 2018-04-16 10:23 | Anjanece | 10 | 500 | #VALUE! | #VALUE!
KEARNEY | 41007 | Y | KEARNEY , 41007 |  |  | 2.91 | 2018-04-16 10:23 | Anjanece | 10 | 500 | #VALUE! | #VALUE!
CHANCE | M7DOSFA23 | Y | CHANCE , M7DOSFA23 | JEA OVERHEAD DISTRIBUTION | CSC Stores | 2.64 | 2001-12-13 15:28 | Anjanece | 10 | 500 | #VALUE! | #VALUE!
CHANCE | M7DOSFA23 | Y | CHANCE , M7DOSFA23 |  |  | 2.78 | 2001-12-13 15:28 | Anjanece | 10 | 500 | #VALUE! | #VALUE!
CHANCE | M7DOSFA23 | Y | CHANCE , M7DOSFA23 |  |  | 2.84 | 2001-12-13 15:28 | Anjanece | 10 | 500 | #VALUE! | #VALUE!
CHANCE | M7DOSFA23 | Y | CHANCE , M7DOSFA23 |  |  | 2.85 | 2001-12-13 15:28 | Anjanece | 10 | 500 | #VALUE! | #VALUE!
CHANCE | M7DOSFA23 | Y | CHANCE , M7DOSFA23 |  |  | 2.86 | 2001-12-13 15:28 | Anjanece | 10 | 500 | #VALUE! | #VALUE!
CHANCE | M7DOSFA23 | Y | CHANCE , M7DOSFA23 |  |  | 2.87 | 2001-12-13 15:28 | Anjanece | 10 | 500 | #VALUE! | #VALUE!
CHANCE | M7DOSFA23 | Y | CHANCE , M7DOSFA23 |  |  | 2.88 | 2001-12-13 15:28 | Anjanece | 10 | 500 | #VALUE! | #VALUE!
CHANCE | M7DOSFA23 | Y | CHANCE , M7DOSFA23 |  |  | 2.89 | 2001-12-13 15:28 | Anjanece | 10 | 500 | #VALUE! | #VALUE!
CHANCE | M7DOSFA23 | Y | CHANCE , M7DOSFA23 |  |  | 2.92 | 2001-12-13 15:28 | Anjanece | 10 | 500 | #VALUE! | #VALUE!
CHANCE | M7DOSFA23 | Y | CHANCE , M7DOSFA23 |  |  | 2.97 | 2001-12-13 15:28 | Anjanece | 10 | 500 | #VALUE! | #VALUE!
CHANCE | M7DOSFA23 | Y | CHANCE , M7DOSFA23 |  |  | 2.98 | 2001-12-13 15:28 | Anjanece | 10 | 500 | #VALUE! | #VALUE!
CHANCE | M7DOSFA23 | Y | CHANCE , M7DOSFA23 |  |  | 2.99 | 2001-12-13 15:28 | Anjanece | 10 | 500 | #VALUE! | #VALUE!
CHANCE | M7DOSFA23 | Y | CHANCE , M7DOSFA23 |  |  | 3 | 2001-12-13 15:28 | Anjanece | 10 | 500 | #VALUE! | #VALUE!
CHANCE | M7DOSFA23 | Y | CHANCE , M7DOSFA23 |  |  | 3.01 | 2001-12-13 15:28 | Anjanece | 10 | 500 | #VALUE! | #VALUE!
CHANCE | M7DOSFA23 | Y | CHANCE , M7DOSFA23 |  |  | 3.06 | 2001-12-13 15:28 | Anjanece | 10 | 500 | #VALUE! | #VALUE!
CHANCE | M7DOSFA23 | Y | CHANCE , M7DOSFA23 |  |  | 3.27 | 2001-12-13 15:28 | Anjanece | 10 | 500 | #VALUE! | #VALUE!
CHANCE | M7DOSFA23 | Y | CHANCE , M7DOSFA23 |  |  | 4.06 | 2001-12-13 15:28 | Anjanece | 10 | 500 | #VALUE! | #VALUE!
CHANCE | M7DOSFA23 | Y | CHANCE , M7DOSFA23 |  |  | 4.09 | 2001-12-13 15:28 | Anjanece | 10 | 500 | #VALUE! | #VALUE!
CHANCE | M7DOSFA23 | Y | CHANCE , M7DOSFA23 |  | Storm Stores | 0 | 2018-04-16 10:23 | Anjanece | 10 | 500 | #VALUE! | #VALUE!
CHANCE | M7DOSFA23 | Y | CHANCE , M7DOSFA23 |  |  | 2.84 | 2018-04-16 10:23 | Anjanece | 10 | 500 | #VALUE! | #VALUE!
CHANCE | M7DOSFA23 | Y | CHANCE , M7DOSFA23 |  |  | 2.87 | 2018-04-16 10:23 | Anjanece | 10 | 500 | #VALUE! | #VALUE!
CHANCE | M7DOSFA23 | Y | CHANCE , M7DOSFA23 |  |  | 2.9 | 2018-04-16 10:23 | Anjanece | 10 | 500 | #VALUE! | #VALUE!
CHANCE | M7DOSFA23 | Y | CHANCE , M7DOSFA23 |  |  | 2.91 | 2018-04-16 10:23 | Anjanece | 10 | 500 | #VALUE! | #VALUE!
CHANCE | M7DOSFA23 | Y | CHANCE , M7DOSFA23 |  |  | 2.92 | 2018-04-16 10:23 | Anjanece | 10 | 500 | #VALUE! | #VALUE!
INDEL | EF10IXPCIR | Y | INDEL , EF10IXPCIR | JEA OVERHEAD DISTRIBUTION | CSC Stores | 2.64 | 2001-12-13 15:28 | Anjanece | 10 | 500 | #VALUE! | #VALUE!
INDEL | EF10IXPCIR | Y | INDEL , EF10IXPCIR |  |  | 2.78 | 2001-12-13 15:28 | Anjanece | 10 | 500 | #VALUE! | #VALUE!
INDEL | EF10IXPCIR | Y | INDEL , EF10IXPCIR |  |  | 2.84 | 2001-12-13 15:28 | Anjanece | 10 | 500 | #VALUE! | #VALUE!
INDEL | EF10IXPCIR | Y | INDEL , EF10IXPCIR |  |  | 2.85 | 2001-12-13 15:28 | Anjanece | 10 | 500 | #VALUE! | #VALUE!
INDEL | EF10IXPCIR | Y | INDEL , EF10IXPCIR |  |  | 2.86 | 2001-12-13 15:28 | Anjanece | 10 | 500 | #VALUE! | #VALUE!
INDEL | EF10IXPCIR | Y | INDEL , EF10IXPCIR |  |  | 2.87 | 2001-12-13 15:28 | Anjanece | 10 | 500 | #VALUE! | #VALUE!
INDEL | EF10IXPCIR | Y | INDEL , EF10IXPCIR |  |  | 2.88 | 2001-12-13 15:28 | Anjanece | 10 | 500 | #VALUE! | #VALUE!
INDEL | EF10IXPCIR | Y | INDEL , EF10IXPCIR |  |  | 2.89 | 2001-12-13 15:28 | Anjanece | 10 | 500 | #VALUE! | #VALUE!
INDEL | EF10IXPCIR | Y | INDEL , EF10IXPCIR |  |  | 2.92 | 2001-12-13 15:28 | Anjanece | 10 | 500 | #VALUE! | #VALUE!
INDEL | EF10IXPCIR | Y | INDEL , EF10IXPCIR |  |  | 2.97 | 2001-12-13 15:28 | Anjanece | 10 | 500 | #VALUE! | #VALUE!
INDEL | EF10IXPCIR | Y | INDEL , EF10IXPCIR |  |  | 2.98 | 2001-12-13 15:28 | Anjanece | 10 | 500 | #VALUE! | #VALUE!
INDEL | EF10IXPCIR | Y | INDEL , EF10IXPCIR |  |  | 2.99 | 2001-12-13 15:28 | Anjanece | 10 | 500 | #VALUE! | #VALUE!
INDEL | EF10IXPCIR | Y | INDEL , EF10IXPCIR |  |  | 3 | 2001-12-13 15:28 | Anjanece | 10 | 500 | #VALUE! | #VALUE!
INDEL | EF10IXPCIR | Y | INDEL , EF10IXPCIR |  |  | 3.01 | 2001-12-13 15:28 | Anjanece | 10 | 500 | #VALUE! | #VALUE!
INDEL | EF10IXPCIR | Y | INDEL , EF10IXPCIR |  |  | 3.06 | 2001-12-13 15:28 | Anjanece | 10 | 500 | #VALUE! | #VALUE!
INDEL | EF10IXPCIR | Y | INDEL , EF10IXPCIR |  |  | 3.27 | 2001-12-13 15:28 | Anjanece | 10 | 500 | #VALUE! | #VALUE!
INDEL | EF10IXPCIR | Y | INDEL , EF10IXPCIR |  |  | 4.06 | 2001-12-13 15:28 | Anjanece | 10 | 500 | #VALUE! | #VALUE!
INDEL | EF10IXPCIR | Y | INDEL , EF10IXPCIR |  |  | 4.09 | 2001-12-13 15:28 | Anjanece | 10 | 500 | #VALUE! | #VALUE!
INDEL | EF10IXPCIR | Y | INDEL , EF10IXPCIR |  | Storm Stores | 0 | 2018-04-16 10:23 | Anjanece | 10 | 500 | #VALUE! | #VALUE!
INDEL | EF10IXPCIR | Y | INDEL , EF10IXPCIR |  |  | 2.84 | 2018-04-16 10:23 | Anjanece | 10 | 500 | #VALUE! | #VALUE!
INDEL | EF10IXPCIR | Y | INDEL , EF10IXPCIR |  |  | 2.87 | 2018-04-16 10:23 | Anjanece | 10 | 500 | #VALUE! | #VALUE!
INDEL | EF10IXPCIR | Y | INDEL , EF10IXPCIR |  |  | 2.9 | 2018-04-16 10:23 | Anjanece | 10 | 500 | #VALUE! | #VALUE!
INDEL | EF10IXPCIR | Y | INDEL , EF10IXPCIR |  |  | 2.91 | 2018-04-16 10:23 | Anjanece | 10 | 500 | #VALUE! | #VALUE!
INDEL | EF10IXPCIR | Y | INDEL , EF10IXPCIR |  |  | 2.92 | 2018-04-16 10:23 | Anjanece | 10 | 500 | #VALUE! | #VALUE!
KEARNEY | 41010 | Y | KEARNEY , 41010 | JEA OVERHEAD DISTRIBUTION | CSC Stores | 2.64 | 2001-12-13 15:28 | Anjanece | 10 | 500 | #VALUE! | #VALUE!
KEARNEY | 41010 | Y | KEARNEY , 41010 |  |  | 2.78 | 2001-12-13 15:28 | Anjanece | 10 | 500 | #VALUE! | #VALUE!
KEARNEY | 41010 | Y | KEARNEY , 41010 |  |  | 2.84 | 2001-12-13 15:28 | Anjanece | 10 | 500 | #VALUE! | #VALUE!
KEARNEY | 41010 | Y | KEARNEY , 41010 |  |  | 2.85 | 2001-12-13 15:28 | Anjanece | 10 | 500 | #VALUE! | #VALUE!
KEARNEY | 41010 | Y | KEARNEY , 41010 |  |  | 2.86 | 2001-12-13 15:28 | Anjanece | 10 | 500 | #VALUE! | #VALUE!
KEARNEY | 41010 | Y | KEARNEY , 41010 |  |  | 2.87 | 2001-12-13 15:28 | Anjanece | 10 | 500 | #VALUE! | #VALUE!
KEARNEY | 41010 | Y | KEARNEY , 41010 |  |  | 2.88 | 2001-12-13 15:28 | Anjanece | 10 | 500 | #VALUE! | #VALUE!
KEARNEY | 41010 | Y | KEARNEY , 41010 |  |  | 2.89 | 2001-12-13 15:28 | Anjanece | 10 | 500 | #VALUE! | #VALUE!
KEARNEY | 41010 | Y | KEARNEY , 41010 |  |  | 2.92 | 2001-12-13 15:28 | Anjanece | 10 | 500 | #VALUE! | #VALUE!
KEARNEY | 41010 | Y | KEARNEY , 41010 |  |  | 2.97 | 2001-12-13 15:28 | Anjanece | 10 | 500 | #VALUE! | #VALUE!
KEARNEY | 41010 | Y | KEARNEY , 41010 |  |  | 2.98 | 2001-12-13 15:28 | Anjanece | 10 | 500 | #VALUE! | #VALUE!
KEARNEY | 41010 | Y | KEARNEY , 41010 |  |  | 2.99 | 2001-12-13 15:28 | Anjanece | 10 | 500 | #VALUE! | #VALUE!
KEARNEY | 41010 | Y | KEARNEY , 41010 |  |  | 3 | 2001-12-13 15:28 | Anjanece | 10 | 500 | #VALUE! | #VALUE!
KEARNEY | 41010 | Y | KEARNEY , 41010 |  |  | 3.01 | 2001-12-13 15:28 | Anjanece | 10 | 500 | #VALUE! | #VALUE!
KEARNEY | 41010 | Y | KEARNEY , 41010 |  |  | 3.06 | 2001-12-13 15:28 | Anjanece | 10 | 500 | #VALUE! | #VALUE!
KEARNEY | 41010 | Y | KEARNEY , 41010 |  |  | 3.27 | 2001-12-13 15:28 | Anjanece | 10 | 500 | #VALUE! | #VALUE!
KEARNEY | 41010 | Y | KEARNEY , 41010 |  |  | 4.06 | 2001-12-13 15:28 | Anjanece | 10 | 500 | #VALUE! | #VALUE!
KEARNEY | 41010 | Y | KEARNEY , 41010 |  |  | 4.09 | 2001-12-13 15:28 | Anjanece | 10 | 500 | #VALUE! | #VALUE!
KEARNEY | 41010 | Y | KEARNEY , 41010 |  | Storm Stores | 0 | 2018-04-16 10:23 | Anjanece | 10 | 500 | #VALUE! | #VALUE!
KEARNEY | 41010 | Y | KEARNEY , 41010 |  |  | 2.84 | 2018-04-16 10:23 | Anjanece | 10 | 500 | #VALUE! | #VALUE!
KEARNEY | 41010 | Y | KEARNEY , 41010 |  |  | 2.87 | 2018-04-16 10:23 | Anjanece | 10 | 500 | #VALUE! | #VALUE!
KEARNEY | 41010 | Y | KEARNEY , 41010 |  |  | 2.9 | 2018-04-16 10:23 | Anjanece | 10 | 500 | #VALUE! | #VALUE!
KEARNEY | 41010 | Y | KEARNEY , 41010 |  |  | 2.91 | 2018-04-16 10:23 | Anjanece | 10 | 500 | #VALUE! | #VALUE!
KEARNEY | 41010 | Y | KEARNEY , 41010 |  |  | 2.92 | 2018-04-16 10:23 | Anjanece | 10 | 500 | #VALUE! | #VALUE!
CHANCE | M10D4SFA23 | Y | CHANCE , M10D4SFA23 | JEA OVERHEAD DISTRIBUTION | CSC Stores | 2.81 | 2001-12-13 15:28 | Anjanece | 10 | 400 | #VALUE! | #VALUE!
CHANCE | M10D4SFA23 | Y | CHANCE , M10D4SFA23 |  |  | 2.82 | 2001-12-13 15:28 | Anjanece | 10 | 400 | #VALUE! | #VALUE!
CHANCE | M10D4SFA23 | Y | CHANCE , M10D4SFA23 |  |  | 2.84 | 2001-12-13 15:28 | Anjanece | 10 | 400 | #VALUE! | #VALUE!
CHANCE | M10D4SFA23 | Y | CHANCE , M10D4SFA23 |  |  | 2.85 | 2001-12-13 15:28 | Anjanece | 10 | 400 | #VALUE! | #VALUE!
CHANCE | M10D4SFA23 | Y | CHANCE , M10D4SFA23 |  |  | 2.94 | 2001-12-13 15:28 | Anjanece | 10 | 400 | #VALUE! | #VALUE!
CHANCE | M10D4SFA23 | Y | CHANCE , M10D4SFA23 |  |  | 3.11 | 2001-12-13 15:28 | Anjanece | 10 | 400 | #VALUE! | #VALUE!
CHANCE | M10D4SFA23 | Y | CHANCE , M10D4SFA23 |  |  | 3.31 | 2001-12-13 15:28 | Anjanece | 10 | 400 | #VALUE! | #VALUE!
CHANCE | M10D4SFA23 | Y | CHANCE , M10D4SFA23 |  |  | 3.32 | 2001-12-13 15:28 | Anjanece | 10 | 400 | #VALUE! | #VALUE!
CHANCE | M10D4SFA23 | Y | CHANCE , M10D4SFA23 |  |  | 3.35 | 2001-12-13 15:28 | Anjanece | 10 | 400 | #VALUE! | #VALUE!
CHANCE | M10D4SFA23 | Y | CHANCE , M10D4SFA23 |  |  | 3.36 | 2001-12-13 15:28 | Anjanece | 10 | 400 | #VALUE! | #VALUE!
CHANCE | M10D4SFA23 | Y | CHANCE , M10D4SFA23 |  |  | 3.44 | 2001-12-13 15:28 | Anjanece | 10 | 400 | #VALUE! | #VALUE!
CHANCE | M10D4SFA23 | Y | CHANCE , M10D4SFA23 |  |  | 3.48 | 2001-12-13 15:28 | Anjanece | 10 | 400 | #VALUE! | #VALUE!
CHANCE | M10D4SFA23 | Y | CHANCE , M10D4SFA23 |  |  | 3.6 | 2001-12-13 15:28 | Anjanece | 10 | 400 | #VALUE! | #VALUE!
CHANCE | M10D4SFA23 | Y | CHANCE , M10D4SFA23 |  |  | 4.06 | 2001-12-13 15:28 | Anjanece | 10 | 400 | #VALUE! | #VALUE!
CHANCE | M10D4SFA23 | Y | CHANCE , M10D4SFA23 |  |  | 4.3 | 2001-12-13 15:28 | Anjanece | 10 | 400 | #VALUE! | #VALUE!
CHANCE | M10D4SFA23 | Y | CHANCE , M10D4SFA23 |  |  | 4.95 | 2001-12-13 15:28 | Anjanece | 10 | 400 | #VALUE! | #VALUE!
CHANCE | M10D4SFA23 | Y | CHANCE , M10D4SFA23 |  |  | 7.83 | 2001-12-13 15:28 | Anjanece | 10 | 400 | #VALUE! | #VALUE!
CHANCE | M10D4SFA23 | Y | CHANCE , M10D4SFA23 |  |  | 8.03 | 2001-12-13 15:28 | Anjanece | 10 | 400 | #VALUE! | #VALUE!
CHANCE | M10D4SFA23 | Y | CHANCE , M10D4SFA23 |  | Storm Stores | 0 | 2018-04-16 10:23 | Anjanece | 10 | 400 | #VALUE! | #VALUE!
CHANCE | M10D4SFA23 | Y | CHANCE , M10D4SFA23 |  |  | 3.61 | 2018-04-16 10:23 | Anjanece | 10 | 400 | #VALUE! | #VALUE!
CHANCE | M10D4SFA23 | Y | CHANCE , M10D4SFA23 |  |  | 3.79 | 2018-04-16 10:23 | Anjanece | 10 | 400 | #VALUE! | #VALUE!
CHANCE | M10D4SFA23 | Y | CHANCE , M10D4SFA23 |  |  | 4.07 | 2018-04-16 10:23 | Anjanece | 10 | 400 | #VALUE! | #VALUE!
CHANCE | M10D4SFA23 | Y | CHANCE , M10D4SFA23 |  |  | 5.03 | 2018-04-16 10:23 | Anjanece | 10 | 400 | #VALUE! | #VALUE!
CHANCE | M10D4SFA23 | Y | CHANCE , M10D4SFA23 |  |  | 5.17 | 2018-04-16 10:23 | Anjanece | 10 | 400 | #VALUE! | #VALUE!
CHANCE | M10D4SFA23 | Y | CHANCE , M10D4SFA23 |  |  | 5.35 | 2018-04-16 10:23 | Anjanece | 10 | 400 | #VALUE! | #VALUE!
CHANCE | M10D4SFA23 | Y | CHANCE , M10D4SFA23 |  |  | 5.61 | 2018-04-16 10:23 | Anjanece | 10 | 400 | #VALUE! | #VALUE!
INDEL | EF15IXPCIR | Y | INDEL , EF15IXPCIR | JEA OVERHEAD DISTRIBUTION | CSC Stores | 2.81 | 2001-12-13 15:28 | Anjanece | 10 | 400 | #VALUE! | #VALUE!
INDEL | EF15IXPCIR | Y | INDEL , EF15IXPCIR |  |  | 2.82 | 2001-12-13 15:28 | Anjanece | 10 | 400 | #VALUE! | #VALUE!
INDEL | EF15IXPCIR | Y | INDEL , EF15IXPCIR |  |  | 2.84 | 2001-12-13 15:28 | Anjanece | 10 | 400 | #VALUE! | #VALUE!
INDEL | EF15IXPCIR | Y | INDEL , EF15IXPCIR |  |  | 2.85 | 2001-12-13 15:28 | Anjanece | 10 | 400 | #VALUE! | #VALUE!
INDEL | EF15IXPCIR | Y | INDEL , EF15IXPCIR |  |  | 2.94 | 2001-12-13 15:28 | Anjanece | 10 | 400 | #VALUE! | #VALUE!
INDEL | EF15IXPCIR | Y | INDEL , EF15IXPCIR |  |  | 3.11 | 2001-12-13 15:28 | Anjanece | 10 | 400 | #VALUE! | #VALUE!
INDEL | EF15IXPCIR | Y | INDEL , EF15IXPCIR |  |  | 3.31 | 2001-12-13 15:28 | Anjanece | 10 | 400 | #VALUE! | #VALUE!
INDEL | EF15IXPCIR | Y | INDEL , EF15IXPCIR |  |  | 3.32 | 2001-12-13 15:28 | Anjanece | 10 | 400 | #VALUE! | #VALUE!
INDEL | EF15IXPCIR | Y | INDEL , EF15IXPCIR |  |  | 3.35 | 2001-12-13 15:28 | Anjanece | 10 | 400 | #VALUE! | #VALUE!
INDEL | EF15IXPCIR | Y | INDEL , EF15IXPCIR |  |  | 3.36 | 2001-12-13 15:28 | Anjanece | 10 | 400 | #VALUE! | #VALUE!
INDEL | EF15IXPCIR | Y | INDEL , EF15IXPCIR |  |  | 3.44 | 2001-12-13 15:28 | Anjanece | 10 | 400 | #VALUE! | #VALUE!
INDEL | EF15IXPCIR | Y | INDEL , EF15IXPCIR |  |  | 3.48 | 2001-12-13 15:28 | Anjanece | 10 | 400 | #VALUE! | #VALUE!
INDEL | EF15IXPCIR | Y | INDEL , EF15IXPCIR |  |  | 3.6 | 2001-12-13 15:28 | Anjanece | 10 | 400 | #VALUE! | #VALUE!
INDEL | EF15IXPCIR | Y | INDEL , EF15IXPCIR |  |  | 4.06 | 2001-12-13 15:28 | Anjanece | 10 | 400 | #VALUE! | #VALUE!
INDEL | EF15IXPCIR | Y | INDEL , EF15IXPCIR |  |  | 4.3 | 2001-12-13 15:28 | Anjanece | 10 | 400 | #VALUE! | #VALUE!
INDEL | EF15IXPCIR | Y | INDEL , EF15IXPCIR |  |  | 4.95 | 2001-12-13 15:28 | Anjanece | 10 | 400 | #VALUE! | #VALUE!
INDEL | EF15IXPCIR | Y | INDEL , EF15IXPCIR |  |  | 7.83 | 2001-12-13 15:28 | Anjanece | 10 | 400 | #VALUE! | #VALUE!
INDEL | EF15IXPCIR | Y | INDEL , EF15IXPCIR |  |  | 8.03 | 2001-12-13 15:28 | Anjanece | 10 | 400 | #VALUE! | #VALUE!
INDEL | EF15IXPCIR | Y | INDEL , EF15IXPCIR |  | Storm Stores | 0 | 2018-04-16 10:23 | Anjanece | 10 | 400 | #VALUE! | #VALUE!
INDEL | EF15IXPCIR | Y | INDEL , EF15IXPCIR |  |  | 3.61 | 2018-04-16 10:23 | Anjanece | 10 | 400 | #VALUE! | #VALUE!
INDEL | EF15IXPCIR | Y | INDEL , EF15IXPCIR |  |  | 3.79 | 2018-04-16 10:23 | Anjanece | 10 | 400 | #VALUE! | #VALUE!
INDEL | EF15IXPCIR | Y | INDEL , EF15IXPCIR |  |  | 4.07 | 2018-04-16 10:23 | Anjanece | 10 | 400 | #VALUE! | #VALUE!
INDEL | EF15IXPCIR | Y | INDEL , EF15IXPCIR |  |  | 5.03 | 2018-04-16 10:23 | Anjanece | 10 | 400 | #VALUE! | #VALUE!
INDEL | EF15IXPCIR | Y | INDEL , EF15IXPCIR |  |  | 5.17 | 2018-04-16 10:23 | Anjanece | 10 | 400 | #VALUE! | #VALUE!
INDEL | EF15IXPCIR | Y | INDEL , EF15IXPCIR |  |  | 5.35 | 2018-04-16 10:23 | Anjanece | 10 | 400 | #VALUE! | #VALUE!
INDEL | EF15IXPCIR | Y | INDEL , EF15IXPCIR |  |  | 5.61 | 2018-04-16 10:23 | Anjanece | 10 | 400 | #VALUE! | #VALUE!
KEARNEY | 41015 | Y | KEARNEY , 41015 | JEA OVERHEAD DISTRIBUTION | CSC Stores | 2.81 | 2001-12-13 15:28 | Anjanece | 10 | 400 | #VALUE! | #VALUE!
KEARNEY | 41015 | Y | KEARNEY , 41015 |  |  | 2.82 | 2001-12-13 15:28 | Anjanece | 10 | 400 | #VALUE! | #VALUE!
KEARNEY | 41015 | Y | KEARNEY , 41015 |  |  | 2.84 | 2001-12-13 15:28 | Anjanece | 10 | 400 | #VALUE! | #VALUE!
KEARNEY | 41015 | Y | KEARNEY , 41015 |  |  | 2.85 | 2001-12-13 15:28 | Anjanece | 10 | 400 | #VALUE! | #VALUE!
KEARNEY | 41015 | Y | KEARNEY , 41015 |  |  | 2.94 | 2001-12-13 15:28 | Anjanece | 10 | 400 | #VALUE! | #VALUE!
KEARNEY | 41015 | Y | KEARNEY , 41015 |  |  | 3.11 | 2001-12-13 15:28 | Anjanece | 10 | 400 | #VALUE! | #VALUE!
KEARNEY | 41015 | Y | KEARNEY , 41015 |  |  | 3.31 | 2001-12-13 15:28 | Anjanece | 10 | 400 | #VALUE! | #VALUE!
KEARNEY | 41015 | Y | KEARNEY , 41015 |  |  | 3.32 | 2001-12-13 15:28 | Anjanece | 10 | 400 | #VALUE! | #VALUE!
KEARNEY | 41015 | Y | KEARNEY , 41015 |  |  | 3.35 | 2001-12-13 15:28 | Anjanece | 10 | 400 | #VALUE! | #VALUE!
KEARNEY | 41015 | Y | KEARNEY , 41015 |  |  | 3.36 | 2001-12-13 15:28 | Anjanece | 10 | 400 | #VALUE! | #VALUE!
KEARNEY | 41015 | Y | KEARNEY , 41015 |  |  | 3.44 | 2001-12-13 15:28 | Anjanece | 10 | 400 | #VALUE! | #VALUE!
KEARNEY | 41015 | Y | KEARNEY , 41015 |  |  | 3.48 | 2001-12-13 15:28 | Anjanece | 10 | 400 | #VALUE! | #VALUE!
KEARNEY | 41015 | Y | KEARNEY , 41015 |  |  | 3.6 | 2001-12-13 15:28 | Anjanece | 10 | 400 | #VALUE! | #VALUE!
KEARNEY | 41015 | Y | KEARNEY , 41015 |  |  | 4.06 | 2001-12-13 15:28 | Anjanece | 10 | 400 | #VALUE! | #VALUE!
KEARNEY | 41015 | Y | KEARNEY , 41015 |  |  | 4.3 | 2001-12-13 15:28 | Anjanece | 10 | 400 | #VALUE! | #VALUE!
KEARNEY | 41015 | Y | KEARNEY , 41015 |  |  | 4.95 | 2001-12-13 15:28 | Anjanece | 10 | 400 | #VALUE! | #VALUE!
KEARNEY | 41015 | Y | KEARNEY , 41015 |  |  | 7.83 | 2001-12-13 15:28 | Anjanece | 10 | 400 | #VALUE! | #VALUE!
KEARNEY | 41015 | Y | KEARNEY , 41015 |  |  | 8.03 | 2001-12-13 15:28 | Anjanece | 10 | 400 | #VALUE! | #VALUE!
KEARNEY | 41015 | Y | KEARNEY , 41015 |  | Storm Stores | 0 | 2018-04-16 10:23 | Anjanece | 10 | 400 | #VALUE! | #VALUE!
KEARNEY | 41015 | Y | KEARNEY , 41015 |  |  | 3.61 | 2018-04-16 10:23 | Anjanece | 10 | 400 | #VALUE! | #VALUE!
KEARNEY | 41015 | Y | KEARNEY , 41015 |  |  | 3.79 | 2018-04-16 10:23 | Anjanece | 10 | 400 | #VALUE! | #VALUE!
KEARNEY | 41015 | Y | KEARNEY , 41015 |  |  | 4.07 | 2018-04-16 10:23 | Anjanece | 10 | 400 | #VALUE! | #VALUE!
KEARNEY | 41015 | Y | KEARNEY , 41015 |  |  | 5.03 | 2018-04-16 10:23 | Anjanece | 10 | 400 | #VALUE! | #VALUE!
KEARNEY | 41015 | Y | KEARNEY , 41015 |  |  | 5.17 | 2018-04-16 10:23 | Anjanece | 10 | 400 | #VALUE! | #VALUE!
KEARNEY | 41015 | Y | KEARNEY , 41015 |  |  | 5.35 | 2018-04-16 10:23 | Anjanece | 10 | 400 | #VALUE! | #VALUE!
KEARNEY | 41015 | Y | KEARNEY , 41015 |  |  | 5.61 | 2018-04-16 10:23 | Anjanece | 10 | 400 | #VALUE! | #VALUE!
CHANCE | M14SFA23 | Y | CHANCE , M14SFA23 | JEA OVERHEAD DISTRIBUTION | CSC Stores | 2.5 | 2001-12-13 15:29 | Anjanece | 25 | 0 | #VALUE! | #VALUE!
CHANCE | M14SFA23 | Y | CHANCE , M14SFA23 |  |  | 2.65 | 2001-12-13 15:29 | Anjanece | 25 | 0 | #VALUE! | #VALUE!
CHANCE | M14SFA23 | Y | CHANCE , M14SFA23 |  |  | 2.75 | 2001-12-13 15:29 | Anjanece | 25 | 0 | #VALUE! | #VALUE!
CHANCE | M14SFA23 | Y | CHANCE , M14SFA23 |  |  | 2.77 | 2001-12-13 15:29 | Anjanece | 25 | 0 | #VALUE! | #VALUE!
CHANCE | M14SFA23 | Y | CHANCE , M14SFA23 |  |  | 2.79 | 2001-12-13 15:29 | Anjanece | 25 | 0 | #VALUE! | #VALUE!
INDEL | EF25ISPCIR | Y | INDEL , EF25ISPCIR | JEA OVERHEAD DISTRIBUTION | CSC Stores | 2.5 | 2001-12-13 15:29 | Anjanece | 25 | 0 | #VALUE! | #VALUE!
INDEL | EF25ISPCIR | Y | INDEL , EF25ISPCIR |  |  | 2.65 | 2001-12-13 15:29 | Anjanece | 25 | 0 | #VALUE! | #VALUE!
INDEL | EF25ISPCIR | Y | INDEL , EF25ISPCIR |  |  | 2.75 | 2001-12-13 15:29 | Anjanece | 25 | 0 | #VALUE! | #VALUE!
INDEL | EF25ISPCIR | Y | INDEL , EF25ISPCIR |  |  | 2.77 | 2001-12-13 15:29 | Anjanece | 25 | 0 | #VALUE! | #VALUE!
INDEL | EF25ISPCIR | Y | INDEL , EF25ISPCIR |  |  | 2.79 | 2001-12-13 15:29 | Anjanece | 25 | 0 | #VALUE! | #VALUE!
KEARNEY | 21025 | Y | KEARNEY , 21025 | JEA OVERHEAD DISTRIBUTION | CSC Stores | 2.5 | 2001-12-13 15:29 | Anjanece | 25 | 0 | #VALUE! | #VALUE!
KEARNEY | 21025 | Y | KEARNEY , 21025 |  |  | 2.65 | 2001-12-13 15:29 | Anjanece | 25 | 0 | #VALUE! | #VALUE!
KEARNEY | 21025 | Y | KEARNEY , 21025 |  |  | 2.75 | 2001-12-13 15:29 | Anjanece | 25 | 0 | #VALUE! | #VALUE!
KEARNEY | 21025 | Y | KEARNEY , 21025 |  |  | 2.77 | 2001-12-13 15:29 | Anjanece | 25 | 0 | #VALUE! | #VALUE!
KEARNEY | 21025 | Y | KEARNEY , 21025 |  |  | 2.79 | 2001-12-13 15:29 | Anjanece | 25 | 0 | #VALUE! | #VALUE!
MC GRAW EDISON | FL2S25 | Y | MC GRAW EDISON , FL2S25 | JEA OVERHEAD DISTRIBUTION | CSC Stores | 2.5 | 2001-12-13 15:29 | Anjanece | 25 | 0 | #VALUE! | #VALUE!
MC GRAW EDISON | FL2S25 | Y | MC GRAW EDISON , FL2S25 |  |  | 2.65 | 2001-12-13 15:29 | Anjanece | 25 | 0 | #VALUE! | #VALUE!
MC GRAW EDISON | FL2S25 | Y | MC GRAW EDISON , FL2S25 |  |  | 2.75 | 2001-12-13 15:29 | Anjanece | 25 | 0 | #VALUE! | #VALUE!
MC GRAW EDISON | FL2S25 | Y | MC GRAW EDISON , FL2S25 |  |  | 2.77 | 2001-12-13 15:29 | Anjanece | 25 | 0 | #VALUE! | #VALUE!
MC GRAW EDISON | FL2S25 | Y | MC GRAW EDISON , FL2S25 |  |  | 2.79 | 2001-12-13 15:29 | Anjanece | 25 | 0 | #VALUE! | #VALUE!
CHANCE | M21SFA23 | Y | CHANCE , M21SFA23 | JEA OVERHEAD DISTRIBUTION | CSC Stores | 2.48 | 2001-12-13 15:29 | Anjanece | 25 | 0 | #VALUE! | #VALUE!
CHANCE | M21SFA23 | Y | CHANCE , M21SFA23 |  |  | 2.72 | 2001-12-13 15:29 | Anjanece | 25 | 0 | #VALUE! | #VALUE!
CHANCE | M21SFA23 | Y | CHANCE , M21SFA23 |  |  | 2.75 | 2001-12-13 15:29 | Anjanece | 25 | 0 | #VALUE! | #VALUE!
CHANCE | M21SFA23 | Y | CHANCE , M21SFA23 |  |  | 3.04 | 2001-12-13 15:29 | Anjanece | 25 | 0 | #VALUE! | #VALUE!
CHANCE | M21SFA23 | Y | CHANCE , M21SFA23 |  |  | 3.24 | 2001-12-13 15:29 | Anjanece | 25 | 0 | #VALUE! | #VALUE!
CHANCE | M21SFA23 | Y | CHANCE , M21SFA23 |  |  | 3.27 | 2001-12-13 15:29 | Anjanece | 25 | 0 | #VALUE! | #VALUE!
CHANCE | M21SFA23 | Y | CHANCE , M21SFA23 |  |  | 3.39 | 2001-12-13 15:29 | Anjanece | 25 | 0 | #VALUE! | #VALUE!
CHANCE | M21SFA23 | Y | CHANCE , M21SFA23 |  |  | 3.42 | 2001-12-13 15:29 | Anjanece | 25 | 0 | #VALUE! | #VALUE!
INDEL | EF30ISPCIR | Y | INDEL , EF30ISPCIR | JEA OVERHEAD DISTRIBUTION | CSC Stores | 2.48 | 2001-12-13 15:29 | Anjanece | 25 | 0 | #VALUE! | #VALUE!
INDEL | EF30ISPCIR | Y | INDEL , EF30ISPCIR |  |  | 2.72 | 2001-12-13 15:29 | Anjanece | 25 | 0 | #VALUE! | #VALUE!
INDEL | EF30ISPCIR | Y | INDEL , EF30ISPCIR |  |  | 2.75 | 2001-12-13 15:29 | Anjanece | 25 | 0 | #VALUE! | #VALUE!
INDEL | EF30ISPCIR | Y | INDEL , EF30ISPCIR |  |  | 3.04 | 2001-12-13 15:29 | Anjanece | 25 | 0 | #VALUE! | #VALUE!
INDEL | EF30ISPCIR | Y | INDEL , EF30ISPCIR |  |  | 3.24 | 2001-12-13 15:29 | Anjanece | 25 | 0 | #VALUE! | #VALUE!
INDEL | EF30ISPCIR | Y | INDEL , EF30ISPCIR |  |  | 3.27 | 2001-12-13 15:29 | Anjanece | 25 | 0 | #VALUE! | #VALUE!
INDEL | EF30ISPCIR | Y | INDEL , EF30ISPCIR |  |  | 3.39 | 2001-12-13 15:29 | Anjanece | 25 | 0 | #VALUE! | #VALUE!
INDEL | EF30ISPCIR | Y | INDEL , EF30ISPCIR |  |  | 3.42 | 2001-12-13 15:29 | Anjanece | 25 | 0 | #VALUE! | #VALUE!
KEARNEY | 21030 | Y | KEARNEY , 21030 | JEA OVERHEAD DISTRIBUTION | CSC Stores | 2.48 | 2001-12-13 15:29 | Anjanece | 25 | 0 | #VALUE! | #VALUE!
KEARNEY | 21030 | Y | KEARNEY , 21030 |  |  | 2.72 | 2001-12-13 15:29 | Anjanece | 25 | 0 | #VALUE! | #VALUE!
KEARNEY | 21030 | Y | KEARNEY , 21030 |  |  | 2.75 | 2001-12-13 15:29 | Anjanece | 25 | 0 | #VALUE! | #VALUE!
KEARNEY | 21030 | Y | KEARNEY , 21030 |  |  | 3.04 | 2001-12-13 15:29 | Anjanece | 25 | 0 | #VALUE! | #VALUE!
KEARNEY | 21030 | Y | KEARNEY , 21030 |  |  | 3.24 | 2001-12-13 15:29 | Anjanece | 25 | 0 | #VALUE! | #VALUE!
KEARNEY | 21030 | Y | KEARNEY , 21030 |  |  | 3.27 | 2001-12-13 15:29 | Anjanece | 25 | 0 | #VALUE! | #VALUE!
KEARNEY | 21030 | Y | KEARNEY , 21030 |  |  | 3.39 | 2001-12-13 15:29 | Anjanece | 25 | 0 | #VALUE! | #VALUE!
KEARNEY | 21030 | Y | KEARNEY , 21030 |  |  | 3.42 | 2001-12-13 15:29 | Anjanece | 25 | 0 | #VALUE! | #VALUE!
MC GRAW EDISON | FL2S30 | Y | MC GRAW EDISON , FL2S30 | JEA OVERHEAD DISTRIBUTION | CSC Stores | 2.48 | 2001-12-13 15:29 | Anjanece | 25 | 0 | #VALUE! | #VALUE!
MC GRAW EDISON | FL2S30 | Y | MC GRAW EDISON , FL2S30 |  |  | 2.72 | 2001-12-13 15:29 | Anjanece | 25 | 0 | #VALUE! | #VALUE!
MC GRAW EDISON | FL2S30 | Y | MC GRAW EDISON , FL2S30 |  |  | 2.75 | 2001-12-13 15:29 | Anjanece | 25 | 0 | #VALUE! | #VALUE!
MC GRAW EDISON | FL2S30 | Y | MC GRAW EDISON , FL2S30 |  |  | 3.04 | 2001-12-13 15:29 | Anjanece | 25 | 0 | #VALUE! | #VALUE!
MC GRAW EDISON | FL2S30 | Y | MC GRAW EDISON , FL2S30 |  |  | 3.24 | 2001-12-13 15:29 | Anjanece | 25 | 0 | #VALUE! | #VALUE!
MC GRAW EDISON | FL2S30 | Y | MC GRAW EDISON , FL2S30 |  |  | 3.27 | 2001-12-13 15:29 | Anjanece | 25 | 0 | #VALUE! | #VALUE!
MC GRAW EDISON | FL2S30 | Y | MC GRAW EDISON , FL2S30 |  |  | 3.39 | 2001-12-13 15:29 | Anjanece | 25 | 0 | #VALUE! | #VALUE!
MC GRAW EDISON | FL2S30 | Y | MC GRAW EDISON , FL2S30 |  |  | 3.42 | 2001-12-13 15:29 | Anjanece | 25 | 0 | #VALUE! | #VALUE!
CHANCE | M32SFA23 | Y | CHANCE , M32SFA23 | JEA OVERHEAD DISTRIBUTION | CSC Stores | 2.42 | 2001-12-13 15:30 | Anjanece | 25 | 0 | #VALUE! | #VALUE!
CHANCE | M32SFA23 | Y | CHANCE , M32SFA23 |  |  | 2.46 | 2001-12-13 15:30 | Anjanece | 25 | 0 | #VALUE! | #VALUE!
CHANCE | M32SFA23 | Y | CHANCE , M32SFA23 |  |  | 2.64 | 2001-12-13 15:30 | Anjanece | 25 | 0 | #VALUE! | #VALUE!
CHANCE | M32SFA23 | Y | CHANCE , M32SFA23 |  |  | 2.78 | 2001-12-13 15:30 | Anjanece | 25 | 0 | #VALUE! | #VALUE!
CHANCE | M32SFA23 | Y | CHANCE , M32SFA23 |  |  | 2.79 | 2001-12-13 15:30 | Anjanece | 25 | 0 | #VALUE! | #VALUE!
CHANCE | M32SFA23 | Y | CHANCE , M32SFA23 |  |  | 3.02 | 2001-12-13 15:30 | Anjanece | 25 | 0 | #VALUE! | #VALUE!
CHANCE | M32SFA23 | Y | CHANCE , M32SFA23 |  |  | 3.03 | 2001-12-13 15:30 | Anjanece | 25 | 0 | #VALUE! | #VALUE!
CHANCE | M32SFA23 | Y | CHANCE , M32SFA23 |  |  | 3.44 | 2001-12-13 15:30 | Anjanece | 25 | 0 | #VALUE! | #VALUE!
CHANCE | M32SFA23 | Y | CHANCE , M32SFA23 |  |  | 3.58 | 2001-12-13 15:30 | Anjanece | 25 | 0 | #VALUE! | #VALUE!
CHANCE | M32SFA23 | Y | CHANCE , M32SFA23 |  |  | 3.63 | 2001-12-13 15:30 | Anjanece | 25 | 0 | #VALUE! | #VALUE!
INDEL | EF50ISPCIR | Y | INDEL , EF50ISPCIR | JEA OVERHEAD DISTRIBUTION | CSC Stores | 2.42 | 2001-12-13 15:30 | Anjanece | 25 | 0 | #VALUE! | #VALUE!
INDEL | EF50ISPCIR | Y | INDEL , EF50ISPCIR |  |  | 2.46 | 2001-12-13 15:30 | Anjanece | 25 | 0 | #VALUE! | #VALUE!
INDEL | EF50ISPCIR | Y | INDEL , EF50ISPCIR |  |  | 2.64 | 2001-12-13 15:30 | Anjanece | 25 | 0 | #VALUE! | #VALUE!
INDEL | EF50ISPCIR | Y | INDEL , EF50ISPCIR |  |  | 2.78 | 2001-12-13 15:30 | Anjanece | 25 | 0 | #VALUE! | #VALUE!
INDEL | EF50ISPCIR | Y | INDEL , EF50ISPCIR |  |  | 2.79 | 2001-12-13 15:30 | Anjanece | 25 | 0 | #VALUE! | #VALUE!
INDEL | EF50ISPCIR | Y | INDEL , EF50ISPCIR |  |  | 3.02 | 2001-12-13 15:30 | Anjanece | 25 | 0 | #VALUE! | #VALUE!
INDEL | EF50ISPCIR | Y | INDEL , EF50ISPCIR |  |  | 3.03 | 2001-12-13 15:30 | Anjanece | 25 | 0 | #VALUE! | #VALUE!
INDEL | EF50ISPCIR | Y | INDEL , EF50ISPCIR |  |  | 3.44 | 2001-12-13 15:30 | Anjanece | 25 | 0 | #VALUE! | #VALUE!
INDEL | EF50ISPCIR | Y | INDEL , EF50ISPCIR |  |  | 3.58 | 2001-12-13 15:30 | Anjanece | 25 | 0 | #VALUE! | #VALUE!
INDEL | EF50ISPCIR | Y | INDEL , EF50ISPCIR |  |  | 3.63 | 2001-12-13 15:30 | Anjanece | 25 | 0 | #VALUE! | #VALUE!
KEARNEY | 21050 | Y | KEARNEY , 21050 | JEA OVERHEAD DISTRIBUTION | CSC Stores | 2.42 | 2001-12-13 15:30 | Anjanece | 25 | 0 | #VALUE! | #VALUE!
KEARNEY | 21050 | Y | KEARNEY , 21050 |  |  | 2.46 | 2001-12-13 15:30 | Anjanece | 25 | 0 | #VALUE! | #VALUE!
KEARNEY | 21050 | Y | KEARNEY , 21050 |  |  | 2.64 | 2001-12-13 15:30 | Anjanece | 25 | 0 | #VALUE! | #VALUE!
KEARNEY | 21050 | Y | KEARNEY , 21050 |  |  | 2.78 | 2001-12-13 15:30 | Anjanece | 25 | 0 | #VALUE! | #VALUE!
KEARNEY | 21050 | Y | KEARNEY , 21050 |  |  | 2.79 | 2001-12-13 15:30 | Anjanece | 25 | 0 | #VALUE! | #VALUE!
KEARNEY | 21050 | Y | KEARNEY , 21050 |  |  | 3.02 | 2001-12-13 15:30 | Anjanece | 25 | 0 | #VALUE! | #VALUE!
KEARNEY | 21050 | Y | KEARNEY , 21050 |  |  | 3.03 | 2001-12-13 15:30 | Anjanece | 25 | 0 | #VALUE! | #VALUE!
KEARNEY | 21050 | Y | KEARNEY , 21050 |  |  | 3.44 | 2001-12-13 15:30 | Anjanece | 25 | 0 | #VALUE! | #VALUE!
KEARNEY | 21050 | Y | KEARNEY , 21050 |  |  | 3.58 | 2001-12-13 15:30 | Anjanece | 25 | 0 | #VALUE! | #VALUE!
KEARNEY | 21050 | Y | KEARNEY , 21050 |  |  | 3.63 | 2001-12-13 15:30 | Anjanece | 25 | 0 | #VALUE! | #VALUE!
MC GRAW EDISON | FL2S50 | Y | MC GRAW EDISON , FL2S50 | JEA OVERHEAD DISTRIBUTION | CSC Stores | 2.42 | 2001-12-13 15:30 | Anjanece | 25 | 0 | #VALUE! | #VALUE!
MC GRAW EDISON | FL2S50 | Y | MC GRAW EDISON , FL2S50 |  |  | 2.46 | 2001-12-13 15:30 | Anjanece | 25 | 0 | #VALUE! | #VALUE!
MC GRAW EDISON | FL2S50 | Y | MC GRAW EDISON , FL2S50 |  |  | 2.64 | 2001-12-13 15:30 | Anjanece | 25 | 0 | #VALUE! | #VALUE!
MC GRAW EDISON | FL2S50 | Y | MC GRAW EDISON , FL2S50 |  |  | 2.78 | 2001-12-13 15:30 | Anjanece | 25 | 0 | #VALUE! | #VALUE!
MC GRAW EDISON | FL2S50 | Y | MC GRAW EDISON , FL2S50 |  |  | 2.79 | 2001-12-13 15:30 | Anjanece | 25 | 0 | #VALUE! | #VALUE!
MC GRAW EDISON | FL2S50 | Y | MC GRAW EDISON , FL2S50 |  |  | 3.02 | 2001-12-13 15:30 | Anjanece | 25 | 0 | #VALUE! | #VALUE!
MC GRAW EDISON | FL2S50 | Y | MC GRAW EDISON , FL2S50 |  |  | 3.03 | 2001-12-13 15:30 | Anjanece | 25 | 0 | #VALUE! | #VALUE!
MC GRAW EDISON | FL2S50 | Y | MC GRAW EDISON , FL2S50 |  |  | 3.44 | 2001-12-13 15:30 | Anjanece | 25 | 0 | #VALUE! | #VALUE!
MC GRAW EDISON | FL2S50 | Y | MC GRAW EDISON , FL2S50 |  |  | 3.58 | 2001-12-13 15:30 | Anjanece | 25 | 0 | #VALUE! | #VALUE!
MC GRAW EDISON | FL2S50 | Y | MC GRAW EDISON , FL2S50 |  |  | 3.63 | 2001-12-13 15:30 | Anjanece | 25 | 0 | #VALUE! | #VALUE!
CHANCE | M46SFA23 | Y | CHANCE , M46SFA23 | JEA OVERHEAD DISTRIBUTION | CSC Stores | 3.36 | 2001-12-13 15:30 | Anjanece | 25 | 0 | #VALUE! | #VALUE!
CHANCE | M46SFA23 | Y | CHANCE , M46SFA23 |  |  | 3.47 | 2001-12-13 15:30 | Anjanece | 25 | 0 | #VALUE! | #VALUE!
CHANCE | M46SFA23 | Y | CHANCE , M46SFA23 |  |  | 4.64 | 2001-12-13 15:30 | Anjanece | 25 | 0 | #VALUE! | #VALUE!
CHANCE | M46SFA23 | Y | CHANCE , M46SFA23 |  |  | 4.86 | 2001-12-13 15:30 | Anjanece | 25 | 0 | #VALUE! | #VALUE!
CHANCE | M46SFA23 | Y | CHANCE , M46SFA23 |  |  | 4.9 | 2001-12-13 15:30 | Anjanece | 25 | 0 | #VALUE! | #VALUE!
CHANCE | M46SFA23 | Y | CHANCE , M46SFA23 |  |  | 5.1 | 2001-12-13 15:30 | Anjanece | 25 | 0 | #VALUE! | #VALUE!
INDEL | EF65ISPCIR | Y | INDEL , EF65ISPCIR | JEA OVERHEAD DISTRIBUTION | CSC Stores | 3.36 | 2001-12-13 15:30 | Anjanece | 25 | 0 | #VALUE! | #VALUE!
INDEL | EF65ISPCIR | Y | INDEL , EF65ISPCIR |  |  | 3.47 | 2001-12-13 15:30 | Anjanece | 25 | 0 | #VALUE! | #VALUE!
INDEL | EF65ISPCIR | Y | INDEL , EF65ISPCIR |  |  | 4.64 | 2001-12-13 15:30 | Anjanece | 25 | 0 | #VALUE! | #VALUE!
INDEL | EF65ISPCIR | Y | INDEL , EF65ISPCIR |  |  | 4.86 | 2001-12-13 15:30 | Anjanece | 25 | 0 | #VALUE! | #VALUE!
INDEL | EF65ISPCIR | Y | INDEL , EF65ISPCIR |  |  | 4.9 | 2001-12-13 15:30 | Anjanece | 25 | 0 | #VALUE! | #VALUE!
INDEL | EF65ISPCIR | Y | INDEL , EF65ISPCIR |  |  | 5.1 | 2001-12-13 15:30 | Anjanece | 25 | 0 | #VALUE! | #VALUE!
KEARNEY | 21065 | Y | KEARNEY , 21065 | JEA OVERHEAD DISTRIBUTION | CSC Stores | 3.36 | 2001-12-13 15:30 | Anjanece | 25 | 0 | #VALUE! | #VALUE!
KEARNEY | 21065 | Y | KEARNEY , 21065 |  |  | 3.47 | 2001-12-13 15:30 | Anjanece | 25 | 0 | #VALUE! | #VALUE!
KEARNEY | 21065 | Y | KEARNEY , 21065 |  |  | 4.64 | 2001-12-13 15:30 | Anjanece | 25 | 0 | #VALUE! | #VALUE!
KEARNEY | 21065 | Y | KEARNEY , 21065 |  |  | 4.86 | 2001-12-13 15:30 | Anjanece | 25 | 0 | #VALUE! | #VALUE!
KEARNEY | 21065 | Y | KEARNEY , 21065 |  |  | 4.9 | 2001-12-13 15:30 | Anjanece | 25 | 0 | #VALUE! | #VALUE!
KEARNEY | 21065 | Y | KEARNEY , 21065 |  |  | 5.1 | 2001-12-13 15:30 | Anjanece | 25 | 0 | #VALUE! | #VALUE!
MC GRAW EDISON | FL2S65 | Y | MC GRAW EDISON , FL2S65 | JEA OVERHEAD DISTRIBUTION | CSC Stores | 3.36 | 2001-12-13 15:30 | Anjanece | 25 | 0 | #VALUE! | #VALUE!
MC GRAW EDISON | FL2S65 | Y | MC GRAW EDISON , FL2S65 |  |  | 3.47 | 2001-12-13 15:30 | Anjanece | 25 | 0 | #VALUE! | #VALUE!
MC GRAW EDISON | FL2S65 | Y | MC GRAW EDISON , FL2S65 |  |  | 4.64 | 2001-12-13 15:30 | Anjanece | 25 | 0 | #VALUE! | #VALUE!
MC GRAW EDISON | FL2S65 | Y | MC GRAW EDISON , FL2S65 |  |  | 4.86 | 2001-12-13 15:30 | Anjanece | 25 | 0 | #VALUE! | #VALUE!
MC GRAW EDISON | FL2S65 | Y | MC GRAW EDISON , FL2S65 |  |  | 4.9 | 2001-12-13 15:30 | Anjanece | 25 | 0 | #VALUE! | #VALUE!
MC GRAW EDISON | FL2S65 | Y | MC GRAW EDISON , FL2S65 |  |  | 5.1 | 2001-12-13 15:30 | Anjanece | 25 | 0 | #VALUE! | #VALUE!
CHANCE | M100MSA23 | Y | CHANCE , M100MSA23 | JEA OVERHEAD DISTRIBUTION | CSC Stores | 5.27 | 2001-12-13 15:31 | Anjanece | 10 | 0 | #VALUE! | #VALUE!
CHANCE | M100MSA23 | Y | CHANCE , M100MSA23 |  |  | 5.88 | 2001-12-13 15:31 | Anjanece | 10 | 0 | #VALUE! | #VALUE!
CHANCE | M100MSA23 | Y | CHANCE , M100MSA23 |  |  | 6.06 | 2001-12-13 15:31 | Anjanece | 10 | 0 | #VALUE! | #VALUE!
CHANCE | M100MSA23 | Y | CHANCE , M100MSA23 |  |  | 6.09 | 2001-12-13 15:31 | Anjanece | 10 | 0 | #VALUE! | #VALUE!
CHANCE | M100MSA23 | Y | CHANCE , M100MSA23 |  |  | 6.12 | 2001-12-13 15:31 | Anjanece | 10 | 0 | #VALUE! | #VALUE!
CHANCE | M100MSA23 | Y | CHANCE , M100MSA23 |  |  | 6.21 | 2001-12-13 15:31 | Anjanece | 10 | 0 | #VALUE! | #VALUE!
CHANCE | M100MSA23 | Y | CHANCE , M100MSA23 |  |  | 6.24 | 2001-12-13 15:31 | Anjanece | 10 | 0 | #VALUE! | #VALUE!
CHANCE | M100MSA23 | Y | CHANCE , M100MSA23 |  |  | 8.38 | 2001-12-13 15:31 | Anjanece | 10 | 0 | #VALUE! | #VALUE!
CHANCE | M100MSA23 | Y | CHANCE , M100MSA23 |  |  | 8.5 | 2001-12-13 15:31 | Anjanece | 10 | 0 | #VALUE! | #VALUE!
CHANCE | M100MSA23 | Y | CHANCE , M100MSA23 |  |  | 11.13 | 2001-12-13 15:31 | Anjanece | 10 | 0 | #VALUE! | #VALUE!
KEARNEY | 21100 | Y | KEARNEY , 21100 | JEA OVERHEAD DISTRIBUTION | CSC Stores | 5.27 | 2001-12-13 15:31 | Anjanece | 10 | 0 | #VALUE! | #VALUE!
KEARNEY | 21100 | Y | KEARNEY , 21100 |  |  | 5.88 | 2001-12-13 15:31 | Anjanece | 10 | 0 | #VALUE! | #VALUE!
KEARNEY | 21100 | Y | KEARNEY , 21100 |  |  | 6.06 | 2001-12-13 15:31 | Anjanece | 10 | 0 | #VALUE! | #VALUE!
KEARNEY | 21100 | Y | KEARNEY , 21100 |  |  | 6.09 | 2001-12-13 15:31 | Anjanece | 10 | 0 | #VALUE! | #VALUE!
KEARNEY | 21100 | Y | KEARNEY , 21100 |  |  | 6.12 | 2001-12-13 15:31 | Anjanece | 10 | 0 | #VALUE! | #VALUE!
KEARNEY | 21100 | Y | KEARNEY , 21100 |  |  | 6.21 | 2001-12-13 15:31 | Anjanece | 10 | 0 | #VALUE! | #VALUE!
KEARNEY | 21100 | Y | KEARNEY , 21100 |  |  | 6.24 | 2001-12-13 15:31 | Anjanece | 10 | 0 | #VALUE! | #VALUE!
KEARNEY | 21100 | Y | KEARNEY , 21100 |  |  | 8.38 | 2001-12-13 15:31 | Anjanece | 10 | 0 | #VALUE! | #VALUE!
KEARNEY | 21100 | Y | KEARNEY , 21100 |  |  | 8.5 | 2001-12-13 15:31 | Anjanece | 10 | 0 | #VALUE! | #VALUE!
KEARNEY | 21100 | Y | KEARNEY , 21100 |  |  | 11.13 | 2001-12-13 15:31 | Anjanece | 10 | 0 | #VALUE! | #VALUE!
MC GRAW EDISON | FL2S100 | Y | MC GRAW EDISON , FL2S100 | JEA OVERHEAD DISTRIBUTION | CSC Stores | 5.27 | 2001-12-13 15:31 | Anjanece | 10 | 0 | #VALUE! | #VALUE!
MC GRAW EDISON | FL2S100 | Y | MC GRAW EDISON , FL2S100 |  |  | 5.88 | 2001-12-13 15:31 | Anjanece | 10 | 0 | #VALUE! | #VALUE!
MC GRAW EDISON | FL2S100 | Y | MC GRAW EDISON , FL2S100 |  |  | 6.06 | 2001-12-13 15:31 | Anjanece | 10 | 0 | #VALUE! | #VALUE!
MC GRAW EDISON | FL2S100 | Y | MC GRAW EDISON , FL2S100 |  |  | 6.09 | 2001-12-13 15:31 | Anjanece | 10 | 0 | #VALUE! | #VALUE!
MC GRAW EDISON | FL2S100 | Y | MC GRAW EDISON , FL2S100 |  |  | 6.12 | 2001-12-13 15:31 | Anjanece | 10 | 0 | #VALUE! | #VALUE!
MC GRAW EDISON | FL2S100 | Y | MC GRAW EDISON , FL2S100 |  |  | 6.21 | 2001-12-13 15:31 | Anjanece | 10 | 0 | #VALUE! | #VALUE!
MC GRAW EDISON | FL2S100 | Y | MC GRAW EDISON , FL2S100 |  |  | 6.24 | 2001-12-13 15:31 | Anjanece | 10 | 0 | #VALUE! | #VALUE!
MC GRAW EDISON | FL2S100 | Y | MC GRAW EDISON , FL2S100 |  |  | 8.38 | 2001-12-13 15:31 | Anjanece | 10 | 0 | #VALUE! | #VALUE!
MC GRAW EDISON | FL2S100 | Y | MC GRAW EDISON , FL2S100 |  |  | 8.5 | 2001-12-13 15:31 | Anjanece | 10 | 0 | #VALUE! | #VALUE!
MC GRAW EDISON | FL2S100 | Y | MC GRAW EDISON , FL2S100 |  |  | 11.13 | 2001-12-13 15:31 | Anjanece | 10 | 0 | #VALUE! | #VALUE!
COOPER POWER | 4000358C05B | Y | COOPER POWER , 4000358C05B | JEA UNDERGROUND DISTRIBUTION | CSC Stores | 8.4 | 2002-06-25 08:32 | Anjanece | 50 | 0 | #VALUE! | #VALUE!
COOPER POWER | 4000358C05B | Y | COOPER POWER , 4000358C05B |  |  | 8.52 | 2002-06-25 08:32 | Anjanece | 50 | 0 | #VALUE! | #VALUE!
COOPER POWER | 4000358C05B | Y | COOPER POWER , 4000358C05B |  |  | 8.57 | 2002-06-25 08:32 | Anjanece | 50 | 0 | #VALUE! | #VALUE!
COOPER POWER | 4000358C05B | Y | COOPER POWER , 4000358C05B |  |  | 9.03 | 2002-06-25 08:32 | Anjanece | 50 | 0 | #VALUE! | #VALUE!
COOPER POWER | 4000358C05B | Y | COOPER POWER , 4000358C05B |  |  | 9.04 | 2002-06-25 08:32 | Anjanece | 50 | 0 | #VALUE! | #VALUE!
COOPER POWER | 4000358C05B | Y | COOPER POWER , 4000358C05B |  |  | 9.3 | 2002-06-25 08:32 | Anjanece | 50 | 0 | #VALUE! | #VALUE!
COOPER POWER | 4000358C05B | Y | COOPER POWER , 4000358C05B |  |  | 17.64 | 2002-06-25 08:32 | Anjanece | 50 | 0 | #VALUE! | #VALUE!
COOPER POWER | 4000358C05B | Y | COOPER POWER , 4000358C05B |  |  | 17.75 | 2002-06-25 08:32 | Anjanece | 50 | 0 | #VALUE! | #VALUE!
COOPER POWER | 4000358C05B | Y | COOPER POWER , 4000358C05B |  |  | 19.77 | 2002-06-25 08:32 | Anjanece | 50 | 0 | #VALUE! | #VALUE!
COOPER POWER SYSTEMS | 4000358C05M | Y | COOPER POWER SYSTEMS , 4000358C05M | JEA UNDERGROUND DISTRIBUTION | CSC Stores | 8.4 | 2002-06-25 08:32 | Anjanece | 50 | 0 | #VALUE! | #VALUE!
COOPER POWER SYSTEMS | 4000358C05M | Y | COOPER POWER SYSTEMS , 4000358C05M |  |  | 8.52 | 2002-06-25 08:32 | Anjanece | 50 | 0 | #VALUE! | #VALUE!
COOPER POWER SYSTEMS | 4000358C05M | Y | COOPER POWER SYSTEMS , 4000358C05M |  |  | 8.57 | 2002-06-25 08:32 | Anjanece | 50 | 0 | #VALUE! | #VALUE!
COOPER POWER SYSTEMS | 4000358C05M | Y | COOPER POWER SYSTEMS , 4000358C05M |  |  | 9.03 | 2002-06-25 08:32 | Anjanece | 50 | 0 | #VALUE! | #VALUE!
COOPER POWER SYSTEMS | 4000358C05M | Y | COOPER POWER SYSTEMS , 4000358C05M |  |  | 9.04 | 2002-06-25 08:32 | Anjanece | 50 | 0 | #VALUE! | #VALUE!
COOPER POWER SYSTEMS | 4000358C05M | Y | COOPER POWER SYSTEMS , 4000358C05M |  |  | 9.3 | 2002-06-25 08:32 | Anjanece | 50 | 0 | #VALUE! | #VALUE!
COOPER POWER SYSTEMS | 4000358C05M | Y | COOPER POWER SYSTEMS , 4000358C05M |  |  | 17.64 | 2002-06-25 08:32 | Anjanece | 50 | 0 | #VALUE! | #VALUE!
COOPER POWER SYSTEMS | 4000358C05M | Y | COOPER POWER SYSTEMS , 4000358C05M |  |  | 17.75 | 2002-06-25 08:32 | Anjanece | 50 | 0 | #VALUE! | #VALUE!
COOPER POWER SYSTEMS | 4000358C05M | Y | COOPER POWER SYSTEMS , 4000358C05M |  |  | 19.77 | 2002-06-25 08:32 | Anjanece | 50 | 0 | #VALUE! | #VALUE!
S AND C ELECTRIC CO. | 123040R4 | Y | S AND C ELECTRIC CO. , 123040R4 | JEA UNDERGROUND DISTRIBUTION | CSC Stores | 127.27 | 2002-06-25 08:47 | Anjanece | 1 | 0 | #VALUE! | #VALUE!
S AND C ELECTRIC CO. | 123040R4 | Y | S AND C ELECTRIC CO. , 123040R4 |  |  | 150.97 | 2002-06-25 08:47 | Anjanece | 1 | 0 | #VALUE! | #VALUE!
S AND C ELECTRIC CO. | 123040R4 | Y | S AND C ELECTRIC CO. , 123040R4 |  |  | 159.95 | 2002-06-25 08:47 | Anjanece | 1 | 0 | #VALUE! | #VALUE!
S AND C ELECTRIC CO. | 123040R4 | Y | S AND C ELECTRIC CO. , 123040R4 |  |  | 163.84 | 2002-06-25 08:47 | Anjanece | 1 | 0 | #VALUE! | #VALUE!
S AND C ELECTRIC CO. | 123040R4 | Y | S AND C ELECTRIC CO. , 123040R4 |  |  | 202.75 | 2002-06-25 08:47 | Anjanece | 1 | 0 | #VALUE! | #VALUE!
S AND C ELECTRIC CO. | 123040R4 | Y | S AND C ELECTRIC CO. , 123040R4 |  |  | 234.28 | 2002-06-25 08:47 | Anjanece | 1 | 0 | #VALUE! | #VALUE!
S AND C ELECTRIC CO. | 123050R4 | Y | S AND C ELECTRIC CO. , 123050R4 | JEA UNDERGROUND DISTRIBUTION | CSC Stores | 100 | 2002-06-25 08:47 | Anjanece | 1 | 0 | #VALUE! | #VALUE!
S AND C ELECTRIC CO. | 123050R4 | Y | S AND C ELECTRIC CO. , 123050R4 |  |  | 137.57 | 2002-06-25 08:47 | Anjanece | 1 | 0 | #VALUE! | #VALUE!
S AND C ELECTRIC CO. | 123050R4 | Y | S AND C ELECTRIC CO. , 123050R4 |  |  | 152.36 | 2002-06-25 08:47 | Anjanece | 1 | 0 | #VALUE! | #VALUE!
S AND C ELECTRIC CO. | 123050R4 | Y | S AND C ELECTRIC CO. , 123050R4 |  |  | 163.39 | 2002-06-25 08:47 | Anjanece | 1 | 0 | #VALUE! | #VALUE!
S AND C ELECTRIC CO. | 123050R4 | Y | S AND C ELECTRIC CO. , 123050R4 |  |  | 485.57 | 2002-06-25 08:47 | Anjanece | 1 | 0 | #VALUE! | #VALUE!
S AND C ELECTRIC CO. | 123060R4 | Y | S AND C ELECTRIC CO. , 123060R4 | JEA UNDERGROUND DISTRIBUTION | CSC Stores | 129.71 | 2002-06-25 08:49 | Anjanece | 1 | 0 | #VALUE! | #VALUE!
S AND C ELECTRIC CO. | 123060R4 | Y | S AND C ELECTRIC CO. , 123060R4 |  |  | 159.76 | 2002-06-25 08:49 | Anjanece | 1 | 0 | #VALUE! | #VALUE!
S AND C ELECTRIC CO. | 123060R4 | Y | S AND C ELECTRIC CO. , 123060R4 |  |  | 169 | 2002-06-25 08:49 | Anjanece | 1 | 0 | #VALUE! | #VALUE!
S AND C ELECTRIC CO. | 123060R4 | Y | S AND C ELECTRIC CO. , 123060R4 |  |  | 172 | 2002-06-25 08:49 | Anjanece | 1 | 0 | #VALUE! | #VALUE!
S AND C ELECTRIC CO. | 123060R4 | Y | S AND C ELECTRIC CO. , 123060R4 |  |  | 172.65 | 2002-06-25 08:49 | Anjanece | 1 | 0 | #VALUE! | #VALUE!
S AND C ELECTRIC CO. | 123060R4 | Y | S AND C ELECTRIC CO. , 123060R4 |  |  | 195.39 | 2002-06-25 08:49 | Anjanece | 1 | 0 | #VALUE! | #VALUE!
S AND C ELECTRIC CO. | 123060R4 | Y | S AND C ELECTRIC CO. , 123060R4 |  |  | 202.75 | 2002-06-25 08:49 | Anjanece | 1 | 0 | #VALUE! | #VALUE!
S AND C ELECTRIC CO. | 123060R4 | Y | S AND C ELECTRIC CO. , 123060R4 |  |  | 244.79 | 2002-06-25 08:49 | Anjanece | 1 | 0 | #VALUE! | #VALUE!
S AND C ELECTRIC CO. | 123060R4 | Y | S AND C ELECTRIC CO. , 123060R4 |  |  | 252.15 | 2002-06-25 08:49 | Anjanece | 1 | 0 | #VALUE! | #VALUE!
S AND C ELECTRIC CO. | 123060R4 | Y | S AND C ELECTRIC CO. , 123060R4 |  |  | 255.3 | 2002-06-25 08:49 | Anjanece | 1 | 0 | #VALUE! | #VALUE!
S AND C ELECTRIC CO. | 123075R4 | Y | S AND C ELECTRIC CO. , 123075R4 | JEA UNDERGROUND DISTRIBUTION | CSC Stores | 129.78 | 2002-06-25 08:50 | Anjanece | 1 | 0 | #VALUE! | #VALUE!
S AND C ELECTRIC CO. | 123075R4 | Y | S AND C ELECTRIC CO. , 123075R4 |  |  | 147.44 | 2002-06-25 08:50 | Anjanece | 1 | 0 | #VALUE! | #VALUE!
S AND C ELECTRIC CO. | 123075R4 | Y | S AND C ELECTRIC CO. , 123075R4 |  |  | 149.88 | 2002-06-25 08:50 | Anjanece | 1 | 0 | #VALUE! | #VALUE!
S AND C ELECTRIC CO. | 123075R4 | Y | S AND C ELECTRIC CO. , 123075R4 |  |  | 149.96 | 2002-06-25 08:50 | Anjanece | 1 | 0 | #VALUE! | #VALUE!
S AND C ELECTRIC CO. | 123075R4 | Y | S AND C ELECTRIC CO. , 123075R4 |  |  | 150.97 | 2002-06-25 08:50 | Anjanece | 1 | 0 | #VALUE! | #VALUE!
S AND C ELECTRIC CO. | 123075R4 | Y | S AND C ELECTRIC CO. , 123075R4 |  |  | 159.95 | 2002-06-25 08:50 | Anjanece | 1 | 0 | #VALUE! | #VALUE!
S AND C ELECTRIC CO. | 123075R4 | Y | S AND C ELECTRIC CO. , 123075R4 |  |  | 162.07 | 2002-06-25 08:50 | Anjanece | 1 | 0 | #VALUE! | #VALUE!
S AND C ELECTRIC CO. | 123075R4 | Y | S AND C ELECTRIC CO. , 123075R4 |  |  | 172 | 2002-06-25 08:50 | Anjanece | 1 | 0 | #VALUE! | #VALUE!
S AND C ELECTRIC CO. | 123075R4 | Y | S AND C ELECTRIC CO. , 123075R4 |  |  | 190.71 | 2002-06-25 08:50 | Anjanece | 1 | 0 | #VALUE! | #VALUE!
S AND C ELECTRIC CO. | 123075R4 | Y | S AND C ELECTRIC CO. , 123075R4 |  |  | 194.15 | 2002-06-25 08:50 | Anjanece | 1 | 0 | #VALUE! | #VALUE!
S AND C ELECTRIC CO. | 123075R4 | Y | S AND C ELECTRIC CO. , 123075R4 |  |  | 202.17 | 2002-06-25 08:50 | Anjanece | 1 | 0 | #VALUE! | #VALUE!
S AND C ELECTRIC CO. | 123075R4 | Y | S AND C ELECTRIC CO. , 123075R4 |  |  | 202.75 | 2002-06-25 08:50 | Anjanece | 1 | 0 | #VALUE! | #VALUE!
S AND C ELECTRIC CO. | 123075R4 | Y | S AND C ELECTRIC CO. , 123075R4 |  |  | 255.3 | 2002-06-25 08:50 | Anjanece | 1 | 0 | #VALUE! | #VALUE!
S AND C ELECTRIC CO. | 123100R4 | Y | S AND C ELECTRIC CO. , 123100R4 | JEA UNDERGROUND DISTRIBUTION | CSC Stores | 119.21 | 2002-06-25 08:51 | Anjanece | 1 | 0 | #VALUE! | #VALUE!
S AND C ELECTRIC CO. | 123100R4 | Y | S AND C ELECTRIC CO. , 123100R4 |  |  | 128.61 | 2002-06-25 08:51 | Anjanece | 1 | 0 | #VALUE! | #VALUE!
S AND C ELECTRIC CO. | 123100R4 | Y | S AND C ELECTRIC CO. , 123100R4 |  |  | 141.03 | 2002-06-25 08:51 | Anjanece | 1 | 0 | #VALUE! | #VALUE!
S AND C ELECTRIC CO. | 123100R4 | Y | S AND C ELECTRIC CO. , 123100R4 |  |  | 159.95 | 2002-06-25 08:51 | Anjanece | 1 | 0 | #VALUE! | #VALUE!
S AND C ELECTRIC CO. | 123100R4 | Y | S AND C ELECTRIC CO. , 123100R4 |  |  | 173.48 | 2002-06-25 08:51 | Anjanece | 1 | 0 | #VALUE! | #VALUE!
S AND C ELECTRIC CO. | 123100R4 | Y | S AND C ELECTRIC CO. , 123100R4 |  |  | 202.17 | 2002-06-25 08:51 | Anjanece | 1 | 0 | #VALUE! | #VALUE!
S AND C ELECTRIC CO. | 123100R4 | Y | S AND C ELECTRIC CO. , 123100R4 |  |  | 202.58 | 2002-06-25 08:51 | Anjanece | 1 | 0 | #VALUE! | #VALUE!
S AND C ELECTRIC CO. | 123100R4 | Y | S AND C ELECTRIC CO. , 123100R4 |  |  | 202.74 | 2002-06-25 08:51 | Anjanece | 1 | 0 | #VALUE! | #VALUE!
S AND C ELECTRIC CO. | 123100R4 | Y | S AND C ELECTRIC CO. , 123100R4 |  |  | 210.98 | 2002-06-25 08:51 | Anjanece | 1 | 0 | #VALUE! | #VALUE!
S AND C ELECTRIC CO. | 123100R4 | Y | S AND C ELECTRIC CO. , 123100R4 |  |  | 234.27 | 2002-06-25 08:51 | Anjanece | 1 | 0 | #VALUE! | #VALUE!
S AND C ELECTRIC CO. | 123100R4 | Y | S AND C ELECTRIC CO. , 123100R4 |  |  | 255.3 | 2002-06-25 08:51 | Anjanece | 1 | 0 | #VALUE! | #VALUE!
S AND C ELECTRIC CO. | 123125R4 | Y | S AND C ELECTRIC CO. , 123125R4 | JEA UNDERGROUND DISTRIBUTION | CSC Stores | 121.11 | 2001-12-17 08:01 | Anjanece | 1 | 0 | #VALUE! | #VALUE!
S AND C ELECTRIC CO. | 123125R4 | Y | S AND C ELECTRIC CO. , 123125R4 |  |  | 134.83 | 2001-12-17 08:01 | Anjanece | 1 | 0 | #VALUE! | #VALUE!
S AND C ELECTRIC CO. | 123125R4 | Y | S AND C ELECTRIC CO. , 123125R4 |  |  | 150.97 | 2001-12-17 08:01 | Anjanece | 1 | 0 | #VALUE! | #VALUE!
S AND C ELECTRIC CO. | 123125R4 | Y | S AND C ELECTRIC CO. , 123125R4 |  |  | 159.95 | 2001-12-17 08:01 | Anjanece | 1 | 0 | #VALUE! | #VALUE!
S AND C ELECTRIC CO. | 123125R4 | Y | S AND C ELECTRIC CO. , 123125R4 |  |  | 197.48 | 2001-12-17 08:01 | Anjanece | 1 | 0 | #VALUE! | #VALUE!
S AND C ELECTRIC CO. | 123125R4 | Y | S AND C ELECTRIC CO. , 123125R4 |  |  | 201.18 | 2001-12-17 08:01 | Anjanece | 1 | 0 | #VALUE! | #VALUE!
S AND C ELECTRIC CO. | 123125R4 | Y | S AND C ELECTRIC CO. , 123125R4 |  |  | 202.14 | 2001-12-17 08:01 | Anjanece | 1 | 0 | #VALUE! | #VALUE!
S AND C ELECTRIC CO. | 123125R4 | Y | S AND C ELECTRIC CO. , 123125R4 |  |  | 202.75 | 2001-12-17 08:01 | Anjanece | 1 | 0 | #VALUE! | #VALUE!
S AND C ELECTRIC CO. | 123125R4 | Y | S AND C ELECTRIC CO. , 123125R4 |  |  | 255.3 | 2001-12-17 08:01 | Anjanece | 1 | 0 | #VALUE! | #VALUE!
S AND C ELECTRIC CO. | 123150R4 | Y | S AND C ELECTRIC CO. , 123150R4 | JEA UNDERGROUND DISTRIBUTION | CSC Stores | 121.13 | 2002-06-25 08:52 | Anjanece | 1 | 80 | #VALUE! | #VALUE!
S AND C ELECTRIC CO. | 123150R4 | Y | S AND C ELECTRIC CO. , 123150R4 |  |  | 136.84 | 2002-06-25 08:52 | Anjanece | 1 | 80 | #VALUE! | #VALUE!
S AND C ELECTRIC CO. | 123150R4 | Y | S AND C ELECTRIC CO. , 123150R4 |  |  | 159.95 | 2002-06-25 08:52 | Anjanece | 1 | 80 | #VALUE! | #VALUE!
S AND C ELECTRIC CO. | 123150R4 | Y | S AND C ELECTRIC CO. , 123150R4 |  |  | 168.08 | 2002-06-25 08:52 | Anjanece | 1 | 80 | #VALUE! | #VALUE!
S AND C ELECTRIC CO. | 123150R4 | Y | S AND C ELECTRIC CO. , 123150R4 |  |  | 172.16 | 2002-06-25 08:52 | Anjanece | 1 | 80 | #VALUE! | #VALUE!
S AND C ELECTRIC CO. | 123150R4 | Y | S AND C ELECTRIC CO. , 123150R4 |  |  | 196.49 | 2002-06-25 08:52 | Anjanece | 1 | 80 | #VALUE! | #VALUE!
S AND C ELECTRIC CO. | 123150R4 | Y | S AND C ELECTRIC CO. , 123150R4 |  |  | 201.28 | 2002-06-25 08:52 | Anjanece | 1 | 80 | #VALUE! | #VALUE!
S AND C ELECTRIC CO. | 123150R4 | Y | S AND C ELECTRIC CO. , 123150R4 |  |  | 202.75 | 2002-06-25 08:52 | Anjanece | 1 | 80 | #VALUE! | #VALUE!
S AND C ELECTRIC CO. | 123150R4 | Y | S AND C ELECTRIC CO. , 123150R4 |  |  | 210.98 | 2002-06-25 08:52 | Anjanece | 1 | 80 | #VALUE! | #VALUE!
S AND C ELECTRIC CO. | 123150R4 | Y | S AND C ELECTRIC CO. , 123150R4 |  |  | 227.77 | 2002-06-25 08:52 | Anjanece | 1 | 80 | #VALUE! | #VALUE!
S AND C ELECTRIC CO. | 123150R4 | Y | S AND C ELECTRIC CO. , 123150R4 |  |  | 236.03 | 2002-06-25 08:52 | Anjanece | 1 | 80 | #VALUE! | #VALUE!
S AND C ELECTRIC CO. | 123150R4 | Y | S AND C ELECTRIC CO. , 123150R4 |  |  | 238.8 | 2002-06-25 08:52 | Anjanece | 1 | 80 | #VALUE! | #VALUE!
S AND C ELECTRIC CO. | 123150R4 | Y | S AND C ELECTRIC CO. , 123150R4 |  |  | 243.67 | 2002-06-25 08:52 | Anjanece | 1 | 80 | #VALUE! | #VALUE!
S AND C ELECTRIC CO. | 123150R4 | Y | S AND C ELECTRIC CO. , 123150R4 |  |  | 245.4 | 2002-06-25 08:52 | Anjanece | 1 | 80 | #VALUE! | #VALUE!
S AND C ELECTRIC CO. | 123150R4 | Y | S AND C ELECTRIC CO. , 123150R4 |  |  | 249.22 | 2002-06-25 08:52 | Anjanece | 1 | 80 | #VALUE! | #VALUE!
S AND C ELECTRIC CO. | 123150R4 | Y | S AND C ELECTRIC CO. , 123150R4 |  |  | 249.55 | 2002-06-25 08:52 | Anjanece | 1 | 80 | #VALUE! | #VALUE!
S AND C ELECTRIC CO. | 123150R4 | Y | S AND C ELECTRIC CO. , 123150R4 |  |  | 251.61 | 2002-06-25 08:52 | Anjanece | 1 | 80 | #VALUE! | #VALUE!
S AND C ELECTRIC CO. | 123150R4 | Y | S AND C ELECTRIC CO. , 123150R4 |  |  | 252.66 | 2002-06-25 08:52 | Anjanece | 1 | 80 | #VALUE! | #VALUE!
S AND C ELECTRIC CO. | 123250R4 | Y | S AND C ELECTRIC CO. , 123250R4 | JEA UNDERGROUND DISTRIBUTION | CSC Stores | 127.01 | 2001-12-17 08:02 | Anjanece | 1 | 200 | #VALUE! | #VALUE!
S AND C ELECTRIC CO. | 123250R4 | Y | S AND C ELECTRIC CO. , 123250R4 |  |  | 128.82 | 2001-12-17 08:02 | Anjanece | 1 | 200 | #VALUE! | #VALUE!
S AND C ELECTRIC CO. | 123250R4 | Y | S AND C ELECTRIC CO. , 123250R4 |  |  | 131.94 | 2001-12-17 08:02 | Anjanece | 1 | 200 | #VALUE! | #VALUE!
S AND C ELECTRIC CO. | 123250R4 | Y | S AND C ELECTRIC CO. , 123250R4 |  |  | 133.58 | 2001-12-17 08:02 | Anjanece | 1 | 200 | #VALUE! | #VALUE!
S AND C ELECTRIC CO. | 123250R4 | Y | S AND C ELECTRIC CO. , 123250R4 |  |  | 134.48 | 2001-12-17 08:02 | Anjanece | 1 | 200 | #VALUE! | #VALUE!
S AND C ELECTRIC CO. | 123250R4 | Y | S AND C ELECTRIC CO. , 123250R4 |  |  | 135.05 | 2001-12-17 08:02 | Anjanece | 1 | 200 | #VALUE! | #VALUE!
S AND C ELECTRIC CO. | 123250R4 | Y | S AND C ELECTRIC CO. , 123250R4 |  |  | 138.42 | 2001-12-17 08:02 | Anjanece | 1 | 200 | #VALUE! | #VALUE!
S AND C ELECTRIC CO. | 123250R4 | Y | S AND C ELECTRIC CO. , 123250R4 |  |  | 140.62 | 2001-12-17 08:02 | Anjanece | 1 | 200 | #VALUE! | #VALUE!
S AND C ELECTRIC CO. | 123250R4 | Y | S AND C ELECTRIC CO. , 123250R4 |  |  | 144.1 | 2001-12-17 08:02 | Anjanece | 1 | 200 | #VALUE! | #VALUE!
S AND C ELECTRIC CO. | 123250R4 | Y | S AND C ELECTRIC CO. , 123250R4 |  |  | 144.13 | 2001-12-17 08:02 | Anjanece | 1 | 200 | #VALUE! | #VALUE!
S AND C ELECTRIC CO. | 123250R4 | Y | S AND C ELECTRIC CO. , 123250R4 |  |  | 147.66 | 2001-12-17 08:02 | Anjanece | 1 | 200 | #VALUE! | #VALUE!
S AND C ELECTRIC CO. | 123250R4 | Y | S AND C ELECTRIC CO. , 123250R4 |  |  | 148.48 | 2001-12-17 08:02 | Anjanece | 1 | 200 | #VALUE! | #VALUE!
S AND C ELECTRIC CO. | 123250R4 | Y | S AND C ELECTRIC CO. , 123250R4 |  |  | 149.3 | 2001-12-17 08:02 | Anjanece | 1 | 200 | #VALUE! | #VALUE!
S AND C ELECTRIC CO. | 123250R4 | Y | S AND C ELECTRIC CO. , 123250R4 |  |  | 149.54 | 2001-12-17 08:02 | Anjanece | 1 | 200 | #VALUE! | #VALUE!
S AND C ELECTRIC CO. | 123250R4 | Y | S AND C ELECTRIC CO. , 123250R4 |  |  | 153.61 | 2001-12-17 08:02 | Anjanece | 1 | 200 | #VALUE! | #VALUE!
S AND C ELECTRIC CO. | 123250R4 | Y | S AND C ELECTRIC CO. , 123250R4 |  |  | 156.15 | 2001-12-17 08:02 | Anjanece | 1 | 200 | #VALUE! | #VALUE!
S AND C ELECTRIC CO. | 123250R4 | Y | S AND C ELECTRIC CO. , 123250R4 |  |  | 157 | 2001-12-17 08:02 | Anjanece | 1 | 200 | #VALUE! | #VALUE!
S AND C ELECTRIC CO. | 123250R4 | Y | S AND C ELECTRIC CO. , 123250R4 |  |  | 157.97 | 2001-12-17 08:02 | Anjanece | 1 | 200 | #VALUE! | #VALUE!
S AND C ELECTRIC CO. | 123250R4 | Y | S AND C ELECTRIC CO. , 123250R4 |  |  | 158.23 | 2001-12-17 08:02 | Anjanece | 1 | 200 | #VALUE! | #VALUE!
S AND C ELECTRIC CO. | 123250R4 | Y | S AND C ELECTRIC CO. , 123250R4 |  |  | 158.61 | 2001-12-17 08:02 | Anjanece | 1 | 200 | #VALUE! | #VALUE!
S AND C ELECTRIC CO. | 123250R4 | Y | S AND C ELECTRIC CO. , 123250R4 |  |  | 158.74 | 2001-12-17 08:02 | Anjanece | 1 | 200 | #VALUE! | #VALUE!
S AND C ELECTRIC CO. | 123250R4 | Y | S AND C ELECTRIC CO. , 123250R4 |  |  | 159.6 | 2001-12-17 08:02 | Anjanece | 1 | 200 | #VALUE! | #VALUE!
S AND C ELECTRIC CO. | 123250R4 | Y | S AND C ELECTRIC CO. , 123250R4 |  |  | 159.81 | 2001-12-17 08:02 | Anjanece | 1 | 200 | #VALUE! | #VALUE!
S AND C ELECTRIC CO. | 123250R4 | Y | S AND C ELECTRIC CO. , 123250R4 |  |  | 159.84 | 2001-12-17 08:02 | Anjanece | 1 | 200 | #VALUE! | #VALUE!
S AND C ELECTRIC CO. | 123250R4 | Y | S AND C ELECTRIC CO. , 123250R4 |  |  | 159.86 | 2001-12-17 08:02 | Anjanece | 1 | 200 | #VALUE! | #VALUE!
S AND C ELECTRIC CO. | 123250R4 | Y | S AND C ELECTRIC CO. , 123250R4 |  |  | 159.87 | 2001-12-17 08:02 | Anjanece | 1 | 200 | #VALUE! | #VALUE!
S AND C ELECTRIC CO. | 123250R4 | Y | S AND C ELECTRIC CO. , 123250R4 |  |  | 159.91 | 2001-12-17 08:02 | Anjanece | 1 | 200 | #VALUE! | #VALUE!
S AND C ELECTRIC CO. | 123250R4 | Y | S AND C ELECTRIC CO. , 123250R4 |  |  | 159.93 | 2001-12-17 08:02 | Anjanece | 1 | 200 | #VALUE! | #VALUE!
S AND C ELECTRIC CO. | 123250R4 | Y | S AND C ELECTRIC CO. , 123250R4 |  |  | 159.94 | 2001-12-17 08:02 | Anjanece | 1 | 200 | #VALUE! | #VALUE!
S AND C ELECTRIC CO. | 123250R4 | Y | S AND C ELECTRIC CO. , 123250R4 |  |  | 166.84 | 2001-12-17 08:02 | Anjanece | 1 | 200 | #VALUE! | #VALUE!
S AND C ELECTRIC CO. | 123250R4 | Y | S AND C ELECTRIC CO. , 123250R4 |  |  | 198.79 | 2001-12-17 08:02 | Anjanece | 1 | 200 | #VALUE! | #VALUE!
S AND C ELECTRIC CO. | 123250R4 | Y | S AND C ELECTRIC CO. , 123250R4 |  |  | 199.77 | 2001-12-17 08:02 | Anjanece | 1 | 200 | #VALUE! | #VALUE!
S AND C ELECTRIC CO. | 123250R4 | Y | S AND C ELECTRIC CO. , 123250R4 |  |  | 200.4 | 2001-12-17 08:02 | Anjanece | 1 | 200 | #VALUE! | #VALUE!
S AND C ELECTRIC CO. | 123250R4 | Y | S AND C ELECTRIC CO. , 123250R4 |  |  | 200.81 | 2001-12-17 08:02 | Anjanece | 1 | 200 | #VALUE! | #VALUE!
S AND C ELECTRIC CO. | 123250R4 | Y | S AND C ELECTRIC CO. , 123250R4 |  |  | 201.1 | 2001-12-17 08:02 | Anjanece | 1 | 200 | #VALUE! | #VALUE!
S AND C ELECTRIC CO. | 123250R4 | Y | S AND C ELECTRIC CO. , 123250R4 |  |  | 202.17 | 2001-12-17 08:02 | Anjanece | 1 | 200 | #VALUE! | #VALUE!
S AND C ELECTRIC CO. | 123250R4 | Y | S AND C ELECTRIC CO. , 123250R4 |  |  | 202.57 | 2001-12-17 08:02 | Anjanece | 1 | 200 | #VALUE! | #VALUE!
S AND C ELECTRIC CO. | 123250R4 | Y | S AND C ELECTRIC CO. , 123250R4 |  |  | 202.75 | 2001-12-17 08:02 | Anjanece | 1 | 200 | #VALUE! | #VALUE!
S AND C ELECTRIC CO. | 123250R4 | Y | S AND C ELECTRIC CO. , 123250R4 |  |  | 207.7 | 2001-12-17 08:02 | Anjanece | 1 | 200 | #VALUE! | #VALUE!
S AND C ELECTRIC CO. | 123250R4 | Y | S AND C ELECTRIC CO. , 123250R4 |  |  | 207.96 | 2001-12-17 08:02 | Anjanece | 1 | 200 | #VALUE! | #VALUE!
S AND C ELECTRIC CO. | 123250R4 | Y | S AND C ELECTRIC CO. , 123250R4 |  |  | 208.86 | 2001-12-17 08:02 | Anjanece | 1 | 200 | #VALUE! | #VALUE!
S AND C ELECTRIC CO. | 123250R4 | Y | S AND C ELECTRIC CO. , 123250R4 |  |  | 209.14 | 2001-12-17 08:02 | Anjanece | 1 | 200 | #VALUE! | #VALUE!
S AND C ELECTRIC CO. | 123250R4 | Y | S AND C ELECTRIC CO. , 123250R4 |  |  | 209.41 | 2001-12-17 08:02 | Anjanece | 1 | 200 | #VALUE! | #VALUE!
S AND C ELECTRIC CO. | 123250R4 | Y | S AND C ELECTRIC CO. , 123250R4 |  |  | 226.29 | 2001-12-17 08:02 | Anjanece | 1 | 200 | #VALUE! | #VALUE!
S AND C ELECTRIC CO. | 123250R4 | Y | S AND C ELECTRIC CO. , 123250R4 |  |  | 229.24 | 2001-12-17 08:02 | Anjanece | 1 | 200 | #VALUE! | #VALUE!
S AND C ELECTRIC CO. | 123250R4 | Y | S AND C ELECTRIC CO. , 123250R4 |  |  | 234.27 | 2001-12-17 08:02 | Anjanece | 1 | 200 | #VALUE! | #VALUE!
S AND C ELECTRIC CO. | 123250R4 | Y | S AND C ELECTRIC CO. , 123250R4 |  |  | 235.31 | 2001-12-17 08:02 | Anjanece | 1 | 200 | #VALUE! | #VALUE!
S AND C ELECTRIC CO. | 123250R4 | Y | S AND C ELECTRIC CO. , 123250R4 |  |  | 237.28 | 2001-12-17 08:02 | Anjanece | 1 | 200 | #VALUE! | #VALUE!
S AND C ELECTRIC CO. | 123250R4 | Y | S AND C ELECTRIC CO. , 123250R4 |  |  | 237.29 | 2001-12-17 08:02 | Anjanece | 1 | 200 | #VALUE! | #VALUE!
S AND C ELECTRIC CO. | 123250R4 | Y | S AND C ELECTRIC CO. , 123250R4 |  |  | 237.47 | 2001-12-17 08:02 | Anjanece | 1 | 200 | #VALUE! | #VALUE!
S AND C ELECTRIC CO. | 123250R4 | Y | S AND C ELECTRIC CO. , 123250R4 |  |  | 253.24 | 2001-12-17 08:02 | Anjanece | 1 | 200 | #VALUE! | #VALUE!
S AND C ELECTRIC CO. | 123250R4 | Y | S AND C ELECTRIC CO. , 123250R4 |  |  | 254.26 | 2001-12-17 08:02 | Anjanece | 1 | 200 | #VALUE! | #VALUE!
S AND C ELECTRIC CO. | 123250R4 | Y | S AND C ELECTRIC CO. , 123250R4 |  |  | 254.55 | 2001-12-17 08:02 | Anjanece | 1 | 200 | #VALUE! | #VALUE!
S AND C ELECTRIC CO. | 123250R4 | Y | S AND C ELECTRIC CO. , 123250R4 |  |  | 254.68 | 2001-12-17 08:02 | Anjanece | 1 | 200 | #VALUE! | #VALUE!
S AND C ELECTRIC CO. | 123250R4 | Y | S AND C ELECTRIC CO. , 123250R4 |  |  | 255.07 | 2001-12-17 08:02 | Anjanece | 1 | 200 | #VALUE! | #VALUE!
S AND C ELECTRIC CO. | 123250R4 | Y | S AND C ELECTRIC CO. , 123250R4 |  |  | 255.13 | 2001-12-17 08:02 | Anjanece | 1 | 200 | #VALUE! | #VALUE!
S AND C ELECTRIC CO. | 123250R4 | Y | S AND C ELECTRIC CO. , 123250R4 |  |  | 255.19 | 2001-12-17 08:02 | Anjanece | 1 | 200 | #VALUE! | #VALUE!
S AND C ELECTRIC CO. | 123250R4 | Y | S AND C ELECTRIC CO. , 123250R4 |  |  | 255.23 | 2001-12-17 08:02 | Anjanece | 1 | 200 | #VALUE! | #VALUE!
S AND C ELECTRIC CO. | 123250R4 | Y | S AND C ELECTRIC CO. , 123250R4 |  |  | 255.26 | 2001-12-17 08:02 | Anjanece | 1 | 200 | #VALUE! | #VALUE!
S AND C ELECTRIC CO. | 123250R4 | Y | S AND C ELECTRIC CO. , 123250R4 |  |  | 255.27 | 2001-12-17 08:02 | Anjanece | 1 | 200 | #VALUE! | #VALUE!
S AND C ELECTRIC CO. | 123250R4 | Y | S AND C ELECTRIC CO. , 123250R4 |  |  | 255.28 | 2001-12-17 08:02 | Anjanece | 1 | 200 | #VALUE! | #VALUE!
S AND C ELECTRIC CO. | 123250R4 | Y | S AND C ELECTRIC CO. , 123250R4 |  | Storm Stores | 0 | 2019-07-29 09:38 | Anjanece | 1 | 200 | #VALUE! | #VALUE!
S AND C ELECTRIC CO. | 123250R4 | Y | S AND C ELECTRIC CO. , 123250R4 |  |  | 201.61 | 2019-07-29 09:38 | Anjanece | 1 | 200 | #VALUE! | #VALUE!
S AND C ELECTRIC CO. | 123250R4 | Y | S AND C ELECTRIC CO. , 123250R4 |  |  | 202.06 | 2019-07-29 09:38 | Anjanece | 1 | 200 | #VALUE! | #VALUE!
S AND C ELECTRIC CO. | 123250R4 | Y | S AND C ELECTRIC CO. , 123250R4 |  |  | 202.17 | 2019-07-29 09:38 | Anjanece | 1 | 200 | #VALUE! | #VALUE!
S AND C ELECTRIC CO. | 123250R4 | Y | S AND C ELECTRIC CO. , 123250R4 |  |  | 202.37 | 2019-07-29 09:38 | Anjanece | 1 | 200 | #VALUE! | #VALUE!
S AND C ELECTRIC CO. | 123250R4 | Y | S AND C ELECTRIC CO. , 123250R4 |  |  | 202.45 | 2019-07-29 09:38 | Anjanece | 1 | 200 | #VALUE! | #VALUE!
S AND C ELECTRIC CO. | 123250R4 | Y | S AND C ELECTRIC CO. , 123250R4 |  |  | 213.51 | 2019-07-29 09:38 | Anjanece | 1 | 200 | #VALUE! | #VALUE!
S AND C ELECTRIC CO. | 123200R4 | Y | S AND C ELECTRIC CO. , 123200R4 | JEA UNDERGROUND DISTRIBUTION | CSC Stores | 129.78 | 2002-06-25 08:56 | Anjanece | 1 | 0 | #VALUE! | #VALUE!
S AND C ELECTRIC CO. | 123200R4 | Y | S AND C ELECTRIC CO. , 123200R4 |  |  | 152.93 | 2002-06-25 08:56 | Anjanece | 1 | 0 | #VALUE! | #VALUE!
S AND C ELECTRIC CO. | 123200R4 | Y | S AND C ELECTRIC CO. , 123200R4 |  |  | 159.76 | 2002-06-25 08:56 | Anjanece | 1 | 0 | #VALUE! | #VALUE!
S AND C ELECTRIC CO. | 123200R4 | Y | S AND C ELECTRIC CO. , 123200R4 |  |  | 193.69 | 2002-06-25 08:56 | Anjanece | 1 | 0 | #VALUE! | #VALUE!
S AND C ELECTRIC CO. | 123200R4 | Y | S AND C ELECTRIC CO. , 123200R4 |  |  | 202.17 | 2002-06-25 08:56 | Anjanece | 1 | 0 | #VALUE! | #VALUE!
S AND C ELECTRIC CO. | 123200R4 | Y | S AND C ELECTRIC CO. , 123200R4 |  |  | 202.63 | 2002-06-25 08:56 | Anjanece | 1 | 0 | #VALUE! | #VALUE!
S AND C ELECTRIC CO. | 123200R4 | Y | S AND C ELECTRIC CO. , 123200R4 |  |  | 202.75 | 2002-06-25 08:56 | Anjanece | 1 | 0 | #VALUE! | #VALUE!
S AND C ELECTRIC CO. | 123200R4 | Y | S AND C ELECTRIC CO. , 123200R4 |  |  | 241.79 | 2002-06-25 08:56 | Anjanece | 1 | 0 | #VALUE! | #VALUE!
ABB POWER T & D | 674A015-01 | Y | ABB POWER T & D , 674A015-01 | JEA SUBSTATION | CSC Stores | 3.18 | 1993-03-22 | John | 40 | 0 | N | N
ABB POWER T & D | 674A015-01 | Y | ABB POWER T & D , 674A015-01 |  |  | 3.25 | 1993-03-22 | John | 40 | 0 | N | N
ABB POWER T & D | 674A015-01 | Y | ABB POWER T & D , 674A015-01 |  |  | 3.35 | 1993-03-22 | John | 40 | 0 | N | N
ABB POWER T & D | 366B054-02 | Y | ABB POWER T & D , 366B054-02 | JEA SUBSTATION | CSC Stores | 110 | 1993-03-22 | John | 1 | 0 | N | N
ABB POWER T & D | 366B054-02 | Y | ABB POWER T & D , 366B054-02 |  |  | 3573.33 | 1993-03-22 | John | 1 | 0 | N | N
ABB POWER T & D | 366B054-02 | Y | ABB POWER T & D , 366B054-02 |  |  | 5319.33 | 1993-03-22 | John | 1 | 0 | N | N
ABB POWER T & D | 366B054-02 | Y | ABB POWER T & D , 366B054-02 |  |  | 5335 | 1993-03-22 | John | 1 | 0 | N | N
ABB POWER T & D | GPFX731123R2 | Y | ABB POWER T & D , GPFX731123R2 | JEA SUBSTATION | CSC Stores | 3795 | 1993-03-22 | John | 1 | 0 | N | N
ABB POWER T & D | GPFX730250P1 | Y | ABB POWER T & D , GPFX730250P1 | JEA SUBSTATION | CSC Stores | 27 | 1994-05-11 | John | 1 | 0 | N | N
ABB POWER T & D | GPFX730250P1 | Y | ABB POWER T & D , GPFX730250P1 |  |  | 75 | 1994-05-11 | John | 1 | 0 | N | N
ABB POWER T & D | GPFX730250P1 | Y | ABB POWER T & D , GPFX730250P1 |  |  | 80 | 1994-05-11 | John | 1 | 0 | N | N
ABB POWER T & D | GPHL010219P1 | Y | ABB POWER T & D , GPHL010219P1 | JEA SUBSTATION | CSC Stores | 58.54 | 1997-09-30 | John | 1 | 0 | N | N
ABB POWER T & D | GPHL010219P1 | Y | ABB POWER T & D , GPHL010219P1 |  |  | 139.02 | 1997-09-30 | John | 1 | 0 | N | N
ABB POWER T & D | GPHL010219P1 | Y | ABB POWER T & D , GPHL010219P1 |  |  | 146.25 | 1997-09-30 | John | 1 | 0 | N | N
ABB POWER T & D | GPHL010219P1 | Y | ABB POWER T & D , GPHL010219P1 |  |  | 148.5 | 1997-09-30 | John | 1 | 0 | N | N
ABB POWER T & D | GPHL010219P1 | Y | ABB POWER T & D , GPHL010219P1 |  |  | 301.33 | 1997-09-30 | John | 1 | 0 | N | N
ABB POWER T & D | GPHL010219P1 | Y | ABB POWER T & D , GPHL010219P1 |  |  | 303.78 | 1997-09-30 | John | 1 | 0 | N | N
ABB POWER T & D | GPHL010219P1 | Y | ABB POWER T & D , GPHL010219P1 |  |  | 325 | 1997-09-30 | John | 1 | 0 | N | N
ABB POWER T & D | GPHL010219P1 | Y | ABB POWER T & D , GPHL010219P1 |  |  | 326 | 1997-09-30 | John | 1 | 0 | N | N
ABB POWER T & D | GPHL010219P1 | Y | ABB POWER T & D , GPHL010219P1 |  |  | 611.95 | 1997-09-30 | John | 1 | 0 | N | N
ABB POWER T & D | KA000072-01 | Y | ABB POWER T & D , KA000072-01 | JEA SUBSTATION | CSC Stores | 245 | 2000-01-06 15:56 | John | 1 | 0 | N | N
ABB POWER T & D | KA000072-01 | Y | ABB POWER T & D , KA000072-01 |  |  | 250 | 2000-01-06 15:56 | John | 1 | 0 | N | N
ABB POWER T & D | KA000072-01 | Y | ABB POWER T & D , KA000072-01 |  |  | 262.5 | 2000-01-06 15:56 | John | 1 | 0 | N | N
ABB POWER T & D | KA000072-01 | Y | ABB POWER T & D , KA000072-01 |  |  | 829.27 | 2000-01-06 15:56 | John | 1 | 0 | N | N
ABB POWER T & D | KA00000904 | Y | ABB POWER T & D , KA00000904 | JEA SUBSTATION | CSC Stores | 1745 | 2000-06-19 14:38 | John | 1 | 0 | N | N
ABB POWER T & D | KA00000904 | Y | ABB POWER T & D , KA00000904 |  |  | 4109 | 2000-06-19 14:38 | John | 1 | 0 | N | N
ABB POWER T & D | KA00000904 | Y | ABB POWER T & D , KA00000904 |  |  | 6279 | 2000-06-19 14:38 | John | 1 | 0 | N | N
KELLEMS | 0220-7008 | Y | KELLEMS , 0220-7008 | JEA TRANSMISSION | CSC Stores | 63.63 | 2020-05-08 12:13 | John | 1 | 0 | N | N
KELLEMS | 0220-7008 | Y | KELLEMS , 0220-7008 |  |  | 310 | 2020-05-08 12:13 | John | 1 | 0 | N | N
SLINGCO | ZCS3008 | Y | SLINGCO , ZCS3008 | JEA TRANSMISSION | CSC Stores | 63.63 | 2020-05-08 12:13 | John | 1 | 0 | N | N
SLINGCO | ZCS3008 | Y | SLINGCO , ZCS3008 |  |  | 310 | 2020-05-08 12:13 | John | 1 | 0 | N | N
KELLEMS | 0221-1073 | Y | KELLEMS , 0221-1073 | JEA TRANSMISSION | CSC Stores | 74.74 | 2020-05-08 13:32 | John | 1 | 0 | N | N
KELLEMS | 0221-1073 | Y | KELLEMS , 0221-1073 |  |  | 77.23 | 2020-05-08 13:32 | John | 1 | 0 | N | N
KELLEMS | 0221-1073 | Y | KELLEMS , 0221-1073 |  |  | 190 | 2020-05-08 13:32 | John | 1 | 0 | N | N
SLINGCO | ZCS2724 | Y | SLINGCO , ZCS2724 | JEA TRANSMISSION | CSC Stores | 74.74 | 2020-05-08 13:32 | John | 1 | 0 | N | N
SLINGCO | ZCS2724 | Y | SLINGCO , ZCS2724 |  |  | 77.23 | 2020-05-08 13:32 | John | 1 | 0 | N | N
SLINGCO | ZCS2724 | Y | SLINGCO , ZCS2724 |  |  | 190 | 2020-05-08 13:32 | John | 1 | 0 | N | N
CHANCE | 12D5M-AWSBG | Y | CHANCE , 12D5M-AWSBG | JEA TRANSMISSION | CSC Stores | 3.15 | 2001-12-17 13:24 | John | 50 | 0 | N | Y
CHANCE | 12D5M-AWSBG | Y | CHANCE , 12D5M-AWSBG |  |  | 3.17 | 2001-12-17 13:24 | John | 50 | 0 | N | Y
CHANCE | 12D5M-AWSBG | Y | CHANCE , 12D5M-AWSBG |  |  | 3.18 | 2001-12-17 13:24 | John | 50 | 0 | N | Y
CHANCE | 12D5M-AWSBG | Y | CHANCE , 12D5M-AWSBG |  |  | 3.2 | 2001-12-17 13:24 | John | 50 | 0 | N | Y
CHANCE | 12D5M-AWSBG | Y | CHANCE , 12D5M-AWSBG |  |  | 3.25 | 2001-12-17 13:24 | John | 50 | 0 | N | Y
CHANCE | 12D5M-AWSBG | Y | CHANCE , 12D5M-AWSBG |  |  | 3.39 | 2001-12-17 13:24 | John | 50 | 0 | N | Y
CHANCE | 12D5M-AWSBG | Y | CHANCE , 12D5M-AWSBG |  |  | 3.44 | 2001-12-17 13:24 | John | 50 | 0 | N | Y
CHANCE | 12D5M-AWSBG | Y | CHANCE , 12D5M-AWSBG |  |  | 3.53 | 2001-12-17 13:24 | John | 50 | 0 | N | Y
CHANCE | 12D5M-AWSBG | Y | CHANCE , 12D5M-AWSBG |  |  | 3.6 | 2001-12-17 13:24 | John | 50 | 0 | N | Y
CHANCE | 12D5M-AWSBG | Y | CHANCE , 12D5M-AWSBG |  |  | 3.64 | 2001-12-17 13:24 | John | 50 | 0 | N | Y
CHANCE | 12D5M-AWSBG | Y | CHANCE , 12D5M-AWSBG |  |  | 3.75 | 2001-12-17 13:24 | John | 50 | 0 | N | Y
CHANCE | 12D5M-AWSBG | Y | CHANCE , 12D5M-AWSBG |  |  | 3.77 | 2001-12-17 13:24 | John | 50 | 0 | N | Y
CHANCE | 12D5M-AWSBG | Y | CHANCE , 12D5M-AWSBG |  |  | 3.78 | 2001-12-17 13:24 | John | 50 | 0 | N | Y
CHANCE | 12D5M-AWSBG | Y | CHANCE , 12D5M-AWSBG |  |  | 3.8 | 2001-12-17 13:24 | John | 50 | 0 | N | Y
CHANCE | 12D5M-AWSBG | Y | CHANCE , 12D5M-AWSBG |  |  | 3.94 | 2001-12-17 13:24 | John | 50 | 0 | N | Y
CHANCE | 12D5M-AWSBG | Y | CHANCE , 12D5M-AWSBG |  |  | 3.95 | 2001-12-17 13:24 | John | 50 | 0 | N | Y
CHANCE | 12D5M-AWSBG | Y | CHANCE , 12D5M-AWSBG |  |  | 3.96 | 2001-12-17 13:24 | John | 50 | 0 | N | Y
CHANCE | 12D5M-AWSBG | Y | CHANCE , 12D5M-AWSBG |  |  | 4.07 | 2001-12-17 13:24 | John | 50 | 0 | N | Y
CHANCE | 12D5M-AWSBG | Y | CHANCE , 12D5M-AWSBG |  |  | 4.26 | 2001-12-17 13:24 | John | 50 | 0 | N | Y
CHANCE | 12D5M-AWSBG | Y | CHANCE , 12D5M-AWSBG |  |  | 5.18 | 2001-12-17 13:24 | John | 50 | 0 | N | Y
CHANCE | 12D5M-AWSBG | Y | CHANCE , 12D5M-AWSBG |  |  | 6.28 | 2001-12-17 13:24 | John | 50 | 0 | N | Y
CHANCE | 12D5M-AWSBG | Y | CHANCE , 12D5M-AWSBG |  |  | 6.96 | 2001-12-17 13:24 | John | 50 | 0 | N | Y
CHANCE | 12D5M-AWSBG | Y | CHANCE , 12D5M-AWSBG |  |  | 7.03 | 2001-12-17 13:24 | John | 50 | 0 | N | Y
CHANCE | 12D5M-AWSBG | Y | CHANCE , 12D5M-AWSBG |  |  | 7.06 | 2001-12-17 13:24 | John | 50 | 0 | N | Y
CHANCE | 12D5M-AWSBG | Y | CHANCE , 12D5M-AWSBG |  | Storm Stores | 3.39 | 2022-09-27 09:56 | John |  | 0 | N | Y
DULMISON | AWGG0870 | Y | DULMISON , AWGG0870 | JEA TRANSMISSION | CSC Stores | 3.15 | 2001-12-17 13:24 | John | 50 | 0 | N | Y
DULMISON | AWGG0870 | Y | DULMISON , AWGG0870 |  |  | 3.17 | 2001-12-17 13:24 | John | 50 | 0 | N | Y
DULMISON | AWGG0870 | Y | DULMISON , AWGG0870 |  |  | 3.18 | 2001-12-17 13:24 | John | 50 | 0 | N | Y
DULMISON | AWGG0870 | Y | DULMISON , AWGG0870 |  |  | 3.2 | 2001-12-17 13:24 | John | 50 | 0 | N | Y
DULMISON | AWGG0870 | Y | DULMISON , AWGG0870 |  |  | 3.25 | 2001-12-17 13:24 | John | 50 | 0 | N | Y
DULMISON | AWGG0870 | Y | DULMISON , AWGG0870 |  |  | 3.39 | 2001-12-17 13:24 | John | 50 | 0 | N | Y
DULMISON | AWGG0870 | Y | DULMISON , AWGG0870 |  |  | 3.44 | 2001-12-17 13:24 | John | 50 | 0 | N | Y
DULMISON | AWGG0870 | Y | DULMISON , AWGG0870 |  |  | 3.53 | 2001-12-17 13:24 | John | 50 | 0 | N | Y
DULMISON | AWGG0870 | Y | DULMISON , AWGG0870 |  |  | 3.6 | 2001-12-17 13:24 | John | 50 | 0 | N | Y
DULMISON | AWGG0870 | Y | DULMISON , AWGG0870 |  |  | 3.64 | 2001-12-17 13:24 | John | 50 | 0 | N | Y
DULMISON | AWGG0870 | Y | DULMISON , AWGG0870 |  |  | 3.75 | 2001-12-17 13:24 | John | 50 | 0 | N | Y
DULMISON | AWGG0870 | Y | DULMISON , AWGG0870 |  |  | 3.77 | 2001-12-17 13:24 | John | 50 | 0 | N | Y
DULMISON | AWGG0870 | Y | DULMISON , AWGG0870 |  |  | 3.78 | 2001-12-17 13:24 | John | 50 | 0 | N | Y
DULMISON | AWGG0870 | Y | DULMISON , AWGG0870 |  |  | 3.8 | 2001-12-17 13:24 | John | 50 | 0 | N | Y
DULMISON | AWGG0870 | Y | DULMISON , AWGG0870 |  |  | 3.94 | 2001-12-17 13:24 | John | 50 | 0 | N | Y
DULMISON | AWGG0870 | Y | DULMISON , AWGG0870 |  |  | 3.95 | 2001-12-17 13:24 | John | 50 | 0 | N | Y
DULMISON | AWGG0870 | Y | DULMISON , AWGG0870 |  |  | 3.96 | 2001-12-17 13:24 | John | 50 | 0 | N | Y
DULMISON | AWGG0870 | Y | DULMISON , AWGG0870 |  |  | 4.07 | 2001-12-17 13:24 | John | 50 | 0 | N | Y
DULMISON | AWGG0870 | Y | DULMISON , AWGG0870 |  |  | 4.26 | 2001-12-17 13:24 | John | 50 | 0 | N | Y
DULMISON | AWGG0870 | Y | DULMISON , AWGG0870 |  |  | 5.18 | 2001-12-17 13:24 | John | 50 | 0 | N | Y
DULMISON | AWGG0870 | Y | DULMISON , AWGG0870 |  |  | 6.28 | 2001-12-17 13:24 | John | 50 | 0 | N | Y
DULMISON | AWGG0870 | Y | DULMISON , AWGG0870 |  |  | 6.96 | 2001-12-17 13:24 | John | 50 | 0 | N | Y
DULMISON | AWGG0870 | Y | DULMISON , AWGG0870 |  |  | 7.03 | 2001-12-17 13:24 | John | 50 | 0 | N | Y
DULMISON | AWGG0870 | Y | DULMISON , AWGG0870 |  |  | 7.06 | 2001-12-17 13:24 | John | 50 | 0 | N | Y
DULMISON | AWGG0870 | Y | DULMISON , AWGG0870 |  | Storm Stores | 3.39 | 2022-09-27 09:56 | John |  | 0 | N | Y
PREFORMED LINE PRODUCTS CO. | AWDE4119 | Y | PREFORMED LINE PRODUCTS CO. , AWDE4119 | JEA TRANSMISSION | CSC Stores | 3.15 | 2001-12-17 13:24 | John | 50 | 0 | N | Y
PREFORMED LINE PRODUCTS CO. | AWDE4119 | Y | PREFORMED LINE PRODUCTS CO. , AWDE4119 |  |  | 3.17 | 2001-12-17 13:24 | John | 50 | 0 | N | Y
PREFORMED LINE PRODUCTS CO. | AWDE4119 | Y | PREFORMED LINE PRODUCTS CO. , AWDE4119 |  |  | 3.18 | 2001-12-17 13:24 | John | 50 | 0 | N | Y
PREFORMED LINE PRODUCTS CO. | AWDE4119 | Y | PREFORMED LINE PRODUCTS CO. , AWDE4119 |  |  | 3.2 | 2001-12-17 13:24 | John | 50 | 0 | N | Y
PREFORMED LINE PRODUCTS CO. | AWDE4119 | Y | PREFORMED LINE PRODUCTS CO. , AWDE4119 |  |  | 3.25 | 2001-12-17 13:24 | John | 50 | 0 | N | Y
PREFORMED LINE PRODUCTS CO. | AWDE4119 | Y | PREFORMED LINE PRODUCTS CO. , AWDE4119 |  |  | 3.39 | 2001-12-17 13:24 | John | 50 | 0 | N | Y
PREFORMED LINE PRODUCTS CO. | AWDE4119 | Y | PREFORMED LINE PRODUCTS CO. , AWDE4119 |  |  | 3.44 | 2001-12-17 13:24 | John | 50 | 0 | N | Y
PREFORMED LINE PRODUCTS CO. | AWDE4119 | Y | PREFORMED LINE PRODUCTS CO. , AWDE4119 |  |  | 3.53 | 2001-12-17 13:24 | John | 50 | 0 | N | Y
PREFORMED LINE PRODUCTS CO. | AWDE4119 | Y | PREFORMED LINE PRODUCTS CO. , AWDE4119 |  |  | 3.6 | 2001-12-17 13:24 | John | 50 | 0 | N | Y
PREFORMED LINE PRODUCTS CO. | AWDE4119 | Y | PREFORMED LINE PRODUCTS CO. , AWDE4119 |  |  | 3.64 | 2001-12-17 13:24 | John | 50 | 0 | N | Y
PREFORMED LINE PRODUCTS CO. | AWDE4119 | Y | PREFORMED LINE PRODUCTS CO. , AWDE4119 |  |  | 3.75 | 2001-12-17 13:24 | John | 50 | 0 | N | Y
PREFORMED LINE PRODUCTS CO. | AWDE4119 | Y | PREFORMED LINE PRODUCTS CO. , AWDE4119 |  |  | 3.77 | 2001-12-17 13:24 | John | 50 | 0 | N | Y
PREFORMED LINE PRODUCTS CO. | AWDE4119 | Y | PREFORMED LINE PRODUCTS CO. , AWDE4119 |  |  | 3.78 | 2001-12-17 13:24 | John | 50 | 0 | N | Y
PREFORMED LINE PRODUCTS CO. | AWDE4119 | Y | PREFORMED LINE PRODUCTS CO. , AWDE4119 |  |  | 3.8 | 2001-12-17 13:24 | John | 50 | 0 | N | Y
PREFORMED LINE PRODUCTS CO. | AWDE4119 | Y | PREFORMED LINE PRODUCTS CO. , AWDE4119 |  |  | 3.94 | 2001-12-17 13:24 | John | 50 | 0 | N | Y
PREFORMED LINE PRODUCTS CO. | AWDE4119 | Y | PREFORMED LINE PRODUCTS CO. , AWDE4119 |  |  | 3.95 | 2001-12-17 13:24 | John | 50 | 0 | N | Y
PREFORMED LINE PRODUCTS CO. | AWDE4119 | Y | PREFORMED LINE PRODUCTS CO. , AWDE4119 |  |  | 3.96 | 2001-12-17 13:24 | John | 50 | 0 | N | Y
PREFORMED LINE PRODUCTS CO. | AWDE4119 | Y | PREFORMED LINE PRODUCTS CO. , AWDE4119 |  |  | 4.07 | 2001-12-17 13:24 | John | 50 | 0 | N | Y
PREFORMED LINE PRODUCTS CO. | AWDE4119 | Y | PREFORMED LINE PRODUCTS CO. , AWDE4119 |  |  | 4.26 | 2001-12-17 13:24 | John | 50 | 0 | N | Y
PREFORMED LINE PRODUCTS CO. | AWDE4119 | Y | PREFORMED LINE PRODUCTS CO. , AWDE4119 |  |  | 5.18 | 2001-12-17 13:24 | John | 50 | 0 | N | Y
PREFORMED LINE PRODUCTS CO. | AWDE4119 | Y | PREFORMED LINE PRODUCTS CO. , AWDE4119 |  |  | 6.28 | 2001-12-17 13:24 | John | 50 | 0 | N | Y
PREFORMED LINE PRODUCTS CO. | AWDE4119 | Y | PREFORMED LINE PRODUCTS CO. , AWDE4119 |  |  | 6.96 | 2001-12-17 13:24 | John | 50 | 0 | N | Y
PREFORMED LINE PRODUCTS CO. | AWDE4119 | Y | PREFORMED LINE PRODUCTS CO. , AWDE4119 |  |  | 7.03 | 2001-12-17 13:24 | John | 50 | 0 | N | Y
PREFORMED LINE PRODUCTS CO. | AWDE4119 | Y | PREFORMED LINE PRODUCTS CO. , AWDE4119 |  |  | 7.06 | 2001-12-17 13:24 | John | 50 | 0 | N | Y
PREFORMED LINE PRODUCTS CO. | AWDE4119 | Y | PREFORMED LINE PRODUCTS CO. , AWDE4119 |  | Storm Stores | 3.39 | 2022-09-27 09:56 | John |  | 0 | N | Y
SLACAN | 17140 | Y | SLACAN , 17140 | JEA TRANSMISSION | CSC Stores | 3.15 | 2001-12-17 13:24 | John | 50 | 0 | N | Y
SLACAN | 17140 | Y | SLACAN , 17140 |  |  | 3.17 | 2001-12-17 13:24 | John | 50 | 0 | N | Y
SLACAN | 17140 | Y | SLACAN , 17140 |  |  | 3.18 | 2001-12-17 13:24 | John | 50 | 0 | N | Y
SLACAN | 17140 | Y | SLACAN , 17140 |  |  | 3.2 | 2001-12-17 13:24 | John | 50 | 0 | N | Y
SLACAN | 17140 | Y | SLACAN , 17140 |  |  | 3.25 | 2001-12-17 13:24 | John | 50 | 0 | N | Y
SLACAN | 17140 | Y | SLACAN , 17140 |  |  | 3.39 | 2001-12-17 13:24 | John | 50 | 0 | N | Y
SLACAN | 17140 | Y | SLACAN , 17140 |  |  | 3.44 | 2001-12-17 13:24 | John | 50 | 0 | N | Y
SLACAN | 17140 | Y | SLACAN , 17140 |  |  | 3.53 | 2001-12-17 13:24 | John | 50 | 0 | N | Y
SLACAN | 17140 | Y | SLACAN , 17140 |  |  | 3.6 | 2001-12-17 13:24 | John | 50 | 0 | N | Y
SLACAN | 17140 | Y | SLACAN , 17140 |  |  | 3.64 | 2001-12-17 13:24 | John | 50 | 0 | N | Y
SLACAN | 17140 | Y | SLACAN , 17140 |  |  | 3.75 | 2001-12-17 13:24 | John | 50 | 0 | N | Y
SLACAN | 17140 | Y | SLACAN , 17140 |  |  | 3.77 | 2001-12-17 13:24 | John | 50 | 0 | N | Y
SLACAN | 17140 | Y | SLACAN , 17140 |  |  | 3.78 | 2001-12-17 13:24 | John | 50 | 0 | N | Y
SLACAN | 17140 | Y | SLACAN , 17140 |  |  | 3.8 | 2001-12-17 13:24 | John | 50 | 0 | N | Y
SLACAN | 17140 | Y | SLACAN , 17140 |  |  | 3.94 | 2001-12-17 13:24 | John | 50 | 0 | N | Y
SLACAN | 17140 | Y | SLACAN , 17140 |  |  | 3.95 | 2001-12-17 13:24 | John | 50 | 0 | N | Y
SLACAN | 17140 | Y | SLACAN , 17140 |  |  | 3.96 | 2001-12-17 13:24 | John | 50 | 0 | N | Y
SLACAN | 17140 | Y | SLACAN , 17140 |  |  | 4.07 | 2001-12-17 13:24 | John | 50 | 0 | N | Y
SLACAN | 17140 | Y | SLACAN , 17140 |  |  | 4.26 | 2001-12-17 13:24 | John | 50 | 0 | N | Y
SLACAN | 17140 | Y | SLACAN , 17140 |  |  | 5.18 | 2001-12-17 13:24 | John | 50 | 0 | N | Y
SLACAN | 17140 | Y | SLACAN , 17140 |  |  | 6.28 | 2001-12-17 13:24 | John | 50 | 0 | N | Y
SLACAN | 17140 | Y | SLACAN , 17140 |  |  | 6.96 | 2001-12-17 13:24 | John | 50 | 0 | N | Y
SLACAN | 17140 | Y | SLACAN , 17140 |  |  | 7.03 | 2001-12-17 13:24 | John | 50 | 0 | N | Y
SLACAN | 17140 | Y | SLACAN , 17140 |  |  | 7.06 | 2001-12-17 13:24 | John | 50 | 0 | N | Y
SLACAN | 17140 | Y | SLACAN , 17140 |  | Storm Stores | 3.39 | 2022-09-27 09:56 | John |  | 0 | N | Y
DULMISON | HSU2840 | Y | DULMISON , HSU2840 | JEA TRANSMISSION | CSC Stores | 79.05 | 2001-12-17 14:04 | John | 25 | 0 | N | N
DULMISON | HSU2840 | Y | DULMISON , HSU2840 |  |  | 79.28 | 2001-12-17 14:04 | John | 25 | 0 | N | N
DULMISON | HSU2840 | Y | DULMISON , HSU2840 |  |  | 81.85 | 2001-12-17 14:04 | John | 25 | 0 | N | N
DULMISON | HSU2840 | Y | DULMISON , HSU2840 |  |  | 82.03 | 2001-12-17 14:04 | John | 25 | 0 | N | N
DULMISON | HSU2840 | Y | DULMISON , HSU2840 |  |  | 82.63 | 2001-12-17 14:04 | John | 25 | 0 | N | N
DULMISON | HSU2840 | Y | DULMISON , HSU2840 |  |  | 84.49 | 2001-12-17 14:04 | John | 25 | 0 | N | N
DULMISON | HSU2840 | Y | DULMISON , HSU2840 |  |  | 85.3 | 2001-12-17 14:04 | John | 25 | 0 | N | N
DULMISON | HSU2840 | Y | DULMISON , HSU2840 |  |  | 89.28 | 2001-12-17 14:04 | John | 25 | 0 | N | N
DULMISON | HSU2840 | Y | DULMISON , HSU2840 |  |  | 93.62 | 2001-12-17 14:04 | John | 25 | 0 | N | N
PREFORMED LINE PRODUCTS CO. | AGS-5131 | Y | PREFORMED LINE PRODUCTS CO. , AGS-5131 | JEA TRANSMISSION | CSC Stores | 79.05 | 2001-12-17 14:04 | John | 25 | 0 | N | N
PREFORMED LINE PRODUCTS CO. | AGS-5131 | Y | PREFORMED LINE PRODUCTS CO. , AGS-5131 |  |  | 79.28 | 2001-12-17 14:04 | John | 25 | 0 | N | N
PREFORMED LINE PRODUCTS CO. | AGS-5131 | Y | PREFORMED LINE PRODUCTS CO. , AGS-5131 |  |  | 81.85 | 2001-12-17 14:04 | John | 25 | 0 | N | N
PREFORMED LINE PRODUCTS CO. | AGS-5131 | Y | PREFORMED LINE PRODUCTS CO. , AGS-5131 |  |  | 82.03 | 2001-12-17 14:04 | John | 25 | 0 | N | N
PREFORMED LINE PRODUCTS CO. | AGS-5131 | Y | PREFORMED LINE PRODUCTS CO. , AGS-5131 |  |  | 82.63 | 2001-12-17 14:04 | John | 25 | 0 | N | N
PREFORMED LINE PRODUCTS CO. | AGS-5131 | Y | PREFORMED LINE PRODUCTS CO. , AGS-5131 |  |  | 84.49 | 2001-12-17 14:04 | John | 25 | 0 | N | N
PREFORMED LINE PRODUCTS CO. | AGS-5131 | Y | PREFORMED LINE PRODUCTS CO. , AGS-5131 |  |  | 85.3 | 2001-12-17 14:04 | John | 25 | 0 | N | N
PREFORMED LINE PRODUCTS CO. | AGS-5131 | Y | PREFORMED LINE PRODUCTS CO. , AGS-5131 |  |  | 89.28 | 2001-12-17 14:04 | John | 25 | 0 | N | N
PREFORMED LINE PRODUCTS CO. | AGS-5131 | Y | PREFORMED LINE PRODUCTS CO. , AGS-5131 |  |  | 93.62 | 2001-12-17 14:04 | John | 25 | 0 | N | N
SLACAN | 80246 | Y | SLACAN , 80246 | JEA TRANSMISSION | CSC Stores | 79.05 | 2001-12-17 14:04 | John | 25 | 0 | N | N
SLACAN | 80246 | Y | SLACAN , 80246 |  |  | 79.28 | 2001-12-17 14:04 | John | 25 | 0 | N | N
SLACAN | 80246 | Y | SLACAN , 80246 |  |  | 81.85 | 2001-12-17 14:04 | John | 25 | 0 | N | N
SLACAN | 80246 | Y | SLACAN , 80246 |  |  | 82.03 | 2001-12-17 14:04 | John | 25 | 0 | N | N
SLACAN | 80246 | Y | SLACAN , 80246 |  |  | 82.63 | 2001-12-17 14:04 | John | 25 | 0 | N | N
SLACAN | 80246 | Y | SLACAN , 80246 |  |  | 84.49 | 2001-12-17 14:04 | John | 25 | 0 | N | N
SLACAN | 80246 | Y | SLACAN , 80246 |  |  | 85.3 | 2001-12-17 14:04 | John | 25 | 0 | N | N
SLACAN | 80246 | Y | SLACAN , 80246 |  |  | 89.28 | 2001-12-17 14:04 | John | 25 | 0 | N | N
SLACAN | 80246 | Y | SLACAN , 80246 |  |  | 93.62 | 2001-12-17 14:04 | John | 25 | 0 | N | N
DULMISON | HSU3855 | Y | DULMISON , HSU3855 | JEA TRANSMISSION | CSC Stores | 79.14 | 2001-12-17 14:05 | John | 1 | 0 | N | N
DULMISON | HSU3855 | Y | DULMISON , HSU3855 |  |  | 113.65 | 2001-12-17 14:05 | John | 1 | 0 | N | N
DULMISON | HSU3855 | Y | DULMISON , HSU3855 |  |  | 118.12 | 2001-12-17 14:05 | John | 1 | 0 | N | N
DULMISON | HSU3855 | Y | DULMISON , HSU3855 |  |  | 125.98 | 2001-12-17 14:05 | John | 1 | 0 | N | N
DULMISON | HSU3855 | Y | DULMISON , HSU3855 |  |  | 128.57 | 2001-12-17 14:05 | John | 1 | 0 | N | N
DULMISON | HSU3855 | Y | DULMISON , HSU3855 |  |  | 132.49 | 2001-12-17 14:05 | John | 1 | 0 | N | N
DULMISON | HSU3855 | Y | DULMISON , HSU3855 |  |  | 132.76 | 2001-12-17 14:05 | John | 1 | 0 | N | N
DULMISON | HSU3855 | Y | DULMISON , HSU3855 |  |  | 135.09 | 2001-12-17 14:05 | John | 1 | 0 | N | N
PREFORMED LINE PRODUCTS CO. | AGS-5145 | Y | PREFORMED LINE PRODUCTS CO. , AGS-5145 | JEA TRANSMISSION | CSC Stores | 79.14 | 2001-12-17 14:05 | John | 1 | 0 | N | N
PREFORMED LINE PRODUCTS CO. | AGS-5145 | Y | PREFORMED LINE PRODUCTS CO. , AGS-5145 |  |  | 113.65 | 2001-12-17 14:05 | John | 1 | 0 | N | N
PREFORMED LINE PRODUCTS CO. | AGS-5145 | Y | PREFORMED LINE PRODUCTS CO. , AGS-5145 |  |  | 118.12 | 2001-12-17 14:05 | John | 1 | 0 | N | N
PREFORMED LINE PRODUCTS CO. | AGS-5145 | Y | PREFORMED LINE PRODUCTS CO. , AGS-5145 |  |  | 125.98 | 2001-12-17 14:05 | John | 1 | 0 | N | N
PREFORMED LINE PRODUCTS CO. | AGS-5145 | Y | PREFORMED LINE PRODUCTS CO. , AGS-5145 |  |  | 128.57 | 2001-12-17 14:05 | John | 1 | 0 | N | N
PREFORMED LINE PRODUCTS CO. | AGS-5145 | Y | PREFORMED LINE PRODUCTS CO. , AGS-5145 |  |  | 132.49 | 2001-12-17 14:05 | John | 1 | 0 | N | N
PREFORMED LINE PRODUCTS CO. | AGS-5145 | Y | PREFORMED LINE PRODUCTS CO. , AGS-5145 |  |  | 132.76 | 2001-12-17 14:05 | John | 1 | 0 | N | N
PREFORMED LINE PRODUCTS CO. | AGS-5145 | Y | PREFORMED LINE PRODUCTS CO. , AGS-5145 |  |  | 135.09 | 2001-12-17 14:05 | John | 1 | 0 | N | N
SLACAN | 80255 | Y | SLACAN , 80255 | JEA TRANSMISSION | CSC Stores | 79.14 | 2001-12-17 14:05 | John | 1 | 0 | N | N
SLACAN | 80255 | Y | SLACAN , 80255 |  |  | 113.65 | 2001-12-17 14:05 | John | 1 | 0 | N | N
SLACAN | 80255 | Y | SLACAN , 80255 |  |  | 118.12 | 2001-12-17 14:05 | John | 1 | 0 | N | N
SLACAN | 80255 | Y | SLACAN , 80255 |  |  | 125.98 | 2001-12-17 14:05 | John | 1 | 0 | N | N
SLACAN | 80255 | Y | SLACAN , 80255 |  |  | 128.57 | 2001-12-17 14:05 | John | 1 | 0 | N | N
SLACAN | 80255 | Y | SLACAN , 80255 |  |  | 132.49 | 2001-12-17 14:05 | John | 1 | 0 | N | N
SLACAN | 80255 | Y | SLACAN , 80255 |  |  | 132.76 | 2001-12-17 14:05 | John | 1 | 0 | N | N
SLACAN | 80255 | Y | SLACAN , 80255 |  |  | 135.09 | 2001-12-17 14:05 | John | 1 | 0 | N | N
CENTRAL MOLONEY | 70380499 | Y | CENTRAL MOLONEY , 70380499 | JEA OVERHEAD DISTRIBUTION | CSC Stores | 3.09 | 2001-12-17 14:19 | Anjanece | 90 | 0 | #VALUE! | #VALUE!
CENTRAL MOLONEY | 70380499 | Y | CENTRAL MOLONEY , 70380499 |  |  | 3.11 | 2001-12-17 14:19 | Anjanece | 90 | 0 | #VALUE! | #VALUE!
CENTRAL MOLONEY | 70380499 | Y | CENTRAL MOLONEY , 70380499 |  |  | 3.13 | 2001-12-17 14:19 | Anjanece | 90 | 0 | #VALUE! | #VALUE!
CENTRAL MOLONEY | 70380499 | Y | CENTRAL MOLONEY , 70380499 |  |  | 3.14 | 2001-12-17 14:19 | Anjanece | 90 | 0 | #VALUE! | #VALUE!
CENTRAL MOLONEY | 70380499 | Y | CENTRAL MOLONEY , 70380499 |  |  | 3.16 | 2001-12-17 14:19 | Anjanece | 90 | 0 | #VALUE! | #VALUE!
CENTRAL MOLONEY | 70380499 | Y | CENTRAL MOLONEY , 70380499 |  |  | 3.17 | 2001-12-17 14:19 | Anjanece | 90 | 0 | #VALUE! | #VALUE!
CENTRAL MOLONEY | 70380499 | Y | CENTRAL MOLONEY , 70380499 |  |  | 3.18 | 2001-12-17 14:19 | Anjanece | 90 | 0 | #VALUE! | #VALUE!
CENTRAL MOLONEY | 70380499 | Y | CENTRAL MOLONEY , 70380499 |  |  | 3.19 | 2001-12-17 14:19 | Anjanece | 90 | 0 | #VALUE! | #VALUE!
CENTRAL MOLONEY | 70380499 | Y | CENTRAL MOLONEY , 70380499 |  |  | 3.2 | 2001-12-17 14:19 | Anjanece | 90 | 0 | #VALUE! | #VALUE!
CENTRAL MOLONEY | 70380499 | Y | CENTRAL MOLONEY , 70380499 |  |  | 3.21 | 2001-12-17 14:19 | Anjanece | 90 | 0 | #VALUE! | #VALUE!
CENTRAL MOLONEY | 70380499 | Y | CENTRAL MOLONEY , 70380499 |  |  | 3.22 | 2001-12-17 14:19 | Anjanece | 90 | 0 | #VALUE! | #VALUE!
CENTRAL MOLONEY | 70380499 | Y | CENTRAL MOLONEY , 70380499 |  |  | 3.23 | 2001-12-17 14:19 | Anjanece | 90 | 0 | #VALUE! | #VALUE!
CENTRAL MOLONEY | 70380499 | Y | CENTRAL MOLONEY , 70380499 |  |  | 3.24 | 2001-12-17 14:19 | Anjanece | 90 | 0 | #VALUE! | #VALUE!
CENTRAL MOLONEY | 70380499 | Y | CENTRAL MOLONEY , 70380499 |  |  | 3.25 | 2001-12-17 14:19 | Anjanece | 90 | 0 | #VALUE! | #VALUE!
CENTRAL MOLONEY | 70380499 | Y | CENTRAL MOLONEY , 70380499 |  |  | 3.26 | 2001-12-17 14:19 | Anjanece | 90 | 0 | #VALUE! | #VALUE!
CENTRAL MOLONEY | 70380499 | Y | CENTRAL MOLONEY , 70380499 |  |  | 3.28 | 2001-12-17 14:19 | Anjanece | 90 | 0 | #VALUE! | #VALUE!
CENTRAL MOLONEY | 70380499 | Y | CENTRAL MOLONEY , 70380499 |  |  | 3.31 | 2001-12-17 14:19 | Anjanece | 90 | 0 | #VALUE! | #VALUE!
CENTRAL MOLONEY | 70380499 | Y | CENTRAL MOLONEY , 70380499 |  |  | 3.32 | 2001-12-17 14:19 | Anjanece | 90 | 0 | #VALUE! | #VALUE!
CENTRAL MOLONEY | 70380499 | Y | CENTRAL MOLONEY , 70380499 |  |  | 3.48 | 2001-12-17 14:19 | Anjanece | 90 | 0 | #VALUE! | #VALUE!
CENTRAL MOLONEY | 70380499 | Y | CENTRAL MOLONEY , 70380499 |  |  | 3.69 | 2001-12-17 14:19 | Anjanece | 90 | 0 | #VALUE! | #VALUE!
CENTRAL MOLONEY | 70380499 | Y | CENTRAL MOLONEY , 70380499 |  |  | 3.86 | 2001-12-17 14:19 | Anjanece | 90 | 0 | #VALUE! | #VALUE!
CENTRAL MOLONEY | 70380499 | Y | CENTRAL MOLONEY , 70380499 |  |  | 4.06 | 2001-12-17 14:19 | Anjanece | 90 | 0 | #VALUE! | #VALUE!
CENTRAL MOLONEY | 70380499 | Y | CENTRAL MOLONEY , 70380499 |  |  | 4.26 | 2001-12-17 14:19 | Anjanece | 90 | 0 | #VALUE! | #VALUE!
CENTRAL MOLONEY | 70380499 | Y | CENTRAL MOLONEY , 70380499 |  |  | 4.31 | 2001-12-17 14:19 | Anjanece | 90 | 0 | #VALUE! | #VALUE!
CENTRAL MOLONEY | 70380499 | Y | CENTRAL MOLONEY , 70380499 |  |  | 4.32 | 2001-12-17 14:19 | Anjanece | 90 | 0 | #VALUE! | #VALUE!
CENTRAL MOLONEY | 70380499 | Y | CENTRAL MOLONEY , 70380499 |  |  | 4.47 | 2001-12-17 14:19 | Anjanece | 90 | 0 | #VALUE! | #VALUE!
CENTRAL MOLONEY | 70380499 | Y | CENTRAL MOLONEY , 70380499 |  |  | 4.5 | 2001-12-17 14:19 | Anjanece | 90 | 0 | #VALUE! | #VALUE!
CENTRAL MOLONEY | 70380499 | Y | CENTRAL MOLONEY , 70380499 |  |  | 4.55 | 2001-12-17 14:19 | Anjanece | 90 | 0 | #VALUE! | #VALUE!
CENTRAL MOLONEY | 70380499 | Y | CENTRAL MOLONEY , 70380499 |  |  | 4.65 | 2001-12-17 14:19 | Anjanece | 90 | 0 | #VALUE! | #VALUE!
CENTRAL MOLONEY | 70380499 | Y | CENTRAL MOLONEY , 70380499 |  |  | 4.72 | 2001-12-17 14:19 | Anjanece | 90 | 0 | #VALUE! | #VALUE!
CENTRAL MOLONEY | 70380499 | Y | CENTRAL MOLONEY , 70380499 |  |  | 4.73 | 2001-12-17 14:19 | Anjanece | 90 | 0 | #VALUE! | #VALUE!
CENTRAL MOLONEY | 70380499 | Y | CENTRAL MOLONEY , 70380499 |  |  | 4.78 | 2001-12-17 14:19 | Anjanece | 90 | 0 | #VALUE! | #VALUE!
CENTRAL MOLONEY | 70380499 | Y | CENTRAL MOLONEY , 70380499 |  |  | 4.82 | 2001-12-17 14:19 | Anjanece | 90 | 0 | #VALUE! | #VALUE!
CENTRAL MOLONEY | 70380499 | Y | CENTRAL MOLONEY , 70380499 |  |  | 4.84 | 2001-12-17 14:19 | Anjanece | 90 | 0 | #VALUE! | #VALUE!
CENTRAL MOLONEY | 70380499 | Y | CENTRAL MOLONEY , 70380499 |  |  | 5.01 | 2001-12-17 14:19 | Anjanece | 90 | 0 | #VALUE! | #VALUE!
CENTRAL MOLONEY | 70380499 | Y | CENTRAL MOLONEY , 70380499 |  |  | 5.24 | 2001-12-17 14:19 | Anjanece | 90 | 0 | #VALUE! | #VALUE!
CENTRAL MOLONEY | 70380499 | Y | CENTRAL MOLONEY , 70380499 |  |  | 5.29 | 2001-12-17 14:19 | Anjanece | 90 | 0 | #VALUE! | #VALUE!
CENTRAL MOLONEY | 70380499 | Y | CENTRAL MOLONEY , 70380499 |  |  | 5.34 | 2001-12-17 14:19 | Anjanece | 90 | 0 | #VALUE! | #VALUE!
CENTRAL MOLONEY | 70380499 | Y | CENTRAL MOLONEY , 70380499 |  |  | 5.41 | 2001-12-17 14:19 | Anjanece | 90 | 0 | #VALUE! | #VALUE!
CENTRAL MOLONEY | 70380499 | Y | CENTRAL MOLONEY , 70380499 |  |  | 5.44 | 2001-12-17 14:19 | Anjanece | 90 | 0 | #VALUE! | #VALUE!
CENTRAL MOLONEY | 70380499 | Y | CENTRAL MOLONEY , 70380499 |  | Storm Stores | 0 | 2018-04-16 10:23 | Anjanece | 90 | 0 | #VALUE! | #VALUE!
CENTRAL MOLONEY | 70380499 | Y | CENTRAL MOLONEY , 70380499 |  |  | 3.16 | 2018-04-16 10:23 | Anjanece | 90 | 0 | #VALUE! | #VALUE!
CENTRAL MOLONEY | 70380499 | Y | CENTRAL MOLONEY , 70380499 |  |  | 3.19 | 2018-04-16 10:23 | Anjanece | 90 | 0 | #VALUE! | #VALUE!
CENTRAL MOLONEY | 70380499 | Y | CENTRAL MOLONEY , 70380499 |  |  | 4.09 | 2018-04-16 10:23 | Anjanece | 90 | 0 | #VALUE! | #VALUE!
CENTRAL MOLONEY | 70380499 | Y | CENTRAL MOLONEY , 70380499 |  |  | 4.12 | 2018-04-16 10:23 | Anjanece | 90 | 0 | #VALUE! | #VALUE!
CENTRAL MOLONEY | 70380499 | Y | CENTRAL MOLONEY , 70380499 |  |  | 4.48 | 2018-04-16 10:23 | Anjanece | 90 | 0 | #VALUE! | #VALUE!
CENTRAL MOLONEY | 70380499 | Y | CENTRAL MOLONEY , 70380499 |  |  | 4.68 | 2018-04-16 10:23 | Anjanece | 90 | 0 | #VALUE! | #VALUE!
CENTRAL MOLONEY | 70380499 | Y | CENTRAL MOLONEY , 70380499 |  |  | 4.7 | 2018-04-16 10:23 | Anjanece | 90 | 0 | #VALUE! | #VALUE!
POWERLINE HARDWARE CO. | SILAG-01-KR | Y | POWERLINE HARDWARE CO. , SILAG-01-KR | JEA OVERHEAD DISTRIBUTION | CSC Stores | 12.81 | 2002-03-12 09:33 | Anjanece | 12 | 2000 | #VALUE! | #VALUE!
POWERLINE HARDWARE CO. | SILAG-01-KR | Y | POWERLINE HARDWARE CO. , SILAG-01-KR |  |  | 12.82 | 2002-03-12 09:33 | Anjanece | 12 | 2000 | #VALUE! | #VALUE!
POWERLINE HARDWARE CO. | SILAG-01-KR | Y | POWERLINE HARDWARE CO. , SILAG-01-KR |  |  | 12.87 | 2002-03-12 09:33 | Anjanece | 12 | 2000 | #VALUE! | #VALUE!
POWERLINE HARDWARE CO. | SILAG-01-KR | Y | POWERLINE HARDWARE CO. , SILAG-01-KR |  |  | 12.92 | 2002-03-12 09:33 | Anjanece | 12 | 2000 | #VALUE! | #VALUE!
POWERLINE HARDWARE CO. | SILAG-01-KR | Y | POWERLINE HARDWARE CO. , SILAG-01-KR |  |  | 12.93 | 2002-03-12 09:33 | Anjanece | 12 | 2000 | #VALUE! | #VALUE!
POWERLINE HARDWARE CO. | SILAG-01-KR | Y | POWERLINE HARDWARE CO. , SILAG-01-KR |  |  | 12.95 | 2002-03-12 09:33 | Anjanece | 12 | 2000 | #VALUE! | #VALUE!
POWERLINE HARDWARE CO. | SILAG-01-KR | Y | POWERLINE HARDWARE CO. , SILAG-01-KR |  |  | 12.96 | 2002-03-12 09:33 | Anjanece | 12 | 2000 | #VALUE! | #VALUE!
POWERLINE HARDWARE CO. | SILAG-01-KR | Y | POWERLINE HARDWARE CO. , SILAG-01-KR |  |  | 12.98 | 2002-03-12 09:33 | Anjanece | 12 | 2000 | #VALUE! | #VALUE!
POWERLINE HARDWARE CO. | SILAG-01-KR | Y | POWERLINE HARDWARE CO. , SILAG-01-KR |  |  | 12.99 | 2002-03-12 09:33 | Anjanece | 12 | 2000 | #VALUE! | #VALUE!
POWERLINE HARDWARE CO. | SILAG-01-KR | Y | POWERLINE HARDWARE CO. , SILAG-01-KR |  |  | 13 | 2002-03-12 09:33 | Anjanece | 12 | 2000 | #VALUE! | #VALUE!
POWERLINE HARDWARE CO. | SILAG-01-KR | Y | POWERLINE HARDWARE CO. , SILAG-01-KR |  |  | 13.01 | 2002-03-12 09:33 | Anjanece | 12 | 2000 | #VALUE! | #VALUE!
POWERLINE HARDWARE CO. | SILAG-01-KR | Y | POWERLINE HARDWARE CO. , SILAG-01-KR |  |  | 13.04 | 2002-03-12 09:33 | Anjanece | 12 | 2000 | #VALUE! | #VALUE!
POWERLINE HARDWARE CO. | SILAG-01-KR | Y | POWERLINE HARDWARE CO. , SILAG-01-KR |  |  | 13.07 | 2002-03-12 09:33 | Anjanece | 12 | 2000 | #VALUE! | #VALUE!
POWERLINE HARDWARE CO. | SILAG-01-KR | Y | POWERLINE HARDWARE CO. , SILAG-01-KR |  |  | 13.43 | 2002-03-12 09:33 | Anjanece | 12 | 2000 | #VALUE! | #VALUE!
POWERLINE HARDWARE CO. | SILAG-01-KR | Y | POWERLINE HARDWARE CO. , SILAG-01-KR |  |  | 13.47 | 2002-03-12 09:33 | Anjanece | 12 | 2000 | #VALUE! | #VALUE!
POWERLINE HARDWARE CO. | SILAG-01-KR | Y | POWERLINE HARDWARE CO. , SILAG-01-KR |  |  | 13.61 | 2002-03-12 09:33 | Anjanece | 12 | 2000 | #VALUE! | #VALUE!
POWERLINE HARDWARE CO. | SILAG-01-KR | Y | POWERLINE HARDWARE CO. , SILAG-01-KR |  |  | 13.67 | 2002-03-12 09:33 | Anjanece | 12 | 2000 | #VALUE! | #VALUE!
POWERLINE HARDWARE CO. | SILAG-01-KR | Y | POWERLINE HARDWARE CO. , SILAG-01-KR |  |  | 13.74 | 2002-03-12 09:33 | Anjanece | 12 | 2000 | #VALUE! | #VALUE!
POWERLINE HARDWARE CO. | SILAG-01-KR | Y | POWERLINE HARDWARE CO. , SILAG-01-KR |  |  | 13.83 | 2002-03-12 09:33 | Anjanece | 12 | 2000 | #VALUE! | #VALUE!
POWERLINE HARDWARE CO. | SILAG-01-KR | Y | POWERLINE HARDWARE CO. , SILAG-01-KR |  |  | 13.89 | 2002-03-12 09:33 | Anjanece | 12 | 2000 | #VALUE! | #VALUE!
POWERLINE HARDWARE CO. | SILAG-01-KR | Y | POWERLINE HARDWARE CO. , SILAG-01-KR |  |  | 14.12 | 2002-03-12 09:33 | Anjanece | 12 | 2000 | #VALUE! | #VALUE!
POWERLINE HARDWARE CO. | SILAG-01-KR | Y | POWERLINE HARDWARE CO. , SILAG-01-KR |  |  | 14.2 | 2002-03-12 09:33 | Anjanece | 12 | 2000 | #VALUE! | #VALUE!
POWERLINE HARDWARE CO. | SILAG-01-KR | Y | POWERLINE HARDWARE CO. , SILAG-01-KR |  |  | 14.24 | 2002-03-12 09:33 | Anjanece | 12 | 2000 | #VALUE! | #VALUE!
POWERLINE HARDWARE CO. | SILAG-01-KR | Y | POWERLINE HARDWARE CO. , SILAG-01-KR |  |  | 15.21 | 2002-03-12 09:33 | Anjanece | 12 | 2000 | #VALUE! | #VALUE!
POWERLINE HARDWARE CO. | SILAG-01-KR | Y | POWERLINE HARDWARE CO. , SILAG-01-KR |  |  | 16.63 | 2002-03-12 09:33 | Anjanece | 12 | 2000 | #VALUE! | #VALUE!
POWERLINE HARDWARE CO. | SILAG-01-KR | Y | POWERLINE HARDWARE CO. , SILAG-01-KR |  |  | 17.61 | 2002-03-12 09:33 | Anjanece | 12 | 2000 | #VALUE! | #VALUE!
POWERLINE HARDWARE CO. | SILAG-01-KR | Y | POWERLINE HARDWARE CO. , SILAG-01-KR |  |  | 19.51 | 2002-03-12 09:33 | Anjanece | 12 | 2000 | #VALUE! | #VALUE!
POWERLINE HARDWARE CO. | SILAG-01-KR | Y | POWERLINE HARDWARE CO. , SILAG-01-KR |  |  | 20.99 | 2002-03-12 09:33 | Anjanece | 12 | 2000 | #VALUE! | #VALUE!
POWERLINE HARDWARE CO. | SILAG-01-KR | Y | POWERLINE HARDWARE CO. , SILAG-01-KR |  |  | 22.43 | 2002-03-12 09:33 | Anjanece | 12 | 2000 | #VALUE! | #VALUE!
POWERLINE HARDWARE CO. | SILAG-01-KR | Y | POWERLINE HARDWARE CO. , SILAG-01-KR |  |  | 22.46 | 2002-03-12 09:33 | Anjanece | 12 | 2000 | #VALUE! | #VALUE!
POWERLINE HARDWARE CO. | SILAG-01-KR | Y | POWERLINE HARDWARE CO. , SILAG-01-KR |  |  | 22.49 | 2002-03-12 09:33 | Anjanece | 12 | 2000 | #VALUE! | #VALUE!
POWERLINE HARDWARE CO. | SILAG-01-KR | Y | POWERLINE HARDWARE CO. , SILAG-01-KR |  |  | 22.63 | 2002-03-12 09:33 | Anjanece | 12 | 2000 | #VALUE! | #VALUE!
POWERLINE HARDWARE CO. | SILAG-01-KR | Y | POWERLINE HARDWARE CO. , SILAG-01-KR |  |  | 22.73 | 2002-03-12 09:33 | Anjanece | 12 | 2000 | #VALUE! | #VALUE!
POWERLINE HARDWARE CO. | SILAG-01-KR | Y | POWERLINE HARDWARE CO. , SILAG-01-KR |  |  | 22.97 | 2002-03-12 09:33 | Anjanece | 12 | 2000 | #VALUE! | #VALUE!
POWERLINE HARDWARE CO. | SILAG-01-KR | Y | POWERLINE HARDWARE CO. , SILAG-01-KR |  |  | 23.22 | 2002-03-12 09:33 | Anjanece | 12 | 2000 | #VALUE! | #VALUE!
POWERLINE HARDWARE CO. | SILAG-01-KR | Y | POWERLINE HARDWARE CO. , SILAG-01-KR |  |  | 23.31 | 2002-03-12 09:33 | Anjanece | 12 | 2000 | #VALUE! | #VALUE!
POWERLINE HARDWARE CO. | SILAG-01-KR | Y | POWERLINE HARDWARE CO. , SILAG-01-KR |  |  | 23.41 | 2002-03-12 09:33 | Anjanece | 12 | 2000 | #VALUE! | #VALUE!
POWERLINE HARDWARE CO. | SILAG-01-KR | Y | POWERLINE HARDWARE CO. , SILAG-01-KR |  |  | 24.15 | 2002-03-12 09:33 | Anjanece | 12 | 2000 | #VALUE! | #VALUE!
POWERLINE HARDWARE CO. | SILAG-01-KR | Y | POWERLINE HARDWARE CO. , SILAG-01-KR |  |  | 24.2 | 2002-03-12 09:33 | Anjanece | 12 | 2000 | #VALUE! | #VALUE!
POWERLINE HARDWARE CO. | SILAG-01-KR | Y | POWERLINE HARDWARE CO. , SILAG-01-KR |  |  | 24.22 | 2002-03-12 09:33 | Anjanece | 12 | 2000 | #VALUE! | #VALUE!
POWERLINE HARDWARE CO. | SILAG-01-KR | Y | POWERLINE HARDWARE CO. , SILAG-01-KR |  |  | 24.99 | 2002-03-12 09:33 | Anjanece | 12 | 2000 | #VALUE! | #VALUE!
POWERLINE HARDWARE CO. | SILAG-01-KR | Y | POWERLINE HARDWARE CO. , SILAG-01-KR |  |  | 26.03 | 2002-03-12 09:33 | Anjanece | 12 | 2000 | #VALUE! | #VALUE!
POWERLINE HARDWARE CO. | SILAG-01-KR | Y | POWERLINE HARDWARE CO. , SILAG-01-KR |  | Storm Stores | 0 | 2018-04-16 10:24 | Anjanece | 12 | 2000 | #VALUE! | #VALUE!
POWERLINE HARDWARE CO. | SILAG-01-KR | Y | POWERLINE HARDWARE CO. , SILAG-01-KR |  |  | 12.99 | 2018-04-16 10:24 | Anjanece | 12 | 2000 | #VALUE! | #VALUE!
POWERLINE HARDWARE CO. | SILAG-01-KR | Y | POWERLINE HARDWARE CO. , SILAG-01-KR |  |  | 13.36 | 2018-04-16 10:24 | Anjanece | 12 | 2000 | #VALUE! | #VALUE!
POWERLINE HARDWARE CO. | SILAG-01-KR | Y | POWERLINE HARDWARE CO. , SILAG-01-KR |  |  | 13.44 | 2018-04-16 10:24 | Anjanece | 12 | 2000 | #VALUE! | #VALUE!
POWERLINE HARDWARE CO. | SILAG-01-KR | Y | POWERLINE HARDWARE CO. , SILAG-01-KR |  |  | 13.45 | 2018-04-16 10:24 | Anjanece | 12 | 2000 | #VALUE! | #VALUE!
POWERLINE HARDWARE CO. | SILAG-01-KR | Y | POWERLINE HARDWARE CO. , SILAG-01-KR |  |  | 13.53 | 2018-04-16 10:24 | Anjanece | 12 | 2000 | #VALUE! | #VALUE!
POWERLINE HARDWARE CO. | SILAG-01-KR | Y | POWERLINE HARDWARE CO. , SILAG-01-KR |  |  | 20.77 | 2018-04-16 10:24 | Anjanece | 12 | 2000 | #VALUE! | #VALUE!
POWERLINE HARDWARE CO. | SILAG-01-KR | Y | POWERLINE HARDWARE CO. , SILAG-01-KR |  |  | 22.61 | 2018-04-16 10:24 | Anjanece | 12 | 2000 | #VALUE! | #VALUE!
POWERLINE HARDWARE CO. | SILAG-01-KR | Y | POWERLINE HARDWARE CO. , SILAG-01-KR |  |  | 23.98 | 2018-04-16 10:24 | Anjanece | 12 | 2000 | #VALUE! | #VALUE!
POWERLINE HARDWARE CO. | SILAG-01-KR | Y | POWERLINE HARDWARE CO. , SILAG-01-KR |  |  | 24.93 | 2018-04-16 10:24 | Anjanece | 12 | 2000 | #VALUE! | #VALUE!
CARLON | (SEE SPEC)59011N | Y | CARLON , (SEE SPEC)59011N | JEA OVERHEAD DISTRIBUTION | CSC Stores | 7.42 | 2001-12-17 14:27 | Anjanece | 150 | 1400 | #VALUE! | #VALUE!
CARLON | (SEE SPEC)59011N | Y | CARLON , (SEE SPEC)59011N |  |  | 8.06 | 2001-12-17 14:27 | Anjanece | 150 | 1400 | #VALUE! | #VALUE!
CARLON | (SEE SPEC)59011N | Y | CARLON , (SEE SPEC)59011N |  |  | 8.07 | 2001-12-17 14:27 | Anjanece | 150 | 1400 | #VALUE! | #VALUE!
CARLON | (SEE SPEC)59011N | Y | CARLON , (SEE SPEC)59011N |  |  | 8.08 | 2001-12-17 14:27 | Anjanece | 150 | 1400 | #VALUE! | #VALUE!
CARLON | (SEE SPEC)59011N | Y | CARLON , (SEE SPEC)59011N |  |  | 8.14 | 2001-12-17 14:27 | Anjanece | 150 | 1400 | #VALUE! | #VALUE!
CARLON | (SEE SPEC)59011N | Y | CARLON , (SEE SPEC)59011N |  |  | 8.17 | 2001-12-17 14:27 | Anjanece | 150 | 1400 | #VALUE! | #VALUE!
CARLON | (SEE SPEC)59011N | Y | CARLON , (SEE SPEC)59011N |  |  | 8.33 | 2001-12-17 14:27 | Anjanece | 150 | 1400 | #VALUE! | #VALUE!
CARLON | (SEE SPEC)59011N | Y | CARLON , (SEE SPEC)59011N |  |  | 8.36 | 2001-12-17 14:27 | Anjanece | 150 | 1400 | #VALUE! | #VALUE!
CARLON | (SEE SPEC)59011N | Y | CARLON , (SEE SPEC)59011N |  |  | 8.38 | 2001-12-17 14:27 | Anjanece | 150 | 1400 | #VALUE! | #VALUE!
CARLON | (SEE SPEC)59011N | Y | CARLON , (SEE SPEC)59011N |  |  | 8.52 | 2001-12-17 14:27 | Anjanece | 150 | 1400 | #VALUE! | #VALUE!
CARLON | (SEE SPEC)59011N | Y | CARLON , (SEE SPEC)59011N |  |  | 8.69 | 2001-12-17 14:27 | Anjanece | 150 | 1400 | #VALUE! | #VALUE!
CARLON | (SEE SPEC)59011N | Y | CARLON , (SEE SPEC)59011N |  |  | 9.08 | 2001-12-17 14:27 | Anjanece | 150 | 1400 | #VALUE! | #VALUE!
CARLON | (SEE SPEC)59011N | Y | CARLON , (SEE SPEC)59011N |  |  | 9.42 | 2001-12-17 14:27 | Anjanece | 150 | 1400 | #VALUE! | #VALUE!
CARLON | (SEE SPEC)59011N | Y | CARLON , (SEE SPEC)59011N |  |  | 10.74 | 2001-12-17 14:27 | Anjanece | 150 | 1400 | #VALUE! | #VALUE!
CARLON | (SEE SPEC)59011N | Y | CARLON , (SEE SPEC)59011N |  |  | 10.84 | 2001-12-17 14:27 | Anjanece | 150 | 1400 | #VALUE! | #VALUE!
CARLON | (SEE SPEC)59011N | Y | CARLON , (SEE SPEC)59011N |  |  | 11.07 | 2001-12-17 14:27 | Anjanece | 150 | 1400 | #VALUE! | #VALUE!
CARLON | (SEE SPEC)59011N | Y | CARLON , (SEE SPEC)59011N |  |  | 11.24 | 2001-12-17 14:27 | Anjanece | 150 | 1400 | #VALUE! | #VALUE!
CARLON | (SEE SPEC)59011N | Y | CARLON , (SEE SPEC)59011N |  |  | 11.29 | 2001-12-17 14:27 | Anjanece | 150 | 1400 | #VALUE! | #VALUE!
CARLON | (SEE SPEC)59011N | Y | CARLON , (SEE SPEC)59011N |  |  | 11.36 | 2001-12-17 14:27 | Anjanece | 150 | 1400 | #VALUE! | #VALUE!
CARLON | (SEE SPEC)59011N | Y | CARLON , (SEE SPEC)59011N |  |  | 11.37 | 2001-12-17 14:27 | Anjanece | 150 | 1400 | #VALUE! | #VALUE!
CARLON | (SEE SPEC)59011N | Y | CARLON , (SEE SPEC)59011N |  |  | 11.38 | 2001-12-17 14:27 | Anjanece | 150 | 1400 | #VALUE! | #VALUE!
CARLON | (SEE SPEC)59011N | Y | CARLON , (SEE SPEC)59011N |  |  | 11.39 | 2001-12-17 14:27 | Anjanece | 150 | 1400 | #VALUE! | #VALUE!
CARLON | (SEE SPEC)59011N | Y | CARLON , (SEE SPEC)59011N |  |  | 11.46 | 2001-12-17 14:27 | Anjanece | 150 | 1400 | #VALUE! | #VALUE!
CARLON | (SEE SPEC)59011N | Y | CARLON , (SEE SPEC)59011N |  |  | 11.52 | 2001-12-17 14:27 | Anjanece | 150 | 1400 | #VALUE! | #VALUE!
CARLON | (SEE SPEC)59011N | Y | CARLON , (SEE SPEC)59011N |  |  | 11.6 | 2001-12-17 14:27 | Anjanece | 150 | 1400 | #VALUE! | #VALUE!
CARLON | (SEE SPEC)59011N | Y | CARLON , (SEE SPEC)59011N |  |  | 11.85 | 2001-12-17 14:27 | Anjanece | 150 | 1400 | #VALUE! | #VALUE!
CARLON | (SEE SPEC)59011N | Y | CARLON , (SEE SPEC)59011N |  |  | 12.36 | 2001-12-17 14:27 | Anjanece | 150 | 1400 | #VALUE! | #VALUE!
CARLON | (SEE SPEC)59011N | Y | CARLON , (SEE SPEC)59011N |  |  | 12.74 | 2001-12-17 14:27 | Anjanece | 150 | 1400 | #VALUE! | #VALUE!
CARLON | (SEE SPEC)59011N | Y | CARLON , (SEE SPEC)59011N |  |  | 13.07 | 2001-12-17 14:27 | Anjanece | 150 | 1400 | #VALUE! | #VALUE!
CARLON | (SEE SPEC)59011N | Y | CARLON , (SEE SPEC)59011N |  |  | 13.44 | 2001-12-17 14:27 | Anjanece | 150 | 1400 | #VALUE! | #VALUE!
CARLON | (SEE SPEC)59011N | Y | CARLON , (SEE SPEC)59011N |  |  | 13.67 | 2001-12-17 14:27 | Anjanece | 150 | 1400 | #VALUE! | #VALUE!
CARLON | (SEE SPEC)59011N | Y | CARLON , (SEE SPEC)59011N |  |  | 14.27 | 2001-12-17 14:27 | Anjanece | 150 | 1400 | #VALUE! | #VALUE!
CARLON | (SEE SPEC)59011N | Y | CARLON , (SEE SPEC)59011N |  |  | 15.28 | 2001-12-17 14:27 | Anjanece | 150 | 1400 | #VALUE! | #VALUE!
CUSTOM PLASTICS, INC. | CPI-42100 | Y | CUSTOM PLASTICS, INC. , CPI-42100 | JEA OVERHEAD DISTRIBUTION | CSC Stores | 7.42 | 2001-12-17 14:27 | Anjanece | 150 | 1400 | #VALUE! | #VALUE!
CUSTOM PLASTICS, INC. | CPI-42100 | Y | CUSTOM PLASTICS, INC. , CPI-42100 |  |  | 8.06 | 2001-12-17 14:27 | Anjanece | 150 | 1400 | #VALUE! | #VALUE!
CUSTOM PLASTICS, INC. | CPI-42100 | Y | CUSTOM PLASTICS, INC. , CPI-42100 |  |  | 8.07 | 2001-12-17 14:27 | Anjanece | 150 | 1400 | #VALUE! | #VALUE!
CUSTOM PLASTICS, INC. | CPI-42100 | Y | CUSTOM PLASTICS, INC. , CPI-42100 |  |  | 8.08 | 2001-12-17 14:27 | Anjanece | 150 | 1400 | #VALUE! | #VALUE!
CUSTOM PLASTICS, INC. | CPI-42100 | Y | CUSTOM PLASTICS, INC. , CPI-42100 |  |  | 8.14 | 2001-12-17 14:27 | Anjanece | 150 | 1400 | #VALUE! | #VALUE!
CUSTOM PLASTICS, INC. | CPI-42100 | Y | CUSTOM PLASTICS, INC. , CPI-42100 |  |  | 8.17 | 2001-12-17 14:27 | Anjanece | 150 | 1400 | #VALUE! | #VALUE!
CUSTOM PLASTICS, INC. | CPI-42100 | Y | CUSTOM PLASTICS, INC. , CPI-42100 |  |  | 8.33 | 2001-12-17 14:27 | Anjanece | 150 | 1400 | #VALUE! | #VALUE!
CUSTOM PLASTICS, INC. | CPI-42100 | Y | CUSTOM PLASTICS, INC. , CPI-42100 |  |  | 8.36 | 2001-12-17 14:27 | Anjanece | 150 | 1400 | #VALUE! | #VALUE!
CUSTOM PLASTICS, INC. | CPI-42100 | Y | CUSTOM PLASTICS, INC. , CPI-42100 |  |  | 8.38 | 2001-12-17 14:27 | Anjanece | 150 | 1400 | #VALUE! | #VALUE!
CUSTOM PLASTICS, INC. | CPI-42100 | Y | CUSTOM PLASTICS, INC. , CPI-42100 |  |  | 8.52 | 2001-12-17 14:27 | Anjanece | 150 | 1400 | #VALUE! | #VALUE!
CUSTOM PLASTICS, INC. | CPI-42100 | Y | CUSTOM PLASTICS, INC. , CPI-42100 |  |  | 8.69 | 2001-12-17 14:27 | Anjanece | 150 | 1400 | #VALUE! | #VALUE!
CUSTOM PLASTICS, INC. | CPI-42100 | Y | CUSTOM PLASTICS, INC. , CPI-42100 |  |  | 9.08 | 2001-12-17 14:27 | Anjanece | 150 | 1400 | #VALUE! | #VALUE!
CUSTOM PLASTICS, INC. | CPI-42100 | Y | CUSTOM PLASTICS, INC. , CPI-42100 |  |  | 9.42 | 2001-12-17 14:27 | Anjanece | 150 | 1400 | #VALUE! | #VALUE!
CUSTOM PLASTICS, INC. | CPI-42100 | Y | CUSTOM PLASTICS, INC. , CPI-42100 |  |  | 10.74 | 2001-12-17 14:27 | Anjanece | 150 | 1400 | #VALUE! | #VALUE!
CUSTOM PLASTICS, INC. | CPI-42100 | Y | CUSTOM PLASTICS, INC. , CPI-42100 |  |  | 10.84 | 2001-12-17 14:27 | Anjanece | 150 | 1400 | #VALUE! | #VALUE!
CUSTOM PLASTICS, INC. | CPI-42100 | Y | CUSTOM PLASTICS, INC. , CPI-42100 |  |  | 11.07 | 2001-12-17 14:27 | Anjanece | 150 | 1400 | #VALUE! | #VALUE!
CUSTOM PLASTICS, INC. | CPI-42100 | Y | CUSTOM PLASTICS, INC. , CPI-42100 |  |  | 11.24 | 2001-12-17 14:27 | Anjanece | 150 | 1400 | #VALUE! | #VALUE!
CUSTOM PLASTICS, INC. | CPI-42100 | Y | CUSTOM PLASTICS, INC. , CPI-42100 |  |  | 11.29 | 2001-12-17 14:27 | Anjanece | 150 | 1400 | #VALUE! | #VALUE!
CUSTOM PLASTICS, INC. | CPI-42100 | Y | CUSTOM PLASTICS, INC. , CPI-42100 |  |  | 11.36 | 2001-12-17 14:27 | Anjanece | 150 | 1400 | #VALUE! | #VALUE!
CUSTOM PLASTICS, INC. | CPI-42100 | Y | CUSTOM PLASTICS, INC. , CPI-42100 |  |  | 11.37 | 2001-12-17 14:27 | Anjanece | 150 | 1400 | #VALUE! | #VALUE!
CUSTOM PLASTICS, INC. | CPI-42100 | Y | CUSTOM PLASTICS, INC. , CPI-42100 |  |  | 11.38 | 2001-12-17 14:27 | Anjanece | 150 | 1400 | #VALUE! | #VALUE!
CUSTOM PLASTICS, INC. | CPI-42100 | Y | CUSTOM PLASTICS, INC. , CPI-42100 |  |  | 11.39 | 2001-12-17 14:27 | Anjanece | 150 | 1400 | #VALUE! | #VALUE!
CUSTOM PLASTICS, INC. | CPI-42100 | Y | CUSTOM PLASTICS, INC. , CPI-42100 |  |  | 11.46 | 2001-12-17 14:27 | Anjanece | 150 | 1400 | #VALUE! | #VALUE!
CUSTOM PLASTICS, INC. | CPI-42100 | Y | CUSTOM PLASTICS, INC. , CPI-42100 |  |  | 11.52 | 2001-12-17 14:27 | Anjanece | 150 | 1400 | #VALUE! | #VALUE!
CUSTOM PLASTICS, INC. | CPI-42100 | Y | CUSTOM PLASTICS, INC. , CPI-42100 |  |  | 11.6 | 2001-12-17 14:27 | Anjanece | 150 | 1400 | #VALUE! | #VALUE!
CUSTOM PLASTICS, INC. | CPI-42100 | Y | CUSTOM PLASTICS, INC. , CPI-42100 |  |  | 11.85 | 2001-12-17 14:27 | Anjanece | 150 | 1400 | #VALUE! | #VALUE!
CUSTOM PLASTICS, INC. | CPI-42100 | Y | CUSTOM PLASTICS, INC. , CPI-42100 |  |  | 12.36 | 2001-12-17 14:27 | Anjanece | 150 | 1400 | #VALUE! | #VALUE!
CUSTOM PLASTICS, INC. | CPI-42100 | Y | CUSTOM PLASTICS, INC. , CPI-42100 |  |  | 12.74 | 2001-12-17 14:27 | Anjanece | 150 | 1400 | #VALUE! | #VALUE!
CUSTOM PLASTICS, INC. | CPI-42100 | Y | CUSTOM PLASTICS, INC. , CPI-42100 |  |  | 13.07 | 2001-12-17 14:27 | Anjanece | 150 | 1400 | #VALUE! | #VALUE!
CUSTOM PLASTICS, INC. | CPI-42100 | Y | CUSTOM PLASTICS, INC. , CPI-42100 |  |  | 13.44 | 2001-12-17 14:27 | Anjanece | 150 | 1400 | #VALUE! | #VALUE!
CUSTOM PLASTICS, INC. | CPI-42100 | Y | CUSTOM PLASTICS, INC. , CPI-42100 |  |  | 13.67 | 2001-12-17 14:27 | Anjanece | 150 | 1400 | #VALUE! | #VALUE!
CUSTOM PLASTICS, INC. | CPI-42100 | Y | CUSTOM PLASTICS, INC. , CPI-42100 |  |  | 14.27 | 2001-12-17 14:27 | Anjanece | 150 | 1400 | #VALUE! | #VALUE!
CUSTOM PLASTICS, INC. | CPI-42100 | Y | CUSTOM PLASTICS, INC. , CPI-42100 |  |  | 15.28 | 2001-12-17 14:27 | Anjanece | 150 | 1400 | #VALUE! | #VALUE!
ELECTRICAL MATERIALS CO., INC. | PE-2UG10H | Y | ELECTRICAL MATERIALS CO., INC. , PE-2UG10H | JEA OVERHEAD DISTRIBUTION | CSC Stores | 7.42 | 2001-12-17 14:27 | Anjanece | 150 | 1400 | #VALUE! | #VALUE!
ELECTRICAL MATERIALS CO., INC. | PE-2UG10H | Y | ELECTRICAL MATERIALS CO., INC. , PE-2UG10H |  |  | 8.06 | 2001-12-17 14:27 | Anjanece | 150 | 1400 | #VALUE! | #VALUE!
ELECTRICAL MATERIALS CO., INC. | PE-2UG10H | Y | ELECTRICAL MATERIALS CO., INC. , PE-2UG10H |  |  | 8.07 | 2001-12-17 14:27 | Anjanece | 150 | 1400 | #VALUE! | #VALUE!
ELECTRICAL MATERIALS CO., INC. | PE-2UG10H | Y | ELECTRICAL MATERIALS CO., INC. , PE-2UG10H |  |  | 8.08 | 2001-12-17 14:27 | Anjanece | 150 | 1400 | #VALUE! | #VALUE!
ELECTRICAL MATERIALS CO., INC. | PE-2UG10H | Y | ELECTRICAL MATERIALS CO., INC. , PE-2UG10H |  |  | 8.14 | 2001-12-17 14:27 | Anjanece | 150 | 1400 | #VALUE! | #VALUE!
ELECTRICAL MATERIALS CO., INC. | PE-2UG10H | Y | ELECTRICAL MATERIALS CO., INC. , PE-2UG10H |  |  | 8.17 | 2001-12-17 14:27 | Anjanece | 150 | 1400 | #VALUE! | #VALUE!
ELECTRICAL MATERIALS CO., INC. | PE-2UG10H | Y | ELECTRICAL MATERIALS CO., INC. , PE-2UG10H |  |  | 8.33 | 2001-12-17 14:27 | Anjanece | 150 | 1400 | #VALUE! | #VALUE!
ELECTRICAL MATERIALS CO., INC. | PE-2UG10H | Y | ELECTRICAL MATERIALS CO., INC. , PE-2UG10H |  |  | 8.36 | 2001-12-17 14:27 | Anjanece | 150 | 1400 | #VALUE! | #VALUE!
ELECTRICAL MATERIALS CO., INC. | PE-2UG10H | Y | ELECTRICAL MATERIALS CO., INC. , PE-2UG10H |  |  | 8.38 | 2001-12-17 14:27 | Anjanece | 150 | 1400 | #VALUE! | #VALUE!
ELECTRICAL MATERIALS CO., INC. | PE-2UG10H | Y | ELECTRICAL MATERIALS CO., INC. , PE-2UG10H |  |  | 8.52 | 2001-12-17 14:27 | Anjanece | 150 | 1400 | #VALUE! | #VALUE!
ELECTRICAL MATERIALS CO., INC. | PE-2UG10H | Y | ELECTRICAL MATERIALS CO., INC. , PE-2UG10H |  |  | 8.69 | 2001-12-17 14:27 | Anjanece | 150 | 1400 | #VALUE! | #VALUE!
ELECTRICAL MATERIALS CO., INC. | PE-2UG10H | Y | ELECTRICAL MATERIALS CO., INC. , PE-2UG10H |  |  | 9.08 | 2001-12-17 14:27 | Anjanece | 150 | 1400 | #VALUE! | #VALUE!
ELECTRICAL MATERIALS CO., INC. | PE-2UG10H | Y | ELECTRICAL MATERIALS CO., INC. , PE-2UG10H |  |  | 9.42 | 2001-12-17 14:27 | Anjanece | 150 | 1400 | #VALUE! | #VALUE!
ELECTRICAL MATERIALS CO., INC. | PE-2UG10H | Y | ELECTRICAL MATERIALS CO., INC. , PE-2UG10H |  |  | 10.74 | 2001-12-17 14:27 | Anjanece | 150 | 1400 | #VALUE! | #VALUE!
ELECTRICAL MATERIALS CO., INC. | PE-2UG10H | Y | ELECTRICAL MATERIALS CO., INC. , PE-2UG10H |  |  | 10.84 | 2001-12-17 14:27 | Anjanece | 150 | 1400 | #VALUE! | #VALUE!
ELECTRICAL MATERIALS CO., INC. | PE-2UG10H | Y | ELECTRICAL MATERIALS CO., INC. , PE-2UG10H |  |  | 11.07 | 2001-12-17 14:27 | Anjanece | 150 | 1400 | #VALUE! | #VALUE!
ELECTRICAL MATERIALS CO., INC. | PE-2UG10H | Y | ELECTRICAL MATERIALS CO., INC. , PE-2UG10H |  |  | 11.24 | 2001-12-17 14:27 | Anjanece | 150 | 1400 | #VALUE! | #VALUE!
ELECTRICAL MATERIALS CO., INC. | PE-2UG10H | Y | ELECTRICAL MATERIALS CO., INC. , PE-2UG10H |  |  | 11.29 | 2001-12-17 14:27 | Anjanece | 150 | 1400 | #VALUE! | #VALUE!
ELECTRICAL MATERIALS CO., INC. | PE-2UG10H | Y | ELECTRICAL MATERIALS CO., INC. , PE-2UG10H |  |  | 11.36 | 2001-12-17 14:27 | Anjanece | 150 | 1400 | #VALUE! | #VALUE!
ELECTRICAL MATERIALS CO., INC. | PE-2UG10H | Y | ELECTRICAL MATERIALS CO., INC. , PE-2UG10H |  |  | 11.37 | 2001-12-17 14:27 | Anjanece | 150 | 1400 | #VALUE! | #VALUE!
ELECTRICAL MATERIALS CO., INC. | PE-2UG10H | Y | ELECTRICAL MATERIALS CO., INC. , PE-2UG10H |  |  | 11.38 | 2001-12-17 14:27 | Anjanece | 150 | 1400 | #VALUE! | #VALUE!
ELECTRICAL MATERIALS CO., INC. | PE-2UG10H | Y | ELECTRICAL MATERIALS CO., INC. , PE-2UG10H |  |  | 11.39 | 2001-12-17 14:27 | Anjanece | 150 | 1400 | #VALUE! | #VALUE!
ELECTRICAL MATERIALS CO., INC. | PE-2UG10H | Y | ELECTRICAL MATERIALS CO., INC. , PE-2UG10H |  |  | 11.46 | 2001-12-17 14:27 | Anjanece | 150 | 1400 | #VALUE! | #VALUE!
ELECTRICAL MATERIALS CO., INC. | PE-2UG10H | Y | ELECTRICAL MATERIALS CO., INC. , PE-2UG10H |  |  | 11.52 | 2001-12-17 14:27 | Anjanece | 150 | 1400 | #VALUE! | #VALUE!
ELECTRICAL MATERIALS CO., INC. | PE-2UG10H | Y | ELECTRICAL MATERIALS CO., INC. , PE-2UG10H |  |  | 11.6 | 2001-12-17 14:27 | Anjanece | 150 | 1400 | #VALUE! | #VALUE!
ELECTRICAL MATERIALS CO., INC. | PE-2UG10H | Y | ELECTRICAL MATERIALS CO., INC. , PE-2UG10H |  |  | 11.85 | 2001-12-17 14:27 | Anjanece | 150 | 1400 | #VALUE! | #VALUE!
ELECTRICAL MATERIALS CO., INC. | PE-2UG10H | Y | ELECTRICAL MATERIALS CO., INC. , PE-2UG10H |  |  | 12.36 | 2001-12-17 14:27 | Anjanece | 150 | 1400 | #VALUE! | #VALUE!
ELECTRICAL MATERIALS CO., INC. | PE-2UG10H | Y | ELECTRICAL MATERIALS CO., INC. , PE-2UG10H |  |  | 12.74 | 2001-12-17 14:27 | Anjanece | 150 | 1400 | #VALUE! | #VALUE!
ELECTRICAL MATERIALS CO., INC. | PE-2UG10H | Y | ELECTRICAL MATERIALS CO., INC. , PE-2UG10H |  |  | 13.07 | 2001-12-17 14:27 | Anjanece | 150 | 1400 | #VALUE! | #VALUE!
ELECTRICAL MATERIALS CO., INC. | PE-2UG10H | Y | ELECTRICAL MATERIALS CO., INC. , PE-2UG10H |  |  | 13.44 | 2001-12-17 14:27 | Anjanece | 150 | 1400 | #VALUE! | #VALUE!
ELECTRICAL MATERIALS CO., INC. | PE-2UG10H | Y | ELECTRICAL MATERIALS CO., INC. , PE-2UG10H |  |  | 13.67 | 2001-12-17 14:27 | Anjanece | 150 | 1400 | #VALUE! | #VALUE!
ELECTRICAL MATERIALS CO., INC. | PE-2UG10H | Y | ELECTRICAL MATERIALS CO., INC. , PE-2UG10H |  |  | 14.27 | 2001-12-17 14:27 | Anjanece | 150 | 1400 | #VALUE! | #VALUE!
ELECTRICAL MATERIALS CO., INC. | PE-2UG10H | Y | ELECTRICAL MATERIALS CO., INC. , PE-2UG10H |  |  | 15.28 | 2001-12-17 14:27 | Anjanece | 150 | 1400 | #VALUE! | #VALUE!
HOLM INDUSTRIES INC | (SEE SPEC)PM2-40 | Y | HOLM INDUSTRIES INC , (SEE SPEC)PM2-40 | JEA OVERHEAD DISTRIBUTION | CSC Stores | 7.42 | 2001-12-17 14:27 | Anjanece | 150 | 1400 | #VALUE! | #VALUE!
HOLM INDUSTRIES INC | (SEE SPEC)PM2-40 | Y | HOLM INDUSTRIES INC , (SEE SPEC)PM2-40 |  |  | 8.06 | 2001-12-17 14:27 | Anjanece | 150 | 1400 | #VALUE! | #VALUE!
HOLM INDUSTRIES INC | (SEE SPEC)PM2-40 | Y | HOLM INDUSTRIES INC , (SEE SPEC)PM2-40 |  |  | 8.07 | 2001-12-17 14:27 | Anjanece | 150 | 1400 | #VALUE! | #VALUE!
HOLM INDUSTRIES INC | (SEE SPEC)PM2-40 | Y | HOLM INDUSTRIES INC , (SEE SPEC)PM2-40 |  |  | 8.08 | 2001-12-17 14:27 | Anjanece | 150 | 1400 | #VALUE! | #VALUE!
HOLM INDUSTRIES INC | (SEE SPEC)PM2-40 | Y | HOLM INDUSTRIES INC , (SEE SPEC)PM2-40 |  |  | 8.14 | 2001-12-17 14:27 | Anjanece | 150 | 1400 | #VALUE! | #VALUE!
HOLM INDUSTRIES INC | (SEE SPEC)PM2-40 | Y | HOLM INDUSTRIES INC , (SEE SPEC)PM2-40 |  |  | 8.17 | 2001-12-17 14:27 | Anjanece | 150 | 1400 | #VALUE! | #VALUE!
HOLM INDUSTRIES INC | (SEE SPEC)PM2-40 | Y | HOLM INDUSTRIES INC , (SEE SPEC)PM2-40 |  |  | 8.33 | 2001-12-17 14:27 | Anjanece | 150 | 1400 | #VALUE! | #VALUE!
HOLM INDUSTRIES INC | (SEE SPEC)PM2-40 | Y | HOLM INDUSTRIES INC , (SEE SPEC)PM2-40 |  |  | 8.36 | 2001-12-17 14:27 | Anjanece | 150 | 1400 | #VALUE! | #VALUE!
HOLM INDUSTRIES INC | (SEE SPEC)PM2-40 | Y | HOLM INDUSTRIES INC , (SEE SPEC)PM2-40 |  |  | 8.38 | 2001-12-17 14:27 | Anjanece | 150 | 1400 | #VALUE! | #VALUE!
HOLM INDUSTRIES INC | (SEE SPEC)PM2-40 | Y | HOLM INDUSTRIES INC , (SEE SPEC)PM2-40 |  |  | 8.52 | 2001-12-17 14:27 | Anjanece | 150 | 1400 | #VALUE! | #VALUE!
HOLM INDUSTRIES INC | (SEE SPEC)PM2-40 | Y | HOLM INDUSTRIES INC , (SEE SPEC)PM2-40 |  |  | 8.69 | 2001-12-17 14:27 | Anjanece | 150 | 1400 | #VALUE! | #VALUE!
HOLM INDUSTRIES INC | (SEE SPEC)PM2-40 | Y | HOLM INDUSTRIES INC , (SEE SPEC)PM2-40 |  |  | 9.08 | 2001-12-17 14:27 | Anjanece | 150 | 1400 | #VALUE! | #VALUE!
HOLM INDUSTRIES INC | (SEE SPEC)PM2-40 | Y | HOLM INDUSTRIES INC , (SEE SPEC)PM2-40 |  |  | 9.42 | 2001-12-17 14:27 | Anjanece | 150 | 1400 | #VALUE! | #VALUE!
HOLM INDUSTRIES INC | (SEE SPEC)PM2-40 | Y | HOLM INDUSTRIES INC , (SEE SPEC)PM2-40 |  |  | 10.74 | 2001-12-17 14:27 | Anjanece | 150 | 1400 | #VALUE! | #VALUE!
HOLM INDUSTRIES INC | (SEE SPEC)PM2-40 | Y | HOLM INDUSTRIES INC , (SEE SPEC)PM2-40 |  |  | 10.84 | 2001-12-17 14:27 | Anjanece | 150 | 1400 | #VALUE! | #VALUE!
HOLM INDUSTRIES INC | (SEE SPEC)PM2-40 | Y | HOLM INDUSTRIES INC , (SEE SPEC)PM2-40 |  |  | 11.07 | 2001-12-17 14:27 | Anjanece | 150 | 1400 | #VALUE! | #VALUE!
HOLM INDUSTRIES INC | (SEE SPEC)PM2-40 | Y | HOLM INDUSTRIES INC , (SEE SPEC)PM2-40 |  |  | 11.24 | 2001-12-17 14:27 | Anjanece | 150 | 1400 | #VALUE! | #VALUE!
HOLM INDUSTRIES INC | (SEE SPEC)PM2-40 | Y | HOLM INDUSTRIES INC , (SEE SPEC)PM2-40 |  |  | 11.29 | 2001-12-17 14:27 | Anjanece | 150 | 1400 | #VALUE! | #VALUE!
HOLM INDUSTRIES INC | (SEE SPEC)PM2-40 | Y | HOLM INDUSTRIES INC , (SEE SPEC)PM2-40 |  |  | 11.36 | 2001-12-17 14:27 | Anjanece | 150 | 1400 | #VALUE! | #VALUE!
HOLM INDUSTRIES INC | (SEE SPEC)PM2-40 | Y | HOLM INDUSTRIES INC , (SEE SPEC)PM2-40 |  |  | 11.37 | 2001-12-17 14:27 | Anjanece | 150 | 1400 | #VALUE! | #VALUE!
HOLM INDUSTRIES INC | (SEE SPEC)PM2-40 | Y | HOLM INDUSTRIES INC , (SEE SPEC)PM2-40 |  |  | 11.38 | 2001-12-17 14:27 | Anjanece | 150 | 1400 | #VALUE! | #VALUE!
HOLM INDUSTRIES INC | (SEE SPEC)PM2-40 | Y | HOLM INDUSTRIES INC , (SEE SPEC)PM2-40 |  |  | 11.39 | 2001-12-17 14:27 | Anjanece | 150 | 1400 | #VALUE! | #VALUE!
HOLM INDUSTRIES INC | (SEE SPEC)PM2-40 | Y | HOLM INDUSTRIES INC , (SEE SPEC)PM2-40 |  |  | 11.46 | 2001-12-17 14:27 | Anjanece | 150 | 1400 | #VALUE! | #VALUE!
HOLM INDUSTRIES INC | (SEE SPEC)PM2-40 | Y | HOLM INDUSTRIES INC , (SEE SPEC)PM2-40 |  |  | 11.52 | 2001-12-17 14:27 | Anjanece | 150 | 1400 | #VALUE! | #VALUE!
HOLM INDUSTRIES INC | (SEE SPEC)PM2-40 | Y | HOLM INDUSTRIES INC , (SEE SPEC)PM2-40 |  |  | 11.6 | 2001-12-17 14:27 | Anjanece | 150 | 1400 | #VALUE! | #VALUE!
HOLM INDUSTRIES INC | (SEE SPEC)PM2-40 | Y | HOLM INDUSTRIES INC , (SEE SPEC)PM2-40 |  |  | 11.85 | 2001-12-17 14:27 | Anjanece | 150 | 1400 | #VALUE! | #VALUE!
HOLM INDUSTRIES INC | (SEE SPEC)PM2-40 | Y | HOLM INDUSTRIES INC , (SEE SPEC)PM2-40 |  |  | 12.36 | 2001-12-17 14:27 | Anjanece | 150 | 1400 | #VALUE! | #VALUE!
HOLM INDUSTRIES INC | (SEE SPEC)PM2-40 | Y | HOLM INDUSTRIES INC , (SEE SPEC)PM2-40 |  |  | 12.74 | 2001-12-17 14:27 | Anjanece | 150 | 1400 | #VALUE! | #VALUE!
HOLM INDUSTRIES INC | (SEE SPEC)PM2-40 | Y | HOLM INDUSTRIES INC , (SEE SPEC)PM2-40 |  |  | 13.07 | 2001-12-17 14:27 | Anjanece | 150 | 1400 | #VALUE! | #VALUE!
HOLM INDUSTRIES INC | (SEE SPEC)PM2-40 | Y | HOLM INDUSTRIES INC , (SEE SPEC)PM2-40 |  |  | 13.44 | 2001-12-17 14:27 | Anjanece | 150 | 1400 | #VALUE! | #VALUE!
HOLM INDUSTRIES INC | (SEE SPEC)PM2-40 | Y | HOLM INDUSTRIES INC , (SEE SPEC)PM2-40 |  |  | 13.67 | 2001-12-17 14:27 | Anjanece | 150 | 1400 | #VALUE! | #VALUE!
HOLM INDUSTRIES INC | (SEE SPEC)PM2-40 | Y | HOLM INDUSTRIES INC , (SEE SPEC)PM2-40 |  |  | 14.27 | 2001-12-17 14:27 | Anjanece | 150 | 1400 | #VALUE! | #VALUE!
HOLM INDUSTRIES INC | (SEE SPEC)PM2-40 | Y | HOLM INDUSTRIES INC , (SEE SPEC)PM2-40 |  |  | 15.28 | 2001-12-17 14:27 | Anjanece | 150 | 1400 | #VALUE! | #VALUE!
PRIME CONDUIT | (SEE SPEC) 59011N | Y | PRIME CONDUIT , (SEE SPEC) 59011N | JEA OVERHEAD DISTRIBUTION | CSC Stores | 7.42 | 2001-12-17 14:27 | Anjanece | 150 | 1400 | #VALUE! | #VALUE!
PRIME CONDUIT | (SEE SPEC) 59011N | Y | PRIME CONDUIT , (SEE SPEC) 59011N |  |  | 8.06 | 2001-12-17 14:27 | Anjanece | 150 | 1400 | #VALUE! | #VALUE!
PRIME CONDUIT | (SEE SPEC) 59011N | Y | PRIME CONDUIT , (SEE SPEC) 59011N |  |  | 8.07 | 2001-12-17 14:27 | Anjanece | 150 | 1400 | #VALUE! | #VALUE!
PRIME CONDUIT | (SEE SPEC) 59011N | Y | PRIME CONDUIT , (SEE SPEC) 59011N |  |  | 8.08 | 2001-12-17 14:27 | Anjanece | 150 | 1400 | #VALUE! | #VALUE!
PRIME CONDUIT | (SEE SPEC) 59011N | Y | PRIME CONDUIT , (SEE SPEC) 59011N |  |  | 8.14 | 2001-12-17 14:27 | Anjanece | 150 | 1400 | #VALUE! | #VALUE!
PRIME CONDUIT | (SEE SPEC) 59011N | Y | PRIME CONDUIT , (SEE SPEC) 59011N |  |  | 8.17 | 2001-12-17 14:27 | Anjanece | 150 | 1400 | #VALUE! | #VALUE!
PRIME CONDUIT | (SEE SPEC) 59011N | Y | PRIME CONDUIT , (SEE SPEC) 59011N |  |  | 8.33 | 2001-12-17 14:27 | Anjanece | 150 | 1400 | #VALUE! | #VALUE!
PRIME CONDUIT | (SEE SPEC) 59011N | Y | PRIME CONDUIT , (SEE SPEC) 59011N |  |  | 8.36 | 2001-12-17 14:27 | Anjanece | 150 | 1400 | #VALUE! | #VALUE!
PRIME CONDUIT | (SEE SPEC) 59011N | Y | PRIME CONDUIT , (SEE SPEC) 59011N |  |  | 8.38 | 2001-12-17 14:27 | Anjanece | 150 | 1400 | #VALUE! | #VALUE!
PRIME CONDUIT | (SEE SPEC) 59011N | Y | PRIME CONDUIT , (SEE SPEC) 59011N |  |  | 8.52 | 2001-12-17 14:27 | Anjanece | 150 | 1400 | #VALUE! | #VALUE!
PRIME CONDUIT | (SEE SPEC) 59011N | Y | PRIME CONDUIT , (SEE SPEC) 59011N |  |  | 8.69 | 2001-12-17 14:27 | Anjanece | 150 | 1400 | #VALUE! | #VALUE!
PRIME CONDUIT | (SEE SPEC) 59011N | Y | PRIME CONDUIT , (SEE SPEC) 59011N |  |  | 9.08 | 2001-12-17 14:27 | Anjanece | 150 | 1400 | #VALUE! | #VALUE!
PRIME CONDUIT | (SEE SPEC) 59011N | Y | PRIME CONDUIT , (SEE SPEC) 59011N |  |  | 9.42 | 2001-12-17 14:27 | Anjanece | 150 | 1400 | #VALUE! | #VALUE!
PRIME CONDUIT | (SEE SPEC) 59011N | Y | PRIME CONDUIT , (SEE SPEC) 59011N |  |  | 10.74 | 2001-12-17 14:27 | Anjanece | 150 | 1400 | #VALUE! | #VALUE!
PRIME CONDUIT | (SEE SPEC) 59011N | Y | PRIME CONDUIT , (SEE SPEC) 59011N |  |  | 10.84 | 2001-12-17 14:27 | Anjanece | 150 | 1400 | #VALUE! | #VALUE!
PRIME CONDUIT | (SEE SPEC) 59011N | Y | PRIME CONDUIT , (SEE SPEC) 59011N |  |  | 11.07 | 2001-12-17 14:27 | Anjanece | 150 | 1400 | #VALUE! | #VALUE!
PRIME CONDUIT | (SEE SPEC) 59011N | Y | PRIME CONDUIT , (SEE SPEC) 59011N |  |  | 11.24 | 2001-12-17 14:27 | Anjanece | 150 | 1400 | #VALUE! | #VALUE!
PRIME CONDUIT | (SEE SPEC) 59011N | Y | PRIME CONDUIT , (SEE SPEC) 59011N |  |  | 11.29 | 2001-12-17 14:27 | Anjanece | 150 | 1400 | #VALUE! | #VALUE!
PRIME CONDUIT | (SEE SPEC) 59011N | Y | PRIME CONDUIT , (SEE SPEC) 59011N |  |  | 11.36 | 2001-12-17 14:27 | Anjanece | 150 | 1400 | #VALUE! | #VALUE!
PRIME CONDUIT | (SEE SPEC) 59011N | Y | PRIME CONDUIT , (SEE SPEC) 59011N |  |  | 11.37 | 2001-12-17 14:27 | Anjanece | 150 | 1400 | #VALUE! | #VALUE!
PRIME CONDUIT | (SEE SPEC) 59011N | Y | PRIME CONDUIT , (SEE SPEC) 59011N |  |  | 11.38 | 2001-12-17 14:27 | Anjanece | 150 | 1400 | #VALUE! | #VALUE!
PRIME CONDUIT | (SEE SPEC) 59011N | Y | PRIME CONDUIT , (SEE SPEC) 59011N |  |  | 11.39 | 2001-12-17 14:27 | Anjanece | 150 | 1400 | #VALUE! | #VALUE!
PRIME CONDUIT | (SEE SPEC) 59011N | Y | PRIME CONDUIT , (SEE SPEC) 59011N |  |  | 11.46 | 2001-12-17 14:27 | Anjanece | 150 | 1400 | #VALUE! | #VALUE!
PRIME CONDUIT | (SEE SPEC) 59011N | Y | PRIME CONDUIT , (SEE SPEC) 59011N |  |  | 11.52 | 2001-12-17 14:27 | Anjanece | 150 | 1400 | #VALUE! | #VALUE!
PRIME CONDUIT | (SEE SPEC) 59011N | Y | PRIME CONDUIT , (SEE SPEC) 59011N |  |  | 11.6 | 2001-12-17 14:27 | Anjanece | 150 | 1400 | #VALUE! | #VALUE!
PRIME CONDUIT | (SEE SPEC) 59011N | Y | PRIME CONDUIT , (SEE SPEC) 59011N |  |  | 11.85 | 2001-12-17 14:27 | Anjanece | 150 | 1400 | #VALUE! | #VALUE!
PRIME CONDUIT | (SEE SPEC) 59011N | Y | PRIME CONDUIT , (SEE SPEC) 59011N |  |  | 12.36 | 2001-12-17 14:27 | Anjanece | 150 | 1400 | #VALUE! | #VALUE!
PRIME CONDUIT | (SEE SPEC) 59011N | Y | PRIME CONDUIT , (SEE SPEC) 59011N |  |  | 12.74 | 2001-12-17 14:27 | Anjanece | 150 | 1400 | #VALUE! | #VALUE!
PRIME CONDUIT | (SEE SPEC) 59011N | Y | PRIME CONDUIT , (SEE SPEC) 59011N |  |  | 13.07 | 2001-12-17 14:27 | Anjanece | 150 | 1400 | #VALUE! | #VALUE!
PRIME CONDUIT | (SEE SPEC) 59011N | Y | PRIME CONDUIT , (SEE SPEC) 59011N |  |  | 13.44 | 2001-12-17 14:27 | Anjanece | 150 | 1400 | #VALUE! | #VALUE!
PRIME CONDUIT | (SEE SPEC) 59011N | Y | PRIME CONDUIT , (SEE SPEC) 59011N |  |  | 13.67 | 2001-12-17 14:27 | Anjanece | 150 | 1400 | #VALUE! | #VALUE!
PRIME CONDUIT | (SEE SPEC) 59011N | Y | PRIME CONDUIT , (SEE SPEC) 59011N |  |  | 14.27 | 2001-12-17 14:27 | Anjanece | 150 | 1400 | #VALUE! | #VALUE!
PRIME CONDUIT | (SEE SPEC) 59011N | Y | PRIME CONDUIT , (SEE SPEC) 59011N |  |  | 15.28 | 2001-12-17 14:27 | Anjanece | 150 | 1400 | #VALUE! | #VALUE!
|  |  | , | JEA OVERHEAD DISTRIBUTION | Storm Stores | 12.24 | 2022-09-27 10:04 | Anjanece |  | 1400 | #VALUE! | #VALUE!
|  |  | , |  |  | 13.07 | 2022-09-27 10:04 | Anjanece |  | 1400 | #VALUE! | #VALUE!
CARLON | (SEE SPEC)59016N | Y | CARLON , (SEE SPEC)59016N | JEA UNDERGROUND DISTRIBUTION | CSC Stores | 28.86 | 2001-12-17 14:28 | Anjanece | 36 | 300 | #VALUE! | #VALUE!
CARLON | (SEE SPEC)59016N | Y | CARLON , (SEE SPEC)59016N |  |  | 30.52 | 2001-12-17 14:28 | Anjanece | 36 | 300 | #VALUE! | #VALUE!
CARLON | (SEE SPEC)59016N | Y | CARLON , (SEE SPEC)59016N |  |  | 31.2 | 2001-12-17 14:28 | Anjanece | 36 | 300 | #VALUE! | #VALUE!
CARLON | (SEE SPEC)59016N | Y | CARLON , (SEE SPEC)59016N |  |  | 31.5 | 2001-12-17 14:28 | Anjanece | 36 | 300 | #VALUE! | #VALUE!
CARLON | (SEE SPEC)59016N | Y | CARLON , (SEE SPEC)59016N |  |  | 31.51 | 2001-12-17 14:28 | Anjanece | 36 | 300 | #VALUE! | #VALUE!
CARLON | (SEE SPEC)59016N | Y | CARLON , (SEE SPEC)59016N |  |  | 32.1 | 2001-12-17 14:28 | Anjanece | 36 | 300 | #VALUE! | #VALUE!
CARLON | (SEE SPEC)59016N | Y | CARLON , (SEE SPEC)59016N |  |  | 32.29 | 2001-12-17 14:28 | Anjanece | 36 | 300 | #VALUE! | #VALUE!
CARLON | (SEE SPEC)59016N | Y | CARLON , (SEE SPEC)59016N |  |  | 32.37 | 2001-12-17 14:28 | Anjanece | 36 | 300 | #VALUE! | #VALUE!
CARLON | (SEE SPEC)59016N | Y | CARLON , (SEE SPEC)59016N |  |  | 32.43 | 2001-12-17 14:28 | Anjanece | 36 | 300 | #VALUE! | #VALUE!
CARLON | (SEE SPEC)59016N | Y | CARLON , (SEE SPEC)59016N |  |  | 32.47 | 2001-12-17 14:28 | Anjanece | 36 | 300 | #VALUE! | #VALUE!
CARLON | (SEE SPEC)59016N | Y | CARLON , (SEE SPEC)59016N |  |  | 32.49 | 2001-12-17 14:28 | Anjanece | 36 | 300 | #VALUE! | #VALUE!
CARLON | (SEE SPEC)59016N | Y | CARLON , (SEE SPEC)59016N |  |  | 32.5 | 2001-12-17 14:28 | Anjanece | 36 | 300 | #VALUE! | #VALUE!
CARLON | (SEE SPEC)59016N | Y | CARLON , (SEE SPEC)59016N |  |  | 32.51 | 2001-12-17 14:28 | Anjanece | 36 | 300 | #VALUE! | #VALUE!
CARLON | (SEE SPEC)59016N | Y | CARLON , (SEE SPEC)59016N |  |  | 34.57 | 2001-12-17 14:28 | Anjanece | 36 | 300 | #VALUE! | #VALUE!
CARLON | (SEE SPEC)59016N | Y | CARLON , (SEE SPEC)59016N |  |  | 39.04 | 2001-12-17 14:28 | Anjanece | 36 | 300 | #VALUE! | #VALUE!
CARLON | (SEE SPEC)59016N | Y | CARLON , (SEE SPEC)59016N |  |  | 39.09 | 2001-12-17 14:28 | Anjanece | 36 | 300 | #VALUE! | #VALUE!
CARLON | (SEE SPEC)59016N | Y | CARLON , (SEE SPEC)59016N |  |  | 39.83 | 2001-12-17 14:28 | Anjanece | 36 | 300 | #VALUE! | #VALUE!
CARLON | (SEE SPEC)59016N | Y | CARLON , (SEE SPEC)59016N |  |  | 40.41 | 2001-12-17 14:28 | Anjanece | 36 | 300 | #VALUE! | #VALUE!
CARLON | (SEE SPEC)59016N | Y | CARLON , (SEE SPEC)59016N |  |  | 40.49 | 2001-12-17 14:28 | Anjanece | 36 | 300 | #VALUE! | #VALUE!
CARLON | (SEE SPEC)59016N | Y | CARLON , (SEE SPEC)59016N |  |  | 40.52 | 2001-12-17 14:28 | Anjanece | 36 | 300 | #VALUE! | #VALUE!
CARLON | (SEE SPEC)59016N | Y | CARLON , (SEE SPEC)59016N |  |  | 40.53 | 2001-12-17 14:28 | Anjanece | 36 | 300 | #VALUE! | #VALUE!
CARLON | (SEE SPEC)59016N | Y | CARLON , (SEE SPEC)59016N |  |  | 40.81 | 2001-12-17 14:28 | Anjanece | 36 | 300 | #VALUE! | #VALUE!
CARLON | (SEE SPEC)59016N | Y | CARLON , (SEE SPEC)59016N |  |  | 40.93 | 2001-12-17 14:28 | Anjanece | 36 | 300 | #VALUE! | #VALUE!
CARLON | (SEE SPEC)59016N | Y | CARLON , (SEE SPEC)59016N |  |  | 41.04 | 2001-12-17 14:28 | Anjanece | 36 | 300 | #VALUE! | #VALUE!
CARLON | (SEE SPEC)59016N | Y | CARLON , (SEE SPEC)59016N |  |  | 41.21 | 2001-12-17 14:28 | Anjanece | 36 | 300 | #VALUE! | #VALUE!
CARLON | (SEE SPEC)59016N | Y | CARLON , (SEE SPEC)59016N |  |  | 41.54 | 2001-12-17 14:28 | Anjanece | 36 | 300 | #VALUE! | #VALUE!
CARLON | (SEE SPEC)59016N | Y | CARLON , (SEE SPEC)59016N |  |  | 41.78 | 2001-12-17 14:28 | Anjanece | 36 | 300 | #VALUE! | #VALUE!
CARLON | (SEE SPEC)59016N | Y | CARLON , (SEE SPEC)59016N |  |  | 41.91 | 2001-12-17 14:28 | Anjanece | 36 | 300 | #VALUE! | #VALUE!
CARLON | (SEE SPEC)59016N | Y | CARLON , (SEE SPEC)59016N |  |  | 41.94 | 2001-12-17 14:28 | Anjanece | 36 | 300 | #VALUE! | #VALUE!
CARLON | (SEE SPEC)59016N | Y | CARLON , (SEE SPEC)59016N |  |  | 42.03 | 2001-12-17 14:28 | Anjanece | 36 | 300 | #VALUE! | #VALUE!
CARLON | (SEE SPEC)59016N | Y | CARLON , (SEE SPEC)59016N |  |  | 44.07 | 2001-12-17 14:28 | Anjanece | 36 | 300 | #VALUE! | #VALUE!
CARLON | (SEE SPEC)59016N | Y | CARLON , (SEE SPEC)59016N |  |  | 45.89 | 2001-12-17 14:28 | Anjanece | 36 | 300 | #VALUE! | #VALUE!
CARLON | (SEE SPEC)59016N | Y | CARLON , (SEE SPEC)59016N |  |  | 50.85 | 2001-12-17 14:28 | Anjanece | 36 | 300 | #VALUE! | #VALUE!
CARLON | (SEE SPEC)59016N | Y | CARLON , (SEE SPEC)59016N |  |  | 61.76 | 2001-12-17 14:28 | Anjanece | 36 | 300 | #VALUE! | #VALUE!
CARLON | (SEE SPEC)59016N | Y | CARLON , (SEE SPEC)59016N |  |  | 72.58 | 2001-12-17 14:28 | Anjanece | 36 | 300 | #VALUE! | #VALUE!
CARLON | (SEE SPEC)59016N | Y | CARLON , (SEE SPEC)59016N |  |  | 84.41 | 2001-12-17 14:28 | Anjanece | 36 | 300 | #VALUE! | #VALUE!
CARLON | (SEE SPEC)59016N | Y | CARLON , (SEE SPEC)59016N |  |  | 92.54 | 2001-12-17 14:28 | Anjanece | 36 | 300 | #VALUE! | #VALUE!
CARLON | (SEE SPEC)59016N | Y | CARLON , (SEE SPEC)59016N |  |  | 94.55 | 2001-12-17 14:28 | Anjanece | 36 | 300 | #VALUE! | #VALUE!
CARLON | (SEE SPEC)59016N | Y | CARLON , (SEE SPEC)59016N |  |  | 97.69 | 2001-12-17 14:28 | Anjanece | 36 | 300 | #VALUE! | #VALUE!
CARLON | (SEE SPEC)59016N | Y | CARLON , (SEE SPEC)59016N |  |  | 98.24 | 2001-12-17 14:28 | Anjanece | 36 | 300 | #VALUE! | #VALUE!
CARLON | (SEE SPEC)59016N | Y | CARLON , (SEE SPEC)59016N |  |  | 99.07 | 2001-12-17 14:28 | Anjanece | 36 | 300 | #VALUE! | #VALUE!
CARLON | (SEE SPEC)59016N | Y | CARLON , (SEE SPEC)59016N |  |  | 99.17 | 2001-12-17 14:28 | Anjanece | 36 | 300 | #VALUE! | #VALUE!
CARLON | (SEE SPEC)59016N | Y | CARLON , (SEE SPEC)59016N |  |  | 99.23 | 2001-12-17 14:28 | Anjanece | 36 | 300 | #VALUE! | #VALUE!
ELECTRICAL MATERIALS CO., INC. | PE-5UG10SH | Y | ELECTRICAL MATERIALS CO., INC. , PE-5UG10SH | JEA UNDERGROUND DISTRIBUTION | CSC Stores | 28.86 | 2001-12-17 14:28 | Anjanece | 36 | 300 | #VALUE! | #VALUE!
ELECTRICAL MATERIALS CO., INC. | PE-5UG10SH | Y | ELECTRICAL MATERIALS CO., INC. , PE-5UG10SH |  |  | 30.52 | 2001-12-17 14:28 | Anjanece | 36 | 300 | #VALUE! | #VALUE!
ELECTRICAL MATERIALS CO., INC. | PE-5UG10SH | Y | ELECTRICAL MATERIALS CO., INC. , PE-5UG10SH |  |  | 31.2 | 2001-12-17 14:28 | Anjanece | 36 | 300 | #VALUE! | #VALUE!
ELECTRICAL MATERIALS CO., INC. | PE-5UG10SH | Y | ELECTRICAL MATERIALS CO., INC. , PE-5UG10SH |  |  | 31.5 | 2001-12-17 14:28 | Anjanece | 36 | 300 | #VALUE! | #VALUE!
ELECTRICAL MATERIALS CO., INC. | PE-5UG10SH | Y | ELECTRICAL MATERIALS CO., INC. , PE-5UG10SH |  |  | 31.51 | 2001-12-17 14:28 | Anjanece | 36 | 300 | #VALUE! | #VALUE!
ELECTRICAL MATERIALS CO., INC. | PE-5UG10SH | Y | ELECTRICAL MATERIALS CO., INC. , PE-5UG10SH |  |  | 32.1 | 2001-12-17 14:28 | Anjanece | 36 | 300 | #VALUE! | #VALUE!
ELECTRICAL MATERIALS CO., INC. | PE-5UG10SH | Y | ELECTRICAL MATERIALS CO., INC. , PE-5UG10SH |  |  | 32.29 | 2001-12-17 14:28 | Anjanece | 36 | 300 | #VALUE! | #VALUE!
ELECTRICAL MATERIALS CO., INC. | PE-5UG10SH | Y | ELECTRICAL MATERIALS CO., INC. , PE-5UG10SH |  |  | 32.37 | 2001-12-17 14:28 | Anjanece | 36 | 300 | #VALUE! | #VALUE!
ELECTRICAL MATERIALS CO., INC. | PE-5UG10SH | Y | ELECTRICAL MATERIALS CO., INC. , PE-5UG10SH |  |  | 32.43 | 2001-12-17 14:28 | Anjanece | 36 | 300 | #VALUE! | #VALUE!
ELECTRICAL MATERIALS CO., INC. | PE-5UG10SH | Y | ELECTRICAL MATERIALS CO., INC. , PE-5UG10SH |  |  | 32.47 | 2001-12-17 14:28 | Anjanece | 36 | 300 | #VALUE! | #VALUE!
ELECTRICAL MATERIALS CO., INC. | PE-5UG10SH | Y | ELECTRICAL MATERIALS CO., INC. , PE-5UG10SH |  |  | 32.49 | 2001-12-17 14:28 | Anjanece | 36 | 300 | #VALUE! | #VALUE!
ELECTRICAL MATERIALS CO., INC. | PE-5UG10SH | Y | ELECTRICAL MATERIALS CO., INC. , PE-5UG10SH |  |  | 32.5 | 2001-12-17 14:28 | Anjanece | 36 | 300 | #VALUE! | #VALUE!
ELECTRICAL MATERIALS CO., INC. | PE-5UG10SH | Y | ELECTRICAL MATERIALS CO., INC. , PE-5UG10SH |  |  | 32.51 | 2001-12-17 14:28 | Anjanece | 36 | 300 | #VALUE! | #VALUE!
ELECTRICAL MATERIALS CO., INC. | PE-5UG10SH | Y | ELECTRICAL MATERIALS CO., INC. , PE-5UG10SH |  |  | 34.57 | 2001-12-17 14:28 | Anjanece | 36 | 300 | #VALUE! | #VALUE!
ELECTRICAL MATERIALS CO., INC. | PE-5UG10SH | Y | ELECTRICAL MATERIALS CO., INC. , PE-5UG10SH |  |  | 39.04 | 2001-12-17 14:28 | Anjanece | 36 | 300 | #VALUE! | #VALUE!
ELECTRICAL MATERIALS CO., INC. | PE-5UG10SH | Y | ELECTRICAL MATERIALS CO., INC. , PE-5UG10SH |  |  | 39.09 | 2001-12-17 14:28 | Anjanece | 36 | 300 | #VALUE! | #VALUE!
ELECTRICAL MATERIALS CO., INC. | PE-5UG10SH | Y | ELECTRICAL MATERIALS CO., INC. , PE-5UG10SH |  |  | 39.83 | 2001-12-17 14:28 | Anjanece | 36 | 300 | #VALUE! | #VALUE!
ELECTRICAL MATERIALS CO., INC. | PE-5UG10SH | Y | ELECTRICAL MATERIALS CO., INC. , PE-5UG10SH |  |  | 40.41 | 2001-12-17 14:28 | Anjanece | 36 | 300 | #VALUE! | #VALUE!
ELECTRICAL MATERIALS CO., INC. | PE-5UG10SH | Y | ELECTRICAL MATERIALS CO., INC. , PE-5UG10SH |  |  | 40.49 | 2001-12-17 14:28 | Anjanece | 36 | 300 | #VALUE! | #VALUE!
ELECTRICAL MATERIALS CO., INC. | PE-5UG10SH | Y | ELECTRICAL MATERIALS CO., INC. , PE-5UG10SH |  |  | 40.52 | 2001-12-17 14:28 | Anjanece | 36 | 300 | #VALUE! | #VALUE!
ELECTRICAL MATERIALS CO., INC. | PE-5UG10SH | Y | ELECTRICAL MATERIALS CO., INC. , PE-5UG10SH |  |  | 40.53 | 2001-12-17 14:28 | Anjanece | 36 | 300 | #VALUE! | #VALUE!
ELECTRICAL MATERIALS CO., INC. | PE-5UG10SH | Y | ELECTRICAL MATERIALS CO., INC. , PE-5UG10SH |  |  | 40.81 | 2001-12-17 14:28 | Anjanece | 36 | 300 | #VALUE! | #VALUE!
ELECTRICAL MATERIALS CO., INC. | PE-5UG10SH | Y | ELECTRICAL MATERIALS CO., INC. , PE-5UG10SH |  |  | 40.93 | 2001-12-17 14:28 | Anjanece | 36 | 300 | #VALUE! | #VALUE!
ELECTRICAL MATERIALS CO., INC. | PE-5UG10SH | Y | ELECTRICAL MATERIALS CO., INC. , PE-5UG10SH |  |  | 41.04 | 2001-12-17 14:28 | Anjanece | 36 | 300 | #VALUE! | #VALUE!
ELECTRICAL MATERIALS CO., INC. | PE-5UG10SH | Y | ELECTRICAL MATERIALS CO., INC. , PE-5UG10SH |  |  | 41.21 | 2001-12-17 14:28 | Anjanece | 36 | 300 | #VALUE! | #VALUE!
ELECTRICAL MATERIALS CO., INC. | PE-5UG10SH | Y | ELECTRICAL MATERIALS CO., INC. , PE-5UG10SH |  |  | 41.54 | 2001-12-17 14:28 | Anjanece | 36 | 300 | #VALUE! | #VALUE!
ELECTRICAL MATERIALS CO., INC. | PE-5UG10SH | Y | ELECTRICAL MATERIALS CO., INC. , PE-5UG10SH |  |  | 41.78 | 2001-12-17 14:28 | Anjanece | 36 | 300 | #VALUE! | #VALUE!
ELECTRICAL MATERIALS CO., INC. | PE-5UG10SH | Y | ELECTRICAL MATERIALS CO., INC. , PE-5UG10SH |  |  | 41.91 | 2001-12-17 14:28 | Anjanece | 36 | 300 | #VALUE! | #VALUE!
ELECTRICAL MATERIALS CO., INC. | PE-5UG10SH | Y | ELECTRICAL MATERIALS CO., INC. , PE-5UG10SH |  |  | 41.94 | 2001-12-17 14:28 | Anjanece | 36 | 300 | #VALUE! | #VALUE!
ELECTRICAL MATERIALS CO., INC. | PE-5UG10SH | Y | ELECTRICAL MATERIALS CO., INC. , PE-5UG10SH |  |  | 42.03 | 2001-12-17 14:28 | Anjanece | 36 | 300 | #VALUE! | #VALUE!
ELECTRICAL MATERIALS CO., INC. | PE-5UG10SH | Y | ELECTRICAL MATERIALS CO., INC. , PE-5UG10SH |  |  | 44.07 | 2001-12-17 14:28 | Anjanece | 36 | 300 | #VALUE! | #VALUE!
ELECTRICAL MATERIALS CO., INC. | PE-5UG10SH | Y | ELECTRICAL MATERIALS CO., INC. , PE-5UG10SH |  |  | 45.89 | 2001-12-17 14:28 | Anjanece | 36 | 300 | #VALUE! | #VALUE!
ELECTRICAL MATERIALS CO., INC. | PE-5UG10SH | Y | ELECTRICAL MATERIALS CO., INC. , PE-5UG10SH |  |  | 50.85 | 2001-12-17 14:28 | Anjanece | 36 | 300 | #VALUE! | #VALUE!
ELECTRICAL MATERIALS CO., INC. | PE-5UG10SH | Y | ELECTRICAL MATERIALS CO., INC. , PE-5UG10SH |  |  | 61.76 | 2001-12-17 14:28 | Anjanece | 36 | 300 | #VALUE! | #VALUE!
ELECTRICAL MATERIALS CO., INC. | PE-5UG10SH | Y | ELECTRICAL MATERIALS CO., INC. , PE-5UG10SH |  |  | 72.58 | 2001-12-17 14:28 | Anjanece | 36 | 300 | #VALUE! | #VALUE!
ELECTRICAL MATERIALS CO., INC. | PE-5UG10SH | Y | ELECTRICAL MATERIALS CO., INC. , PE-5UG10SH |  |  | 84.41 | 2001-12-17 14:28 | Anjanece | 36 | 300 | #VALUE! | #VALUE!
ELECTRICAL MATERIALS CO., INC. | PE-5UG10SH | Y | ELECTRICAL MATERIALS CO., INC. , PE-5UG10SH |  |  | 92.54 | 2001-12-17 14:28 | Anjanece | 36 | 300 | #VALUE! | #VALUE!
ELECTRICAL MATERIALS CO., INC. | PE-5UG10SH | Y | ELECTRICAL MATERIALS CO., INC. , PE-5UG10SH |  |  | 94.55 | 2001-12-17 14:28 | Anjanece | 36 | 300 | #VALUE! | #VALUE!
ELECTRICAL MATERIALS CO., INC. | PE-5UG10SH | Y | ELECTRICAL MATERIALS CO., INC. , PE-5UG10SH |  |  | 97.69 | 2001-12-17 14:28 | Anjanece | 36 | 300 | #VALUE! | #VALUE!
ELECTRICAL MATERIALS CO., INC. | PE-5UG10SH | Y | ELECTRICAL MATERIALS CO., INC. , PE-5UG10SH |  |  | 98.24 | 2001-12-17 14:28 | Anjanece | 36 | 300 | #VALUE! | #VALUE!
ELECTRICAL MATERIALS CO., INC. | PE-5UG10SH | Y | ELECTRICAL MATERIALS CO., INC. , PE-5UG10SH |  |  | 99.07 | 2001-12-17 14:28 | Anjanece | 36 | 300 | #VALUE! | #VALUE!
ELECTRICAL MATERIALS CO., INC. | PE-5UG10SH | Y | ELECTRICAL MATERIALS CO., INC. , PE-5UG10SH |  |  | 99.17 | 2001-12-17 14:28 | Anjanece | 36 | 300 | #VALUE! | #VALUE!
ELECTRICAL MATERIALS CO., INC. | PE-5UG10SH | Y | ELECTRICAL MATERIALS CO., INC. , PE-5UG10SH |  |  | 99.23 | 2001-12-17 14:28 | Anjanece | 36 | 300 | #VALUE! | #VALUE!
HOLM INDUSTRIES INC | (SEE SPEC) PM5-40 | Y | HOLM INDUSTRIES INC , (SEE SPEC) PM5-40 | JEA UNDERGROUND DISTRIBUTION | CSC Stores | 28.86 | 2001-12-17 14:28 | Anjanece | 36 | 300 | #VALUE! | #VALUE!
HOLM INDUSTRIES INC | (SEE SPEC) PM5-40 | Y | HOLM INDUSTRIES INC , (SEE SPEC) PM5-40 |  |  | 30.52 | 2001-12-17 14:28 | Anjanece | 36 | 300 | #VALUE! | #VALUE!
HOLM INDUSTRIES INC | (SEE SPEC) PM5-40 | Y | HOLM INDUSTRIES INC , (SEE SPEC) PM5-40 |  |  | 31.2 | 2001-12-17 14:28 | Anjanece | 36 | 300 | #VALUE! | #VALUE!
HOLM INDUSTRIES INC | (SEE SPEC) PM5-40 | Y | HOLM INDUSTRIES INC , (SEE SPEC) PM5-40 |  |  | 31.5 | 2001-12-17 14:28 | Anjanece | 36 | 300 | #VALUE! | #VALUE!
HOLM INDUSTRIES INC | (SEE SPEC) PM5-40 | Y | HOLM INDUSTRIES INC , (SEE SPEC) PM5-40 |  |  | 31.51 | 2001-12-17 14:28 | Anjanece | 36 | 300 | #VALUE! | #VALUE!
HOLM INDUSTRIES INC | (SEE SPEC) PM5-40 | Y | HOLM INDUSTRIES INC , (SEE SPEC) PM5-40 |  |  | 32.1 | 2001-12-17 14:28 | Anjanece | 36 | 300 | #VALUE! | #VALUE!
HOLM INDUSTRIES INC | (SEE SPEC) PM5-40 | Y | HOLM INDUSTRIES INC , (SEE SPEC) PM5-40 |  |  | 32.29 | 2001-12-17 14:28 | Anjanece | 36 | 300 | #VALUE! | #VALUE!
HOLM INDUSTRIES INC | (SEE SPEC) PM5-40 | Y | HOLM INDUSTRIES INC , (SEE SPEC) PM5-40 |  |  | 32.37 | 2001-12-17 14:28 | Anjanece | 36 | 300 | #VALUE! | #VALUE!
HOLM INDUSTRIES INC | (SEE SPEC) PM5-40 | Y | HOLM INDUSTRIES INC , (SEE SPEC) PM5-40 |  |  | 32.43 | 2001-12-17 14:28 | Anjanece | 36 | 300 | #VALUE! | #VALUE!
HOLM INDUSTRIES INC | (SEE SPEC) PM5-40 | Y | HOLM INDUSTRIES INC , (SEE SPEC) PM5-40 |  |  | 32.47 | 2001-12-17 14:28 | Anjanece | 36 | 300 | #VALUE! | #VALUE!
HOLM INDUSTRIES INC | (SEE SPEC) PM5-40 | Y | HOLM INDUSTRIES INC , (SEE SPEC) PM5-40 |  |  | 32.49 | 2001-12-17 14:28 | Anjanece | 36 | 300 | #VALUE! | #VALUE!
HOLM INDUSTRIES INC | (SEE SPEC) PM5-40 | Y | HOLM INDUSTRIES INC , (SEE SPEC) PM5-40 |  |  | 32.5 | 2001-12-17 14:28 | Anjanece | 36 | 300 | #VALUE! | #VALUE!
HOLM INDUSTRIES INC | (SEE SPEC) PM5-40 | Y | HOLM INDUSTRIES INC , (SEE SPEC) PM5-40 |  |  | 32.51 | 2001-12-17 14:28 | Anjanece | 36 | 300 | #VALUE! | #VALUE!
HOLM INDUSTRIES INC | (SEE SPEC) PM5-40 | Y | HOLM INDUSTRIES INC , (SEE SPEC) PM5-40 |  |  | 34.57 | 2001-12-17 14:28 | Anjanece | 36 | 300 | #VALUE! | #VALUE!
HOLM INDUSTRIES INC | (SEE SPEC) PM5-40 | Y | HOLM INDUSTRIES INC , (SEE SPEC) PM5-40 |  |  | 39.04 | 2001-12-17 14:28 | Anjanece | 36 | 300 | #VALUE! | #VALUE!
HOLM INDUSTRIES INC | (SEE SPEC) PM5-40 | Y | HOLM INDUSTRIES INC , (SEE SPEC) PM5-40 |  |  | 39.09 | 2001-12-17 14:28 | Anjanece | 36 | 300 | #VALUE! | #VALUE!
HOLM INDUSTRIES INC | (SEE SPEC) PM5-40 | Y | HOLM INDUSTRIES INC , (SEE SPEC) PM5-40 |  |  | 39.83 | 2001-12-17 14:28 | Anjanece | 36 | 300 | #VALUE! | #VALUE!
HOLM INDUSTRIES INC | (SEE SPEC) PM5-40 | Y | HOLM INDUSTRIES INC , (SEE SPEC) PM5-40 |  |  | 40.41 | 2001-12-17 14:28 | Anjanece | 36 | 300 | #VALUE! | #VALUE!
HOLM INDUSTRIES INC | (SEE SPEC) PM5-40 | Y | HOLM INDUSTRIES INC , (SEE SPEC) PM5-40 |  |  | 40.49 | 2001-12-17 14:28 | Anjanece | 36 | 300 | #VALUE! | #VALUE!
HOLM INDUSTRIES INC | (SEE SPEC) PM5-40 | Y | HOLM INDUSTRIES INC , (SEE SPEC) PM5-40 |  |  | 40.52 | 2001-12-17 14:28 | Anjanece | 36 | 300 | #VALUE! | #VALUE!
HOLM INDUSTRIES INC | (SEE SPEC) PM5-40 | Y | HOLM INDUSTRIES INC , (SEE SPEC) PM5-40 |  |  | 40.53 | 2001-12-17 14:28 | Anjanece | 36 | 300 | #VALUE! | #VALUE!
HOLM INDUSTRIES INC | (SEE SPEC) PM5-40 | Y | HOLM INDUSTRIES INC , (SEE SPEC) PM5-40 |  |  | 40.81 | 2001-12-17 14:28 | Anjanece | 36 | 300 | #VALUE! | #VALUE!
HOLM INDUSTRIES INC | (SEE SPEC) PM5-40 | Y | HOLM INDUSTRIES INC , (SEE SPEC) PM5-40 |  |  | 40.93 | 2001-12-17 14:28 | Anjanece | 36 | 300 | #VALUE! | #VALUE!
HOLM INDUSTRIES INC | (SEE SPEC) PM5-40 | Y | HOLM INDUSTRIES INC , (SEE SPEC) PM5-40 |  |  | 41.04 | 2001-12-17 14:28 | Anjanece | 36 | 300 | #VALUE! | #VALUE!
HOLM INDUSTRIES INC | (SEE SPEC) PM5-40 | Y | HOLM INDUSTRIES INC , (SEE SPEC) PM5-40 |  |  | 41.21 | 2001-12-17 14:28 | Anjanece | 36 | 300 | #VALUE! | #VALUE!
HOLM INDUSTRIES INC | (SEE SPEC) PM5-40 | Y | HOLM INDUSTRIES INC , (SEE SPEC) PM5-40 |  |  | 41.54 | 2001-12-17 14:28 | Anjanece | 36 | 300 | #VALUE! | #VALUE!
HOLM INDUSTRIES INC | (SEE SPEC) PM5-40 | Y | HOLM INDUSTRIES INC , (SEE SPEC) PM5-40 |  |  | 41.78 | 2001-12-17 14:28 | Anjanece | 36 | 300 | #VALUE! | #VALUE!
HOLM INDUSTRIES INC | (SEE SPEC) PM5-40 | Y | HOLM INDUSTRIES INC , (SEE SPEC) PM5-40 |  |  | 41.91 | 2001-12-17 14:28 | Anjanece | 36 | 300 | #VALUE! | #VALUE!
HOLM INDUSTRIES INC | (SEE SPEC) PM5-40 | Y | HOLM INDUSTRIES INC , (SEE SPEC) PM5-40 |  |  | 41.94 | 2001-12-17 14:28 | Anjanece | 36 | 300 | #VALUE! | #VALUE!
HOLM INDUSTRIES INC | (SEE SPEC) PM5-40 | Y | HOLM INDUSTRIES INC , (SEE SPEC) PM5-40 |  |  | 42.03 | 2001-12-17 14:28 | Anjanece | 36 | 300 | #VALUE! | #VALUE!
HOLM INDUSTRIES INC | (SEE SPEC) PM5-40 | Y | HOLM INDUSTRIES INC , (SEE SPEC) PM5-40 |  |  | 44.07 | 2001-12-17 14:28 | Anjanece | 36 | 300 | #VALUE! | #VALUE!
HOLM INDUSTRIES INC | (SEE SPEC) PM5-40 | Y | HOLM INDUSTRIES INC , (SEE SPEC) PM5-40 |  |  | 45.89 | 2001-12-17 14:28 | Anjanece | 36 | 300 | #VALUE! | #VALUE!
HOLM INDUSTRIES INC | (SEE SPEC) PM5-40 | Y | HOLM INDUSTRIES INC , (SEE SPEC) PM5-40 |  |  | 50.85 | 2001-12-17 14:28 | Anjanece | 36 | 300 | #VALUE! | #VALUE!
HOLM INDUSTRIES INC | (SEE SPEC) PM5-40 | Y | HOLM INDUSTRIES INC , (SEE SPEC) PM5-40 |  |  | 61.76 | 2001-12-17 14:28 | Anjanece | 36 | 300 | #VALUE! | #VALUE!
HOLM INDUSTRIES INC | (SEE SPEC) PM5-40 | Y | HOLM INDUSTRIES INC , (SEE SPEC) PM5-40 |  |  | 72.58 | 2001-12-17 14:28 | Anjanece | 36 | 300 | #VALUE! | #VALUE!
HOLM INDUSTRIES INC | (SEE SPEC) PM5-40 | Y | HOLM INDUSTRIES INC , (SEE SPEC) PM5-40 |  |  | 84.41 | 2001-12-17 14:28 | Anjanece | 36 | 300 | #VALUE! | #VALUE!
HOLM INDUSTRIES INC | (SEE SPEC) PM5-40 | Y | HOLM INDUSTRIES INC , (SEE SPEC) PM5-40 |  |  | 92.54 | 2001-12-17 14:28 | Anjanece | 36 | 300 | #VALUE! | #VALUE!
HOLM INDUSTRIES INC | (SEE SPEC) PM5-40 | Y | HOLM INDUSTRIES INC , (SEE SPEC) PM5-40 |  |  | 94.55 | 2001-12-17 14:28 | Anjanece | 36 | 300 | #VALUE! | #VALUE!
HOLM INDUSTRIES INC | (SEE SPEC) PM5-40 | Y | HOLM INDUSTRIES INC , (SEE SPEC) PM5-40 |  |  | 97.69 | 2001-12-17 14:28 | Anjanece | 36 | 300 | #VALUE! | #VALUE!
HOLM INDUSTRIES INC | (SEE SPEC) PM5-40 | Y | HOLM INDUSTRIES INC , (SEE SPEC) PM5-40 |  |  | 98.24 | 2001-12-17 14:28 | Anjanece | 36 | 300 | #VALUE! | #VALUE!
HOLM INDUSTRIES INC | (SEE SPEC) PM5-40 | Y | HOLM INDUSTRIES INC , (SEE SPEC) PM5-40 |  |  | 99.07 | 2001-12-17 14:28 | Anjanece | 36 | 300 | #VALUE! | #VALUE!
HOLM INDUSTRIES INC | (SEE SPEC) PM5-40 | Y | HOLM INDUSTRIES INC , (SEE SPEC) PM5-40 |  |  | 99.17 | 2001-12-17 14:28 | Anjanece | 36 | 300 | #VALUE! | #VALUE!
HOLM INDUSTRIES INC | (SEE SPEC) PM5-40 | Y | HOLM INDUSTRIES INC , (SEE SPEC) PM5-40 |  |  | 99.23 | 2001-12-17 14:28 | Anjanece | 36 | 300 | #VALUE! | #VALUE!
PRIME CONDUIT | (SEE SPEC)59016N | Y | PRIME CONDUIT , (SEE SPEC)59016N | JEA UNDERGROUND DISTRIBUTION | CSC Stores | 28.86 | 2001-12-17 14:28 | Anjanece | 36 | 300 | #VALUE! | #VALUE!
PRIME CONDUIT | (SEE SPEC)59016N | Y | PRIME CONDUIT , (SEE SPEC)59016N |  |  | 30.52 | 2001-12-17 14:28 | Anjanece | 36 | 300 | #VALUE! | #VALUE!
PRIME CONDUIT | (SEE SPEC)59016N | Y | PRIME CONDUIT , (SEE SPEC)59016N |  |  | 31.2 | 2001-12-17 14:28 | Anjanece | 36 | 300 | #VALUE! | #VALUE!
PRIME CONDUIT | (SEE SPEC)59016N | Y | PRIME CONDUIT , (SEE SPEC)59016N |  |  | 31.5 | 2001-12-17 14:28 | Anjanece | 36 | 300 | #VALUE! | #VALUE!
PRIME CONDUIT | (SEE SPEC)59016N | Y | PRIME CONDUIT , (SEE SPEC)59016N |  |  | 31.51 | 2001-12-17 14:28 | Anjanece | 36 | 300 | #VALUE! | #VALUE!
PRIME CONDUIT | (SEE SPEC)59016N | Y | PRIME CONDUIT , (SEE SPEC)59016N |  |  | 32.1 | 2001-12-17 14:28 | Anjanece | 36 | 300 | #VALUE! | #VALUE!
PRIME CONDUIT | (SEE SPEC)59016N | Y | PRIME CONDUIT , (SEE SPEC)59016N |  |  | 32.29 | 2001-12-17 14:28 | Anjanece | 36 | 300 | #VALUE! | #VALUE!
PRIME CONDUIT | (SEE SPEC)59016N | Y | PRIME CONDUIT , (SEE SPEC)59016N |  |  | 32.37 | 2001-12-17 14:28 | Anjanece | 36 | 300 | #VALUE! | #VALUE!
PRIME CONDUIT | (SEE SPEC)59016N | Y | PRIME CONDUIT , (SEE SPEC)59016N |  |  | 32.43 | 2001-12-17 14:28 | Anjanece | 36 | 300 | #VALUE! | #VALUE!
PRIME CONDUIT | (SEE SPEC)59016N | Y | PRIME CONDUIT , (SEE SPEC)59016N |  |  | 32.47 | 2001-12-17 14:28 | Anjanece | 36 | 300 | #VALUE! | #VALUE!
PRIME CONDUIT | (SEE SPEC)59016N | Y | PRIME CONDUIT , (SEE SPEC)59016N |  |  | 32.49 | 2001-12-17 14:28 | Anjanece | 36 | 300 | #VALUE! | #VALUE!
PRIME CONDUIT | (SEE SPEC)59016N | Y | PRIME CONDUIT , (SEE SPEC)59016N |  |  | 32.5 | 2001-12-17 14:28 | Anjanece | 36 | 300 | #VALUE! | #VALUE!
PRIME CONDUIT | (SEE SPEC)59016N | Y | PRIME CONDUIT , (SEE SPEC)59016N |  |  | 32.51 | 2001-12-17 14:28 | Anjanece | 36 | 300 | #VALUE! | #VALUE!
PRIME CONDUIT | (SEE SPEC)59016N | Y | PRIME CONDUIT , (SEE SPEC)59016N |  |  | 34.57 | 2001-12-17 14:28 | Anjanece | 36 | 300 | #VALUE! | #VALUE!
PRIME CONDUIT | (SEE SPEC)59016N | Y | PRIME CONDUIT , (SEE SPEC)59016N |  |  | 39.04 | 2001-12-17 14:28 | Anjanece | 36 | 300 | #VALUE! | #VALUE!
PRIME CONDUIT | (SEE SPEC)59016N | Y | PRIME CONDUIT , (SEE SPEC)59016N |  |  | 39.09 | 2001-12-17 14:28 | Anjanece | 36 | 300 | #VALUE! | #VALUE!
PRIME CONDUIT | (SEE SPEC)59016N | Y | PRIME CONDUIT , (SEE SPEC)59016N |  |  | 39.83 | 2001-12-17 14:28 | Anjanece | 36 | 300 | #VALUE! | #VALUE!
PRIME CONDUIT | (SEE SPEC)59016N | Y | PRIME CONDUIT , (SEE SPEC)59016N |  |  | 40.41 | 2001-12-17 14:28 | Anjanece | 36 | 300 | #VALUE! | #VALUE!
PRIME CONDUIT | (SEE SPEC)59016N | Y | PRIME CONDUIT , (SEE SPEC)59016N |  |  | 40.49 | 2001-12-17 14:28 | Anjanece | 36 | 300 | #VALUE! | #VALUE!
PRIME CONDUIT | (SEE SPEC)59016N | Y | PRIME CONDUIT , (SEE SPEC)59016N |  |  | 40.52 | 2001-12-17 14:28 | Anjanece | 36 | 300 | #VALUE! | #VALUE!
PRIME CONDUIT | (SEE SPEC)59016N | Y | PRIME CONDUIT , (SEE SPEC)59016N |  |  | 40.53 | 2001-12-17 14:28 | Anjanece | 36 | 300 | #VALUE! | #VALUE!
PRIME CONDUIT | (SEE SPEC)59016N | Y | PRIME CONDUIT , (SEE SPEC)59016N |  |  | 40.81 | 2001-12-17 14:28 | Anjanece | 36 | 300 | #VALUE! | #VALUE!
PRIME CONDUIT | (SEE SPEC)59016N | Y | PRIME CONDUIT , (SEE SPEC)59016N |  |  | 40.93 | 2001-12-17 14:28 | Anjanece | 36 | 300 | #VALUE! | #VALUE!
PRIME CONDUIT | (SEE SPEC)59016N | Y | PRIME CONDUIT , (SEE SPEC)59016N |  |  | 41.04 | 2001-12-17 14:28 | Anjanece | 36 | 300 | #VALUE! | #VALUE!
PRIME CONDUIT | (SEE SPEC)59016N | Y | PRIME CONDUIT , (SEE SPEC)59016N |  |  | 41.21 | 2001-12-17 14:28 | Anjanece | 36 | 300 | #VALUE! | #VALUE!
PRIME CONDUIT | (SEE SPEC)59016N | Y | PRIME CONDUIT , (SEE SPEC)59016N |  |  | 41.54 | 2001-12-17 14:28 | Anjanece | 36 | 300 | #VALUE! | #VALUE!
PRIME CONDUIT | (SEE SPEC)59016N | Y | PRIME CONDUIT , (SEE SPEC)59016N |  |  | 41.78 | 2001-12-17 14:28 | Anjanece | 36 | 300 | #VALUE! | #VALUE!
PRIME CONDUIT | (SEE SPEC)59016N | Y | PRIME CONDUIT , (SEE SPEC)59016N |  |  | 41.91 | 2001-12-17 14:28 | Anjanece | 36 | 300 | #VALUE! | #VALUE!
PRIME CONDUIT | (SEE SPEC)59016N | Y | PRIME CONDUIT , (SEE SPEC)59016N |  |  | 41.94 | 2001-12-17 14:28 | Anjanece | 36 | 300 | #VALUE! | #VALUE!
PRIME CONDUIT | (SEE SPEC)59016N | Y | PRIME CONDUIT , (SEE SPEC)59016N |  |  | 42.03 | 2001-12-17 14:28 | Anjanece | 36 | 300 | #VALUE! | #VALUE!
PRIME CONDUIT | (SEE SPEC)59016N | Y | PRIME CONDUIT , (SEE SPEC)59016N |  |  | 44.07 | 2001-12-17 14:28 | Anjanece | 36 | 300 | #VALUE! | #VALUE!
PRIME CONDUIT | (SEE SPEC)59016N | Y | PRIME CONDUIT , (SEE SPEC)59016N |  |  | 45.89 | 2001-12-17 14:28 | Anjanece | 36 | 300 | #VALUE! | #VALUE!
PRIME CONDUIT | (SEE SPEC)59016N | Y | PRIME CONDUIT , (SEE SPEC)59016N |  |  | 50.85 | 2001-12-17 14:28 | Anjanece | 36 | 300 | #VALUE! | #VALUE!
PRIME CONDUIT | (SEE SPEC)59016N | Y | PRIME CONDUIT , (SEE SPEC)59016N |  |  | 61.76 | 2001-12-17 14:28 | Anjanece | 36 | 300 | #VALUE! | #VALUE!
PRIME CONDUIT | (SEE SPEC)59016N | Y | PRIME CONDUIT , (SEE SPEC)59016N |  |  | 72.58 | 2001-12-17 14:28 | Anjanece | 36 | 300 | #VALUE! | #VALUE!
PRIME CONDUIT | (SEE SPEC)59016N | Y | PRIME CONDUIT , (SEE SPEC)59016N |  |  | 84.41 | 2001-12-17 14:28 | Anjanece | 36 | 300 | #VALUE! | #VALUE!
PRIME CONDUIT | (SEE SPEC)59016N | Y | PRIME CONDUIT , (SEE SPEC)59016N |  |  | 92.54 | 2001-12-17 14:28 | Anjanece | 36 | 300 | #VALUE! | #VALUE!
PRIME CONDUIT | (SEE SPEC)59016N | Y | PRIME CONDUIT , (SEE SPEC)59016N |  |  | 94.55 | 2001-12-17 14:28 | Anjanece | 36 | 300 | #VALUE! | #VALUE!
PRIME CONDUIT | (SEE SPEC)59016N | Y | PRIME CONDUIT , (SEE SPEC)59016N |  |  | 97.69 | 2001-12-17 14:28 | Anjanece | 36 | 300 | #VALUE! | #VALUE!
PRIME CONDUIT | (SEE SPEC)59016N | Y | PRIME CONDUIT , (SEE SPEC)59016N |  |  | 98.24 | 2001-12-17 14:28 | Anjanece | 36 | 300 | #VALUE! | #VALUE!
PRIME CONDUIT | (SEE SPEC)59016N | Y | PRIME CONDUIT , (SEE SPEC)59016N |  |  | 99.07 | 2001-12-17 14:28 | Anjanece | 36 | 300 | #VALUE! | #VALUE!
PRIME CONDUIT | (SEE SPEC)59016N | Y | PRIME CONDUIT , (SEE SPEC)59016N |  |  | 99.17 | 2001-12-17 14:28 | Anjanece | 36 | 300 | #VALUE! | #VALUE!
PRIME CONDUIT | (SEE SPEC)59016N | Y | PRIME CONDUIT , (SEE SPEC)59016N |  |  | 99.23 | 2001-12-17 14:28 | Anjanece | 36 | 300 | #VALUE! | #VALUE!
|  |  | , | JEA UNDERGROUND DISTRIBUTION | Storm Stores | 0 | 2019-07-29 09:38 | Anjanece |  | 300 | #VALUE! | #VALUE!
|  |  | , |  |  | 41.04 | 2019-07-29 09:38 | Anjanece |  | 300 | #VALUE! | #VALUE!
|  |  | , |  |  | 60.13 | 2019-07-29 09:38 | Anjanece |  | 300 | #VALUE! | #VALUE!
|  |  | , |  |  | 66.86 | 2019-07-29 09:38 | Anjanece |  | 300 | #VALUE! | #VALUE!
|  |  | , |  |  | 68.64 | 2019-07-29 09:38 | Anjanece |  | 300 | #VALUE! | #VALUE!
|  |  | , |  |  | 73.11 | 2019-07-29 09:38 | Anjanece |  | 300 | #VALUE! | #VALUE!
|  |  | , |  |  | 78.5 | 2019-07-29 09:38 | Anjanece |  | 300 | #VALUE! | #VALUE!
|  |  | , |  |  | 97.69 | 2019-07-29 09:38 | Anjanece |  | 300 | #VALUE! | #VALUE!
CARLON | (SEE SPEC)59017N | Y | CARLON , (SEE SPEC)59017N | JEA UNDERGROUND DISTRIBUTION | CSC Stores | 52.78 | 2002-06-25 09:05 | Anjanece | 27 | 80 | #VALUE! | #VALUE!
CARLON | (SEE SPEC)59017N | Y | CARLON , (SEE SPEC)59017N |  |  | 52.95 | 2002-06-25 09:05 | Anjanece | 27 | 80 | #VALUE! | #VALUE!
CARLON | (SEE SPEC)59017N | Y | CARLON , (SEE SPEC)59017N |  |  | 53.52 | 2002-06-25 09:05 | Anjanece | 27 | 80 | #VALUE! | #VALUE!
CARLON | (SEE SPEC)59017N | Y | CARLON , (SEE SPEC)59017N |  |  | 53.58 | 2002-06-25 09:05 | Anjanece | 27 | 80 | #VALUE! | #VALUE!
CARLON | (SEE SPEC)59017N | Y | CARLON , (SEE SPEC)59017N |  |  | 53.61 | 2002-06-25 09:05 | Anjanece | 27 | 80 | #VALUE! | #VALUE!
CARLON | (SEE SPEC)59017N | Y | CARLON , (SEE SPEC)59017N |  |  | 53.64 | 2002-06-25 09:05 | Anjanece | 27 | 80 | #VALUE! | #VALUE!
CARLON | (SEE SPEC)59017N | Y | CARLON , (SEE SPEC)59017N |  |  | 53.66 | 2002-06-25 09:05 | Anjanece | 27 | 80 | #VALUE! | #VALUE!
CARLON | (SEE SPEC)59017N | Y | CARLON , (SEE SPEC)59017N |  |  | 56.41 | 2002-06-25 09:05 | Anjanece | 27 | 80 | #VALUE! | #VALUE!
CARLON | (SEE SPEC)59017N | Y | CARLON , (SEE SPEC)59017N |  |  | 69.15 | 2002-06-25 09:05 | Anjanece | 27 | 80 | #VALUE! | #VALUE!
CARLON | (SEE SPEC)59017N | Y | CARLON , (SEE SPEC)59017N |  |  | 89.58 | 2002-06-25 09:05 | Anjanece | 27 | 80 | #VALUE! | #VALUE!
CARLON | (SEE SPEC)59017N | Y | CARLON , (SEE SPEC)59017N |  |  | 97.75 | 2002-06-25 09:05 | Anjanece | 27 | 80 | #VALUE! | #VALUE!
CARLON | (SEE SPEC)59017N | Y | CARLON , (SEE SPEC)59017N |  |  | 111.43 | 2002-06-25 09:05 | Anjanece | 27 | 80 | #VALUE! | #VALUE!
CARLON | (SEE SPEC)59017N | Y | CARLON , (SEE SPEC)59017N |  |  | 126.19 | 2002-06-25 09:05 | Anjanece | 27 | 80 | #VALUE! | #VALUE!
ELECTRICAL MATERIALS CO., INC. | PE-6UG10SH | Y | ELECTRICAL MATERIALS CO., INC. , PE-6UG10SH | JEA UNDERGROUND DISTRIBUTION | CSC Stores | 52.78 | 2002-06-25 09:05 | Anjanece | 27 | 80 | #VALUE! | #VALUE!
ELECTRICAL MATERIALS CO., INC. | PE-6UG10SH | Y | ELECTRICAL MATERIALS CO., INC. , PE-6UG10SH |  |  | 52.95 | 2002-06-25 09:05 | Anjanece | 27 | 80 | #VALUE! | #VALUE!
ELECTRICAL MATERIALS CO., INC. | PE-6UG10SH | Y | ELECTRICAL MATERIALS CO., INC. , PE-6UG10SH |  |  | 53.52 | 2002-06-25 09:05 | Anjanece | 27 | 80 | #VALUE! | #VALUE!
ELECTRICAL MATERIALS CO., INC. | PE-6UG10SH | Y | ELECTRICAL MATERIALS CO., INC. , PE-6UG10SH |  |  | 53.58 | 2002-06-25 09:05 | Anjanece | 27 | 80 | #VALUE! | #VALUE!
ELECTRICAL MATERIALS CO., INC. | PE-6UG10SH | Y | ELECTRICAL MATERIALS CO., INC. , PE-6UG10SH |  |  | 53.61 | 2002-06-25 09:05 | Anjanece | 27 | 80 | #VALUE! | #VALUE!
ELECTRICAL MATERIALS CO., INC. | PE-6UG10SH | Y | ELECTRICAL MATERIALS CO., INC. , PE-6UG10SH |  |  | 53.64 | 2002-06-25 09:05 | Anjanece | 27 | 80 | #VALUE! | #VALUE!
ELECTRICAL MATERIALS CO., INC. | PE-6UG10SH | Y | ELECTRICAL MATERIALS CO., INC. , PE-6UG10SH |  |  | 53.66 | 2002-06-25 09:05 | Anjanece | 27 | 80 | #VALUE! | #VALUE!
ELECTRICAL MATERIALS CO., INC. | PE-6UG10SH | Y | ELECTRICAL MATERIALS CO., INC. , PE-6UG10SH |  |  | 56.41 | 2002-06-25 09:05 | Anjanece | 27 | 80 | #VALUE! | #VALUE!
ELECTRICAL MATERIALS CO., INC. | PE-6UG10SH | Y | ELECTRICAL MATERIALS CO., INC. , PE-6UG10SH |  |  | 69.15 | 2002-06-25 09:05 | Anjanece | 27 | 80 | #VALUE! | #VALUE!
ELECTRICAL MATERIALS CO., INC. | PE-6UG10SH | Y | ELECTRICAL MATERIALS CO., INC. , PE-6UG10SH |  |  | 89.58 | 2002-06-25 09:05 | Anjanece | 27 | 80 | #VALUE! | #VALUE!
ELECTRICAL MATERIALS CO., INC. | PE-6UG10SH | Y | ELECTRICAL MATERIALS CO., INC. , PE-6UG10SH |  |  | 97.75 | 2002-06-25 09:05 | Anjanece | 27 | 80 | #VALUE! | #VALUE!
ELECTRICAL MATERIALS CO., INC. | PE-6UG10SH | Y | ELECTRICAL MATERIALS CO., INC. , PE-6UG10SH |  |  | 111.43 | 2002-06-25 09:05 | Anjanece | 27 | 80 | #VALUE! | #VALUE!
ELECTRICAL MATERIALS CO., INC. | PE-6UG10SH | Y | ELECTRICAL MATERIALS CO., INC. , PE-6UG10SH |  |  | 126.19 | 2002-06-25 09:05 | Anjanece | 27 | 80 | #VALUE! | #VALUE!
HOLM INDUSTRIES INC | (SEE SPEC)PM6-40 | Y | HOLM INDUSTRIES INC , (SEE SPEC)PM6-40 | JEA UNDERGROUND DISTRIBUTION | CSC Stores | 52.78 | 2002-06-25 09:05 | Anjanece | 27 | 80 | #VALUE! | #VALUE!
HOLM INDUSTRIES INC | (SEE SPEC)PM6-40 | Y | HOLM INDUSTRIES INC , (SEE SPEC)PM6-40 |  |  | 52.95 | 2002-06-25 09:05 | Anjanece | 27 | 80 | #VALUE! | #VALUE!
HOLM INDUSTRIES INC | (SEE SPEC)PM6-40 | Y | HOLM INDUSTRIES INC , (SEE SPEC)PM6-40 |  |  | 53.52 | 2002-06-25 09:05 | Anjanece | 27 | 80 | #VALUE! | #VALUE!
HOLM INDUSTRIES INC | (SEE SPEC)PM6-40 | Y | HOLM INDUSTRIES INC , (SEE SPEC)PM6-40 |  |  | 53.58 | 2002-06-25 09:05 | Anjanece | 27 | 80 | #VALUE! | #VALUE!
HOLM INDUSTRIES INC | (SEE SPEC)PM6-40 | Y | HOLM INDUSTRIES INC , (SEE SPEC)PM6-40 |  |  | 53.61 | 2002-06-25 09:05 | Anjanece | 27 | 80 | #VALUE! | #VALUE!
HOLM INDUSTRIES INC | (SEE SPEC)PM6-40 | Y | HOLM INDUSTRIES INC , (SEE SPEC)PM6-40 |  |  | 53.64 | 2002-06-25 09:05 | Anjanece | 27 | 80 | #VALUE! | #VALUE!
HOLM INDUSTRIES INC | (SEE SPEC)PM6-40 | Y | HOLM INDUSTRIES INC , (SEE SPEC)PM6-40 |  |  | 53.66 | 2002-06-25 09:05 | Anjanece | 27 | 80 | #VALUE! | #VALUE!
HOLM INDUSTRIES INC | (SEE SPEC)PM6-40 | Y | HOLM INDUSTRIES INC , (SEE SPEC)PM6-40 |  |  | 56.41 | 2002-06-25 09:05 | Anjanece | 27 | 80 | #VALUE! | #VALUE!
HOLM INDUSTRIES INC | (SEE SPEC)PM6-40 | Y | HOLM INDUSTRIES INC , (SEE SPEC)PM6-40 |  |  | 69.15 | 2002-06-25 09:05 | Anjanece | 27 | 80 | #VALUE! | #VALUE!
HOLM INDUSTRIES INC | (SEE SPEC)PM6-40 | Y | HOLM INDUSTRIES INC , (SEE SPEC)PM6-40 |  |  | 89.58 | 2002-06-25 09:05 | Anjanece | 27 | 80 | #VALUE! | #VALUE!
HOLM INDUSTRIES INC | (SEE SPEC)PM6-40 | Y | HOLM INDUSTRIES INC , (SEE SPEC)PM6-40 |  |  | 97.75 | 2002-06-25 09:05 | Anjanece | 27 | 80 | #VALUE! | #VALUE!
HOLM INDUSTRIES INC | (SEE SPEC)PM6-40 | Y | HOLM INDUSTRIES INC , (SEE SPEC)PM6-40 |  |  | 111.43 | 2002-06-25 09:05 | Anjanece | 27 | 80 | #VALUE! | #VALUE!
HOLM INDUSTRIES INC | (SEE SPEC)PM6-40 | Y | HOLM INDUSTRIES INC , (SEE SPEC)PM6-40 |  |  | 126.19 | 2002-06-25 09:05 | Anjanece | 27 | 80 | #VALUE! | #VALUE!
PRIME CONDUIT | (SEE SPEC)59017N | Y | PRIME CONDUIT , (SEE SPEC)59017N | JEA UNDERGROUND DISTRIBUTION | CSC Stores | 52.78 | 2002-06-25 09:05 | Anjanece | 27 | 80 | #VALUE! | #VALUE!
PRIME CONDUIT | (SEE SPEC)59017N | Y | PRIME CONDUIT , (SEE SPEC)59017N |  |  | 52.95 | 2002-06-25 09:05 | Anjanece | 27 | 80 | #VALUE! | #VALUE!
PRIME CONDUIT | (SEE SPEC)59017N | Y | PRIME CONDUIT , (SEE SPEC)59017N |  |  | 53.52 | 2002-06-25 09:05 | Anjanece | 27 | 80 | #VALUE! | #VALUE!
PRIME CONDUIT | (SEE SPEC)59017N | Y | PRIME CONDUIT , (SEE SPEC)59017N |  |  | 53.58 | 2002-06-25 09:05 | Anjanece | 27 | 80 | #VALUE! | #VALUE!
PRIME CONDUIT | (SEE SPEC)59017N | Y | PRIME CONDUIT , (SEE SPEC)59017N |  |  | 53.61 | 2002-06-25 09:05 | Anjanece | 27 | 80 | #VALUE! | #VALUE!
PRIME CONDUIT | (SEE SPEC)59017N | Y | PRIME CONDUIT , (SEE SPEC)59017N |  |  | 53.64 | 2002-06-25 09:05 | Anjanece | 27 | 80 | #VALUE! | #VALUE!
PRIME CONDUIT | (SEE SPEC)59017N | Y | PRIME CONDUIT , (SEE SPEC)59017N |  |  | 53.66 | 2002-06-25 09:05 | Anjanece | 27 | 80 | #VALUE! | #VALUE!
PRIME CONDUIT | (SEE SPEC)59017N | Y | PRIME CONDUIT , (SEE SPEC)59017N |  |  | 56.41 | 2002-06-25 09:05 | Anjanece | 27 | 80 | #VALUE! | #VALUE!
PRIME CONDUIT | (SEE SPEC)59017N | Y | PRIME CONDUIT , (SEE SPEC)59017N |  |  | 69.15 | 2002-06-25 09:05 | Anjanece | 27 | 80 | #VALUE! | #VALUE!
PRIME CONDUIT | (SEE SPEC)59017N | Y | PRIME CONDUIT , (SEE SPEC)59017N |  |  | 89.58 | 2002-06-25 09:05 | Anjanece | 27 | 80 | #VALUE! | #VALUE!
PRIME CONDUIT | (SEE SPEC)59017N | Y | PRIME CONDUIT , (SEE SPEC)59017N |  |  | 97.75 | 2002-06-25 09:05 | Anjanece | 27 | 80 | #VALUE! | #VALUE!
PRIME CONDUIT | (SEE SPEC)59017N | Y | PRIME CONDUIT , (SEE SPEC)59017N |  |  | 111.43 | 2002-06-25 09:05 | Anjanece | 27 | 80 | #VALUE! | #VALUE!
PRIME CONDUIT | (SEE SPEC)59017N | Y | PRIME CONDUIT , (SEE SPEC)59017N |  |  | 126.19 | 2002-06-25 09:05 | Anjanece | 27 | 80 | #VALUE! | #VALUE!
|  |  | , | JEA UNDERGROUND DISTRIBUTION | Storm Stores | 0 | 2019-07-29 09:39 | Anjanece |  | 80 | #VALUE! | #VALUE!
|  |  | , |  |  | 52.78 | 2019-07-29 09:39 | Anjanece |  | 80 | #VALUE! | #VALUE!
|  |  | , |  |  | 72.05 | 2019-07-29 09:39 | Anjanece |  | 80 | #VALUE! | #VALUE!
|  |  | , |  |  | 76.43 | 2019-07-29 09:39 | Anjanece |  | 80 | #VALUE! | #VALUE!
|  |  | , |  |  | 79.1 | 2019-07-29 09:39 | Anjanece |  | 80 | #VALUE! | #VALUE!
|  |  | , |  |  | 89.58 | 2019-07-29 09:39 | Anjanece |  | 80 | #VALUE! | #VALUE!
|  |  | , |  |  | 99.97 | 2019-07-29 09:39 | Anjanece |  | 80 | #VALUE! | #VALUE!
CARLON | (SEE SPEC)59013N | Y | CARLON , (SEE SPEC)59013N | JEA OVERHEAD DISTRIBUTION | CSC Stores | 16.36 | 2001-12-17 14:28 | Anjanece | 1 | 700 | #VALUE! | #VALUE!
CARLON | (SEE SPEC)59013N | Y | CARLON , (SEE SPEC)59013N |  |  | 16.73 | 2001-12-17 14:28 | Anjanece | 1 | 700 | #VALUE! | #VALUE!
CARLON | (SEE SPEC)59013N | Y | CARLON , (SEE SPEC)59013N |  |  | 16.85 | 2001-12-17 14:28 | Anjanece | 1 | 700 | #VALUE! | #VALUE!
CARLON | (SEE SPEC)59013N | Y | CARLON , (SEE SPEC)59013N |  |  | 17.04 | 2001-12-17 14:28 | Anjanece | 1 | 700 | #VALUE! | #VALUE!
CARLON | (SEE SPEC)59013N | Y | CARLON , (SEE SPEC)59013N |  |  | 17.06 | 2001-12-17 14:28 | Anjanece | 1 | 700 | #VALUE! | #VALUE!
CARLON | (SEE SPEC)59013N | Y | CARLON , (SEE SPEC)59013N |  |  | 17.11 | 2001-12-17 14:28 | Anjanece | 1 | 700 | #VALUE! | #VALUE!
CARLON | (SEE SPEC)59013N | Y | CARLON , (SEE SPEC)59013N |  |  | 17.27 | 2001-12-17 14:28 | Anjanece | 1 | 700 | #VALUE! | #VALUE!
CARLON | (SEE SPEC)59013N | Y | CARLON , (SEE SPEC)59013N |  |  | 17.37 | 2001-12-17 14:28 | Anjanece | 1 | 700 | #VALUE! | #VALUE!
CARLON | (SEE SPEC)59013N | Y | CARLON , (SEE SPEC)59013N |  |  | 17.48 | 2001-12-17 14:28 | Anjanece | 1 | 700 | #VALUE! | #VALUE!
CARLON | (SEE SPEC)59013N | Y | CARLON , (SEE SPEC)59013N |  |  | 17.5 | 2001-12-17 14:28 | Anjanece | 1 | 700 | #VALUE! | #VALUE!
CARLON | (SEE SPEC)59013N | Y | CARLON , (SEE SPEC)59013N |  |  | 20.56 | 2001-12-17 14:28 | Anjanece | 1 | 700 | #VALUE! | #VALUE!
CARLON | (SEE SPEC)59013N | Y | CARLON , (SEE SPEC)59013N |  |  | 20.75 | 2001-12-17 14:28 | Anjanece | 1 | 700 | #VALUE! | #VALUE!
CARLON | (SEE SPEC)59013N | Y | CARLON , (SEE SPEC)59013N |  |  | 20.79 | 2001-12-17 14:28 | Anjanece | 1 | 700 | #VALUE! | #VALUE!
CARLON | (SEE SPEC)59013N | Y | CARLON , (SEE SPEC)59013N |  |  | 25.75 | 2001-12-17 14:28 | Anjanece | 1 | 700 | #VALUE! | #VALUE!
CARLON | (SEE SPEC)59013N | Y | CARLON , (SEE SPEC)59013N |  |  | 26.13 | 2001-12-17 14:28 | Anjanece | 1 | 700 | #VALUE! | #VALUE!
CARLON | (SEE SPEC)59013N | Y | CARLON , (SEE SPEC)59013N |  |  | 27.18 | 2001-12-17 14:28 | Anjanece | 1 | 700 | #VALUE! | #VALUE!
CARLON | (SEE SPEC)59013N | Y | CARLON , (SEE SPEC)59013N |  |  | 27.51 | 2001-12-17 14:28 | Anjanece | 1 | 700 | #VALUE! | #VALUE!
CARLON | (SEE SPEC)59013N | Y | CARLON , (SEE SPEC)59013N |  |  | 28.3 | 2001-12-17 14:28 | Anjanece | 1 | 700 | #VALUE! | #VALUE!
CARLON | (SEE SPEC)59013N | Y | CARLON , (SEE SPEC)59013N |  |  | 28.41 | 2001-12-17 14:28 | Anjanece | 1 | 700 | #VALUE! | #VALUE!
CARLON | (SEE SPEC)59013N | Y | CARLON , (SEE SPEC)59013N |  |  | 29.04 | 2001-12-17 14:28 | Anjanece | 1 | 700 | #VALUE! | #VALUE!
CARLON | (SEE SPEC)59013N | Y | CARLON , (SEE SPEC)59013N |  |  | 29.12 | 2001-12-17 14:28 | Anjanece | 1 | 700 | #VALUE! | #VALUE!
CARLON | (SEE SPEC)59013N | Y | CARLON , (SEE SPEC)59013N |  |  | 31.77 | 2001-12-17 14:28 | Anjanece | 1 | 700 | #VALUE! | #VALUE!
CUSTOM PLASTICS, INC. | CPUS4310 | Y | CUSTOM PLASTICS, INC. , CPUS4310 | JEA OVERHEAD DISTRIBUTION | CSC Stores | 16.36 | 2001-12-17 14:28 | Anjanece | 1 | 700 | #VALUE! | #VALUE!
CUSTOM PLASTICS, INC. | CPUS4310 | Y | CUSTOM PLASTICS, INC. , CPUS4310 |  |  | 16.73 | 2001-12-17 14:28 | Anjanece | 1 | 700 | #VALUE! | #VALUE!
CUSTOM PLASTICS, INC. | CPUS4310 | Y | CUSTOM PLASTICS, INC. , CPUS4310 |  |  | 16.85 | 2001-12-17 14:28 | Anjanece | 1 | 700 | #VALUE! | #VALUE!
CUSTOM PLASTICS, INC. | CPUS4310 | Y | CUSTOM PLASTICS, INC. , CPUS4310 |  |  | 17.04 | 2001-12-17 14:28 | Anjanece | 1 | 700 | #VALUE! | #VALUE!
CUSTOM PLASTICS, INC. | CPUS4310 | Y | CUSTOM PLASTICS, INC. , CPUS4310 |  |  | 17.06 | 2001-12-17 14:28 | Anjanece | 1 | 700 | #VALUE! | #VALUE!
CUSTOM PLASTICS, INC. | CPUS4310 | Y | CUSTOM PLASTICS, INC. , CPUS4310 |  |  | 17.11 | 2001-12-17 14:28 | Anjanece | 1 | 700 | #VALUE! | #VALUE!
CUSTOM PLASTICS, INC. | CPUS4310 | Y | CUSTOM PLASTICS, INC. , CPUS4310 |  |  | 17.27 | 2001-12-17 14:28 | Anjanece | 1 | 700 | #VALUE! | #VALUE!
CUSTOM PLASTICS, INC. | CPUS4310 | Y | CUSTOM PLASTICS, INC. , CPUS4310 |  |  | 17.37 | 2001-12-17 14:28 | Anjanece | 1 | 700 | #VALUE! | #VALUE!
CUSTOM PLASTICS, INC. | CPUS4310 | Y | CUSTOM PLASTICS, INC. , CPUS4310 |  |  | 17.48 | 2001-12-17 14:28 | Anjanece | 1 | 700 | #VALUE! | #VALUE!
CUSTOM PLASTICS, INC. | CPUS4310 | Y | CUSTOM PLASTICS, INC. , CPUS4310 |  |  | 17.5 | 2001-12-17 14:28 | Anjanece | 1 | 700 | #VALUE! | #VALUE!
CUSTOM PLASTICS, INC. | CPUS4310 | Y | CUSTOM PLASTICS, INC. , CPUS4310 |  |  | 20.56 | 2001-12-17 14:28 | Anjanece | 1 | 700 | #VALUE! | #VALUE!
CUSTOM PLASTICS, INC. | CPUS4310 | Y | CUSTOM PLASTICS, INC. , CPUS4310 |  |  | 20.75 | 2001-12-17 14:28 | Anjanece | 1 | 700 | #VALUE! | #VALUE!
CUSTOM PLASTICS, INC. | CPUS4310 | Y | CUSTOM PLASTICS, INC. , CPUS4310 |  |  | 20.79 | 2001-12-17 14:28 | Anjanece | 1 | 700 | #VALUE! | #VALUE!
CUSTOM PLASTICS, INC. | CPUS4310 | Y | CUSTOM PLASTICS, INC. , CPUS4310 |  |  | 25.75 | 2001-12-17 14:28 | Anjanece | 1 | 700 | #VALUE! | #VALUE!
CUSTOM PLASTICS, INC. | CPUS4310 | Y | CUSTOM PLASTICS, INC. , CPUS4310 |  |  | 26.13 | 2001-12-17 14:28 | Anjanece | 1 | 700 | #VALUE! | #VALUE!
CUSTOM PLASTICS, INC. | CPUS4310 | Y | CUSTOM PLASTICS, INC. , CPUS4310 |  |  | 27.18 | 2001-12-17 14:28 | Anjanece | 1 | 700 | #VALUE! | #VALUE!
CUSTOM PLASTICS, INC. | CPUS4310 | Y | CUSTOM PLASTICS, INC. , CPUS4310 |  |  | 27.51 | 2001-12-17 14:28 | Anjanece | 1 | 700 | #VALUE! | #VALUE!
CUSTOM PLASTICS, INC. | CPUS4310 | Y | CUSTOM PLASTICS, INC. , CPUS4310 |  |  | 28.3 | 2001-12-17 14:28 | Anjanece | 1 | 700 | #VALUE! | #VALUE!
CUSTOM PLASTICS, INC. | CPUS4310 | Y | CUSTOM PLASTICS, INC. , CPUS4310 |  |  | 28.41 | 2001-12-17 14:28 | Anjanece | 1 | 700 | #VALUE! | #VALUE!
CUSTOM PLASTICS, INC. | CPUS4310 | Y | CUSTOM PLASTICS, INC. , CPUS4310 |  |  | 29.04 | 2001-12-17 14:28 | Anjanece | 1 | 700 | #VALUE! | #VALUE!
CUSTOM PLASTICS, INC. | CPUS4310 | Y | CUSTOM PLASTICS, INC. , CPUS4310 |  |  | 29.12 | 2001-12-17 14:28 | Anjanece | 1 | 700 | #VALUE! | #VALUE!
CUSTOM PLASTICS, INC. | CPUS4310 | Y | CUSTOM PLASTICS, INC. , CPUS4310 |  |  | 31.77 | 2001-12-17 14:28 | Anjanece | 1 | 700 | #VALUE! | #VALUE!
ELECTRICAL MATERIALS CO., INC. | PE-3UG10SH | Y | ELECTRICAL MATERIALS CO., INC. , PE-3UG10SH | JEA OVERHEAD DISTRIBUTION | CSC Stores | 16.36 | 2001-12-17 14:28 | Anjanece | 1 | 700 | #VALUE! | #VALUE!
ELECTRICAL MATERIALS CO., INC. | PE-3UG10SH | Y | ELECTRICAL MATERIALS CO., INC. , PE-3UG10SH |  |  | 16.73 | 2001-12-17 14:28 | Anjanece | 1 | 700 | #VALUE! | #VALUE!
ELECTRICAL MATERIALS CO., INC. | PE-3UG10SH | Y | ELECTRICAL MATERIALS CO., INC. , PE-3UG10SH |  |  | 16.85 | 2001-12-17 14:28 | Anjanece | 1 | 700 | #VALUE! | #VALUE!
ELECTRICAL MATERIALS CO., INC. | PE-3UG10SH | Y | ELECTRICAL MATERIALS CO., INC. , PE-3UG10SH |  |  | 17.04 | 2001-12-17 14:28 | Anjanece | 1 | 700 | #VALUE! | #VALUE!
ELECTRICAL MATERIALS CO., INC. | PE-3UG10SH | Y | ELECTRICAL MATERIALS CO., INC. , PE-3UG10SH |  |  | 17.06 | 2001-12-17 14:28 | Anjanece | 1 | 700 | #VALUE! | #VALUE!
ELECTRICAL MATERIALS CO., INC. | PE-3UG10SH | Y | ELECTRICAL MATERIALS CO., INC. , PE-3UG10SH |  |  | 17.11 | 2001-12-17 14:28 | Anjanece | 1 | 700 | #VALUE! | #VALUE!
ELECTRICAL MATERIALS CO., INC. | PE-3UG10SH | Y | ELECTRICAL MATERIALS CO., INC. , PE-3UG10SH |  |  | 17.27 | 2001-12-17 14:28 | Anjanece | 1 | 700 | #VALUE! | #VALUE!
ELECTRICAL MATERIALS CO., INC. | PE-3UG10SH | Y | ELECTRICAL MATERIALS CO., INC. , PE-3UG10SH |  |  | 17.37 | 2001-12-17 14:28 | Anjanece | 1 | 700 | #VALUE! | #VALUE!
ELECTRICAL MATERIALS CO., INC. | PE-3UG10SH | Y | ELECTRICAL MATERIALS CO., INC. , PE-3UG10SH |  |  | 17.48 | 2001-12-17 14:28 | Anjanece | 1 | 700 | #VALUE! | #VALUE!
ELECTRICAL MATERIALS CO., INC. | PE-3UG10SH | Y | ELECTRICAL MATERIALS CO., INC. , PE-3UG10SH |  |  | 17.5 | 2001-12-17 14:28 | Anjanece | 1 | 700 | #VALUE! | #VALUE!
ELECTRICAL MATERIALS CO., INC. | PE-3UG10SH | Y | ELECTRICAL MATERIALS CO., INC. , PE-3UG10SH |  |  | 20.56 | 2001-12-17 14:28 | Anjanece | 1 | 700 | #VALUE! | #VALUE!
ELECTRICAL MATERIALS CO., INC. | PE-3UG10SH | Y | ELECTRICAL MATERIALS CO., INC. , PE-3UG10SH |  |  | 20.75 | 2001-12-17 14:28 | Anjanece | 1 | 700 | #VALUE! | #VALUE!
ELECTRICAL MATERIALS CO., INC. | PE-3UG10SH | Y | ELECTRICAL MATERIALS CO., INC. , PE-3UG10SH |  |  | 20.79 | 2001-12-17 14:28 | Anjanece | 1 | 700 | #VALUE! | #VALUE!
ELECTRICAL MATERIALS CO., INC. | PE-3UG10SH | Y | ELECTRICAL MATERIALS CO., INC. , PE-3UG10SH |  |  | 25.75 | 2001-12-17 14:28 | Anjanece | 1 | 700 | #VALUE! | #VALUE!
ELECTRICAL MATERIALS CO., INC. | PE-3UG10SH | Y | ELECTRICAL MATERIALS CO., INC. , PE-3UG10SH |  |  | 26.13 | 2001-12-17 14:28 | Anjanece | 1 | 700 | #VALUE! | #VALUE!
ELECTRICAL MATERIALS CO., INC. | PE-3UG10SH | Y | ELECTRICAL MATERIALS CO., INC. , PE-3UG10SH |  |  | 27.18 | 2001-12-17 14:28 | Anjanece | 1 | 700 | #VALUE! | #VALUE!
ELECTRICAL MATERIALS CO., INC. | PE-3UG10SH | Y | ELECTRICAL MATERIALS CO., INC. , PE-3UG10SH |  |  | 27.51 | 2001-12-17 14:28 | Anjanece | 1 | 700 | #VALUE! | #VALUE!
ELECTRICAL MATERIALS CO., INC. | PE-3UG10SH | Y | ELECTRICAL MATERIALS CO., INC. , PE-3UG10SH |  |  | 28.3 | 2001-12-17 14:28 | Anjanece | 1 | 700 | #VALUE! | #VALUE!
ELECTRICAL MATERIALS CO., INC. | PE-3UG10SH | Y | ELECTRICAL MATERIALS CO., INC. , PE-3UG10SH |  |  | 28.41 | 2001-12-17 14:28 | Anjanece | 1 | 700 | #VALUE! | #VALUE!
ELECTRICAL MATERIALS CO., INC. | PE-3UG10SH | Y | ELECTRICAL MATERIALS CO., INC. , PE-3UG10SH |  |  | 29.04 | 2001-12-17 14:28 | Anjanece | 1 | 700 | #VALUE! | #VALUE!
ELECTRICAL MATERIALS CO., INC. | PE-3UG10SH | Y | ELECTRICAL MATERIALS CO., INC. , PE-3UG10SH |  |  | 29.12 | 2001-12-17 14:28 | Anjanece | 1 | 700 | #VALUE! | #VALUE!
ELECTRICAL MATERIALS CO., INC. | PE-3UG10SH | Y | ELECTRICAL MATERIALS CO., INC. , PE-3UG10SH |  |  | 31.77 | 2001-12-17 14:28 | Anjanece | 1 | 700 | #VALUE! | #VALUE!
HOLM INDUSTRIES INC | (SEE SPEC)PM3-40 | Y | HOLM INDUSTRIES INC , (SEE SPEC)PM3-40 | JEA OVERHEAD DISTRIBUTION | CSC Stores | 16.36 | 2001-12-17 14:28 | Anjanece | 1 | 700 | #VALUE! | #VALUE!
HOLM INDUSTRIES INC | (SEE SPEC)PM3-40 | Y | HOLM INDUSTRIES INC , (SEE SPEC)PM3-40 |  |  | 16.73 | 2001-12-17 14:28 | Anjanece | 1 | 700 | #VALUE! | #VALUE!
HOLM INDUSTRIES INC | (SEE SPEC)PM3-40 | Y | HOLM INDUSTRIES INC , (SEE SPEC)PM3-40 |  |  | 16.85 | 2001-12-17 14:28 | Anjanece | 1 | 700 | #VALUE! | #VALUE!
HOLM INDUSTRIES INC | (SEE SPEC)PM3-40 | Y | HOLM INDUSTRIES INC , (SEE SPEC)PM3-40 |  |  | 17.04 | 2001-12-17 14:28 | Anjanece | 1 | 700 | #VALUE! | #VALUE!
HOLM INDUSTRIES INC | (SEE SPEC)PM3-40 | Y | HOLM INDUSTRIES INC , (SEE SPEC)PM3-40 |  |  | 17.06 | 2001-12-17 14:28 | Anjanece | 1 | 700 | #VALUE! | #VALUE!
HOLM INDUSTRIES INC | (SEE SPEC)PM3-40 | Y | HOLM INDUSTRIES INC , (SEE SPEC)PM3-40 |  |  | 17.11 | 2001-12-17 14:28 | Anjanece | 1 | 700 | #VALUE! | #VALUE!
HOLM INDUSTRIES INC | (SEE SPEC)PM3-40 | Y | HOLM INDUSTRIES INC , (SEE SPEC)PM3-40 |  |  | 17.27 | 2001-12-17 14:28 | Anjanece | 1 | 700 | #VALUE! | #VALUE!
HOLM INDUSTRIES INC | (SEE SPEC)PM3-40 | Y | HOLM INDUSTRIES INC , (SEE SPEC)PM3-40 |  |  | 17.37 | 2001-12-17 14:28 | Anjanece | 1 | 700 | #VALUE! | #VALUE!
HOLM INDUSTRIES INC | (SEE SPEC)PM3-40 | Y | HOLM INDUSTRIES INC , (SEE SPEC)PM3-40 |  |  | 17.48 | 2001-12-17 14:28 | Anjanece | 1 | 700 | #VALUE! | #VALUE!
HOLM INDUSTRIES INC | (SEE SPEC)PM3-40 | Y | HOLM INDUSTRIES INC , (SEE SPEC)PM3-40 |  |  | 17.5 | 2001-12-17 14:28 | Anjanece | 1 | 700 | #VALUE! | #VALUE!
HOLM INDUSTRIES INC | (SEE SPEC)PM3-40 | Y | HOLM INDUSTRIES INC , (SEE SPEC)PM3-40 |  |  | 20.56 | 2001-12-17 14:28 | Anjanece | 1 | 700 | #VALUE! | #VALUE!
HOLM INDUSTRIES INC | (SEE SPEC)PM3-40 | Y | HOLM INDUSTRIES INC , (SEE SPEC)PM3-40 |  |  | 20.75 | 2001-12-17 14:28 | Anjanece | 1 | 700 | #VALUE! | #VALUE!
HOLM INDUSTRIES INC | (SEE SPEC)PM3-40 | Y | HOLM INDUSTRIES INC , (SEE SPEC)PM3-40 |  |  | 20.79 | 2001-12-17 14:28 | Anjanece | 1 | 700 | #VALUE! | #VALUE!
HOLM INDUSTRIES INC | (SEE SPEC)PM3-40 | Y | HOLM INDUSTRIES INC , (SEE SPEC)PM3-40 |  |  | 25.75 | 2001-12-17 14:28 | Anjanece | 1 | 700 | #VALUE! | #VALUE!
HOLM INDUSTRIES INC | (SEE SPEC)PM3-40 | Y | HOLM INDUSTRIES INC , (SEE SPEC)PM3-40 |  |  | 26.13 | 2001-12-17 14:28 | Anjanece | 1 | 700 | #VALUE! | #VALUE!
HOLM INDUSTRIES INC | (SEE SPEC)PM3-40 | Y | HOLM INDUSTRIES INC , (SEE SPEC)PM3-40 |  |  | 27.18 | 2001-12-17 14:28 | Anjanece | 1 | 700 | #VALUE! | #VALUE!
HOLM INDUSTRIES INC | (SEE SPEC)PM3-40 | Y | HOLM INDUSTRIES INC , (SEE SPEC)PM3-40 |  |  | 27.51 | 2001-12-17 14:28 | Anjanece | 1 | 700 | #VALUE! | #VALUE!
HOLM INDUSTRIES INC | (SEE SPEC)PM3-40 | Y | HOLM INDUSTRIES INC , (SEE SPEC)PM3-40 |  |  | 28.3 | 2001-12-17 14:28 | Anjanece | 1 | 700 | #VALUE! | #VALUE!
HOLM INDUSTRIES INC | (SEE SPEC)PM3-40 | Y | HOLM INDUSTRIES INC , (SEE SPEC)PM3-40 |  |  | 28.41 | 2001-12-17 14:28 | Anjanece | 1 | 700 | #VALUE! | #VALUE!
HOLM INDUSTRIES INC | (SEE SPEC)PM3-40 | Y | HOLM INDUSTRIES INC , (SEE SPEC)PM3-40 |  |  | 29.04 | 2001-12-17 14:28 | Anjanece | 1 | 700 | #VALUE! | #VALUE!
HOLM INDUSTRIES INC | (SEE SPEC)PM3-40 | Y | HOLM INDUSTRIES INC , (SEE SPEC)PM3-40 |  |  | 29.12 | 2001-12-17 14:28 | Anjanece | 1 | 700 | #VALUE! | #VALUE!
HOLM INDUSTRIES INC | (SEE SPEC)PM3-40 | Y | HOLM INDUSTRIES INC , (SEE SPEC)PM3-40 |  |  | 31.77 | 2001-12-17 14:28 | Anjanece | 1 | 700 | #VALUE! | #VALUE!
PRIME CONDUIT | (SEE SPEC) 59013N | Y | PRIME CONDUIT , (SEE SPEC) 59013N | JEA OVERHEAD DISTRIBUTION | CSC Stores | 16.36 | 2001-12-17 14:28 | Anjanece | 1 | 700 | #VALUE! | #VALUE!
PRIME CONDUIT | (SEE SPEC) 59013N | Y | PRIME CONDUIT , (SEE SPEC) 59013N |  |  | 16.73 | 2001-12-17 14:28 | Anjanece | 1 | 700 | #VALUE! | #VALUE!
PRIME CONDUIT | (SEE SPEC) 59013N | Y | PRIME CONDUIT , (SEE SPEC) 59013N |  |  | 16.85 | 2001-12-17 14:28 | Anjanece | 1 | 700 | #VALUE! | #VALUE!
PRIME CONDUIT | (SEE SPEC) 59013N | Y | PRIME CONDUIT , (SEE SPEC) 59013N |  |  | 17.04 | 2001-12-17 14:28 | Anjanece | 1 | 700 | #VALUE! | #VALUE!
PRIME CONDUIT | (SEE SPEC) 59013N | Y | PRIME CONDUIT , (SEE SPEC) 59013N |  |  | 17.06 | 2001-12-17 14:28 | Anjanece | 1 | 700 | #VALUE! | #VALUE!
PRIME CONDUIT | (SEE SPEC) 59013N | Y | PRIME CONDUIT , (SEE SPEC) 59013N |  |  | 17.11 | 2001-12-17 14:28 | Anjanece | 1 | 700 | #VALUE! | #VALUE!
PRIME CONDUIT | (SEE SPEC) 59013N | Y | PRIME CONDUIT , (SEE SPEC) 59013N |  |  | 17.27 | 2001-12-17 14:28 | Anjanece | 1 | 700 | #VALUE! | #VALUE!
PRIME CONDUIT | (SEE SPEC) 59013N | Y | PRIME CONDUIT , (SEE SPEC) 59013N |  |  | 17.37 | 2001-12-17 14:28 | Anjanece | 1 | 700 | #VALUE! | #VALUE!
PRIME CONDUIT | (SEE SPEC) 59013N | Y | PRIME CONDUIT , (SEE SPEC) 59013N |  |  | 17.48 | 2001-12-17 14:28 | Anjanece | 1 | 700 | #VALUE! | #VALUE!
PRIME CONDUIT | (SEE SPEC) 59013N | Y | PRIME CONDUIT , (SEE SPEC) 59013N |  |  | 17.5 | 2001-12-17 14:28 | Anjanece | 1 | 700 | #VALUE! | #VALUE!
PRIME CONDUIT | (SEE SPEC) 59013N | Y | PRIME CONDUIT , (SEE SPEC) 59013N |  |  | 20.56 | 2001-12-17 14:28 | Anjanece | 1 | 700 | #VALUE! | #VALUE!
PRIME CONDUIT | (SEE SPEC) 59013N | Y | PRIME CONDUIT , (SEE SPEC) 59013N |  |  | 20.75 | 2001-12-17 14:28 | Anjanece | 1 | 700 | #VALUE! | #VALUE!
PRIME CONDUIT | (SEE SPEC) 59013N | Y | PRIME CONDUIT , (SEE SPEC) 59013N |  |  | 20.79 | 2001-12-17 14:28 | Anjanece | 1 | 700 | #VALUE! | #VALUE!
PRIME CONDUIT | (SEE SPEC) 59013N | Y | PRIME CONDUIT , (SEE SPEC) 59013N |  |  | 25.75 | 2001-12-17 14:28 | Anjanece | 1 | 700 | #VALUE! | #VALUE!
PRIME CONDUIT | (SEE SPEC) 59013N | Y | PRIME CONDUIT , (SEE SPEC) 59013N |  |  | 26.13 | 2001-12-17 14:28 | Anjanece | 1 | 700 | #VALUE! | #VALUE!
PRIME CONDUIT | (SEE SPEC) 59013N | Y | PRIME CONDUIT , (SEE SPEC) 59013N |  |  | 27.18 | 2001-12-17 14:28 | Anjanece | 1 | 700 | #VALUE! | #VALUE!
PRIME CONDUIT | (SEE SPEC) 59013N | Y | PRIME CONDUIT , (SEE SPEC) 59013N |  |  | 27.51 | 2001-12-17 14:28 | Anjanece | 1 | 700 | #VALUE! | #VALUE!
PRIME CONDUIT | (SEE SPEC) 59013N | Y | PRIME CONDUIT , (SEE SPEC) 59013N |  |  | 28.3 | 2001-12-17 14:28 | Anjanece | 1 | 700 | #VALUE! | #VALUE!
PRIME CONDUIT | (SEE SPEC) 59013N | Y | PRIME CONDUIT , (SEE SPEC) 59013N |  |  | 28.41 | 2001-12-17 14:28 | Anjanece | 1 | 700 | #VALUE! | #VALUE!
PRIME CONDUIT | (SEE SPEC) 59013N | Y | PRIME CONDUIT , (SEE SPEC) 59013N |  |  | 29.04 | 2001-12-17 14:28 | Anjanece | 1 | 700 | #VALUE! | #VALUE!
PRIME CONDUIT | (SEE SPEC) 59013N | Y | PRIME CONDUIT , (SEE SPEC) 59013N |  |  | 29.12 | 2001-12-17 14:28 | Anjanece | 1 | 700 | #VALUE! | #VALUE!
PRIME CONDUIT | (SEE SPEC) 59013N | Y | PRIME CONDUIT , (SEE SPEC) 59013N |  |  | 31.77 | 2001-12-17 14:28 | Anjanece | 1 | 700 | #VALUE! | #VALUE!
CHANCE | 96-KG-1/2G | Y | CHANCE , 96-KG-1/2G | JEA OVERHEAD DISTRIBUTION | CSC Stores | 0.97 | 2001-12-17 14:29 | Anjanece | 125 | 2600 | #VALUE! | #VALUE!
CHANCE | 96-KG-1/2G | Y | CHANCE , 96-KG-1/2G |  |  | 0.98 | 2001-12-17 14:29 | Anjanece | 125 | 2600 | #VALUE! | #VALUE!
CHANCE | 96-KG-1/2G | Y | CHANCE , 96-KG-1/2G |  |  | 0.99 | 2001-12-17 14:29 | Anjanece | 125 | 2600 | #VALUE! | #VALUE!
CHANCE | 96-KG-1/2G | Y | CHANCE , 96-KG-1/2G |  |  | 1 | 2001-12-17 14:29 | Anjanece | 125 | 2600 | #VALUE! | #VALUE!
CHANCE | 96-KG-1/2G | Y | CHANCE , 96-KG-1/2G |  |  | 1.01 | 2001-12-17 14:29 | Anjanece | 125 | 2600 | #VALUE! | #VALUE!
CHANCE | 96-KG-1/2G | Y | CHANCE , 96-KG-1/2G |  |  | 1.02 | 2001-12-17 14:29 | Anjanece | 125 | 2600 | #VALUE! | #VALUE!
CHANCE | 96-KG-1/2G | Y | CHANCE , 96-KG-1/2G |  |  | 1.03 | 2001-12-17 14:29 | Anjanece | 125 | 2600 | #VALUE! | #VALUE!
CHANCE | 96-KG-1/2G | Y | CHANCE , 96-KG-1/2G |  |  | 1.04 | 2001-12-17 14:29 | Anjanece | 125 | 2600 | #VALUE! | #VALUE!
CHANCE | 96-KG-1/2G | Y | CHANCE , 96-KG-1/2G |  |  | 1.05 | 2001-12-17 14:29 | Anjanece | 125 | 2600 | #VALUE! | #VALUE!
CHANCE | 96-KG-1/2G | Y | CHANCE , 96-KG-1/2G |  |  | 1.06 | 2001-12-17 14:29 | Anjanece | 125 | 2600 | #VALUE! | #VALUE!
CHANCE | 96-KG-1/2G | Y | CHANCE , 96-KG-1/2G |  |  | 1.08 | 2001-12-17 14:29 | Anjanece | 125 | 2600 | #VALUE! | #VALUE!
CHANCE | 96-KG-1/2G | Y | CHANCE , 96-KG-1/2G |  |  | 1.15 | 2001-12-17 14:29 | Anjanece | 125 | 2600 | #VALUE! | #VALUE!
CHANCE | 96-KG-1/2G | Y | CHANCE , 96-KG-1/2G |  |  | 1.26 | 2001-12-17 14:29 | Anjanece | 125 | 2600 | #VALUE! | #VALUE!
CHANCE | 96-KG-1/2G | Y | CHANCE , 96-KG-1/2G |  |  | 1.31 | 2001-12-17 14:29 | Anjanece | 125 | 2600 | #VALUE! | #VALUE!
CHANCE | 96-KG-1/2G | Y | CHANCE , 96-KG-1/2G |  |  | 1.35 | 2001-12-17 14:29 | Anjanece | 125 | 2600 | #VALUE! | #VALUE!
CHANCE | 96-KG-1/2G | Y | CHANCE , 96-KG-1/2G |  |  | 1.36 | 2001-12-17 14:29 | Anjanece | 125 | 2600 | #VALUE! | #VALUE!
CHANCE | 96-KG-1/2G | Y | CHANCE , 96-KG-1/2G |  |  | 1.37 | 2001-12-17 14:29 | Anjanece | 125 | 2600 | #VALUE! | #VALUE!
CHANCE | 96-KG-1/2G | Y | CHANCE , 96-KG-1/2G |  |  | 1.38 | 2001-12-17 14:29 | Anjanece | 125 | 2600 | #VALUE! | #VALUE!
CHANCE | 96-KG-1/2G | Y | CHANCE , 96-KG-1/2G |  |  | 1.39 | 2001-12-17 14:29 | Anjanece | 125 | 2600 | #VALUE! | #VALUE!
CHANCE | 96-KG-1/2G | Y | CHANCE , 96-KG-1/2G |  |  | 1.5 | 2001-12-17 14:29 | Anjanece | 125 | 2600 | #VALUE! | #VALUE!
ELECTRICAL MATERIALS CO., INC. | PEGM1/2 | Y | ELECTRICAL MATERIALS CO., INC. , PEGM1/2 | JEA OVERHEAD DISTRIBUTION | CSC Stores | 0.97 | 2001-12-17 14:29 | Anjanece | 125 | 2600 | #VALUE! | #VALUE!
ELECTRICAL MATERIALS CO., INC. | PEGM1/2 | Y | ELECTRICAL MATERIALS CO., INC. , PEGM1/2 |  |  | 0.98 | 2001-12-17 14:29 | Anjanece | 125 | 2600 | #VALUE! | #VALUE!
ELECTRICAL MATERIALS CO., INC. | PEGM1/2 | Y | ELECTRICAL MATERIALS CO., INC. , PEGM1/2 |  |  | 0.99 | 2001-12-17 14:29 | Anjanece | 125 | 2600 | #VALUE! | #VALUE!
ELECTRICAL MATERIALS CO., INC. | PEGM1/2 | Y | ELECTRICAL MATERIALS CO., INC. , PEGM1/2 |  |  | 1 | 2001-12-17 14:29 | Anjanece | 125 | 2600 | #VALUE! | #VALUE!
ELECTRICAL MATERIALS CO., INC. | PEGM1/2 | Y | ELECTRICAL MATERIALS CO., INC. , PEGM1/2 |  |  | 1.01 | 2001-12-17 14:29 | Anjanece | 125 | 2600 | #VALUE! | #VALUE!
ELECTRICAL MATERIALS CO., INC. | PEGM1/2 | Y | ELECTRICAL MATERIALS CO., INC. , PEGM1/2 |  |  | 1.02 | 2001-12-17 14:29 | Anjanece | 125 | 2600 | #VALUE! | #VALUE!
ELECTRICAL MATERIALS CO., INC. | PEGM1/2 | Y | ELECTRICAL MATERIALS CO., INC. , PEGM1/2 |  |  | 1.03 | 2001-12-17 14:29 | Anjanece | 125 | 2600 | #VALUE! | #VALUE!
ELECTRICAL MATERIALS CO., INC. | PEGM1/2 | Y | ELECTRICAL MATERIALS CO., INC. , PEGM1/2 |  |  | 1.04 | 2001-12-17 14:29 | Anjanece | 125 | 2600 | #VALUE! | #VALUE!
ELECTRICAL MATERIALS CO., INC. | PEGM1/2 | Y | ELECTRICAL MATERIALS CO., INC. , PEGM1/2 |  |  | 1.05 | 2001-12-17 14:29 | Anjanece | 125 | 2600 | #VALUE! | #VALUE!
ELECTRICAL MATERIALS CO., INC. | PEGM1/2 | Y | ELECTRICAL MATERIALS CO., INC. , PEGM1/2 |  |  | 1.06 | 2001-12-17 14:29 | Anjanece | 125 | 2600 | #VALUE! | #VALUE!
ELECTRICAL MATERIALS CO., INC. | PEGM1/2 | Y | ELECTRICAL MATERIALS CO., INC. , PEGM1/2 |  |  | 1.08 | 2001-12-17 14:29 | Anjanece | 125 | 2600 | #VALUE! | #VALUE!
ELECTRICAL MATERIALS CO., INC. | PEGM1/2 | Y | ELECTRICAL MATERIALS CO., INC. , PEGM1/2 |  |  | 1.15 | 2001-12-17 14:29 | Anjanece | 125 | 2600 | #VALUE! | #VALUE!
ELECTRICAL MATERIALS CO., INC. | PEGM1/2 | Y | ELECTRICAL MATERIALS CO., INC. , PEGM1/2 |  |  | 1.26 | 2001-12-17 14:29 | Anjanece | 125 | 2600 | #VALUE! | #VALUE!
ELECTRICAL MATERIALS CO., INC. | PEGM1/2 | Y | ELECTRICAL MATERIALS CO., INC. , PEGM1/2 |  |  | 1.31 | 2001-12-17 14:29 | Anjanece | 125 | 2600 | #VALUE! | #VALUE!
ELECTRICAL MATERIALS CO., INC. | PEGM1/2 | Y | ELECTRICAL MATERIALS CO., INC. , PEGM1/2 |  |  | 1.35 | 2001-12-17 14:29 | Anjanece | 125 | 2600 | #VALUE! | #VALUE!
ELECTRICAL MATERIALS CO., INC. | PEGM1/2 | Y | ELECTRICAL MATERIALS CO., INC. , PEGM1/2 |  |  | 1.36 | 2001-12-17 14:29 | Anjanece | 125 | 2600 | #VALUE! | #VALUE!
ELECTRICAL MATERIALS CO., INC. | PEGM1/2 | Y | ELECTRICAL MATERIALS CO., INC. , PEGM1/2 |  |  | 1.37 | 2001-12-17 14:29 | Anjanece | 125 | 2600 | #VALUE! | #VALUE!
ELECTRICAL MATERIALS CO., INC. | PEGM1/2 | Y | ELECTRICAL MATERIALS CO., INC. , PEGM1/2 |  |  | 1.38 | 2001-12-17 14:29 | Anjanece | 125 | 2600 | #VALUE! | #VALUE!
ELECTRICAL MATERIALS CO., INC. | PEGM1/2 | Y | ELECTRICAL MATERIALS CO., INC. , PEGM1/2 |  |  | 1.39 | 2001-12-17 14:29 | Anjanece | 125 | 2600 | #VALUE! | #VALUE!
ELECTRICAL MATERIALS CO., INC. | PEGM1/2 | Y | ELECTRICAL MATERIALS CO., INC. , PEGM1/2 |  |  | 1.5 | 2001-12-17 14:29 | Anjanece | 125 | 2600 | #VALUE! | #VALUE!
JOSLYN HI-VOLTAGE CORP. | S484-4049 | Y | JOSLYN HI-VOLTAGE CORP. , S484-4049 | JEA OVERHEAD DISTRIBUTION | CSC Stores | 0.97 | 2001-12-17 14:29 | Anjanece | 125 | 2600 | #VALUE! | #VALUE!
JOSLYN HI-VOLTAGE CORP. | S484-4049 | Y | JOSLYN HI-VOLTAGE CORP. , S484-4049 |  |  | 0.98 | 2001-12-17 14:29 | Anjanece | 125 | 2600 | #VALUE! | #VALUE!
JOSLYN HI-VOLTAGE CORP. | S484-4049 | Y | JOSLYN HI-VOLTAGE CORP. , S484-4049 |  |  | 0.99 | 2001-12-17 14:29 | Anjanece | 125 | 2600 | #VALUE! | #VALUE!
JOSLYN HI-VOLTAGE CORP. | S484-4049 | Y | JOSLYN HI-VOLTAGE CORP. , S484-4049 |  |  | 1 | 2001-12-17 14:29 | Anjanece | 125 | 2600 | #VALUE! | #VALUE!
JOSLYN HI-VOLTAGE CORP. | S484-4049 | Y | JOSLYN HI-VOLTAGE CORP. , S484-4049 |  |  | 1.01 | 2001-12-17 14:29 | Anjanece | 125 | 2600 | #VALUE! | #VALUE!
JOSLYN HI-VOLTAGE CORP. | S484-4049 | Y | JOSLYN HI-VOLTAGE CORP. , S484-4049 |  |  | 1.02 | 2001-12-17 14:29 | Anjanece | 125 | 2600 | #VALUE! | #VALUE!
JOSLYN HI-VOLTAGE CORP. | S484-4049 | Y | JOSLYN HI-VOLTAGE CORP. , S484-4049 |  |  | 1.03 | 2001-12-17 14:29 | Anjanece | 125 | 2600 | #VALUE! | #VALUE!
JOSLYN HI-VOLTAGE CORP. | S484-4049 | Y | JOSLYN HI-VOLTAGE CORP. , S484-4049 |  |  | 1.04 | 2001-12-17 14:29 | Anjanece | 125 | 2600 | #VALUE! | #VALUE!
JOSLYN HI-VOLTAGE CORP. | S484-4049 | Y | JOSLYN HI-VOLTAGE CORP. , S484-4049 |  |  | 1.05 | 2001-12-17 14:29 | Anjanece | 125 | 2600 | #VALUE! | #VALUE!
JOSLYN HI-VOLTAGE CORP. | S484-4049 | Y | JOSLYN HI-VOLTAGE CORP. , S484-4049 |  |  | 1.06 | 2001-12-17 14:29 | Anjanece | 125 | 2600 | #VALUE! | #VALUE!
JOSLYN HI-VOLTAGE CORP. | S484-4049 | Y | JOSLYN HI-VOLTAGE CORP. , S484-4049 |  |  | 1.08 | 2001-12-17 14:29 | Anjanece | 125 | 2600 | #VALUE! | #VALUE!
JOSLYN HI-VOLTAGE CORP. | S484-4049 | Y | JOSLYN HI-VOLTAGE CORP. , S484-4049 |  |  | 1.15 | 2001-12-17 14:29 | Anjanece | 125 | 2600 | #VALUE! | #VALUE!
JOSLYN HI-VOLTAGE CORP. | S484-4049 | Y | JOSLYN HI-VOLTAGE CORP. , S484-4049 |  |  | 1.26 | 2001-12-17 14:29 | Anjanece | 125 | 2600 | #VALUE! | #VALUE!
JOSLYN HI-VOLTAGE CORP. | S484-4049 | Y | JOSLYN HI-VOLTAGE CORP. , S484-4049 |  |  | 1.31 | 2001-12-17 14:29 | Anjanece | 125 | 2600 | #VALUE! | #VALUE!
JOSLYN HI-VOLTAGE CORP. | S484-4049 | Y | JOSLYN HI-VOLTAGE CORP. , S484-4049 |  |  | 1.35 | 2001-12-17 14:29 | Anjanece | 125 | 2600 | #VALUE! | #VALUE!
JOSLYN HI-VOLTAGE CORP. | S484-4049 | Y | JOSLYN HI-VOLTAGE CORP. , S484-4049 |  |  | 1.36 | 2001-12-17 14:29 | Anjanece | 125 | 2600 | #VALUE! | #VALUE!
JOSLYN HI-VOLTAGE CORP. | S484-4049 | Y | JOSLYN HI-VOLTAGE CORP. , S484-4049 |  |  | 1.37 | 2001-12-17 14:29 | Anjanece | 125 | 2600 | #VALUE! | #VALUE!
JOSLYN HI-VOLTAGE CORP. | S484-4049 | Y | JOSLYN HI-VOLTAGE CORP. , S484-4049 |  |  | 1.38 | 2001-12-17 14:29 | Anjanece | 125 | 2600 | #VALUE! | #VALUE!
JOSLYN HI-VOLTAGE CORP. | S484-4049 | Y | JOSLYN HI-VOLTAGE CORP. , S484-4049 |  |  | 1.39 | 2001-12-17 14:29 | Anjanece | 125 | 2600 | #VALUE! | #VALUE!
JOSLYN HI-VOLTAGE CORP. | S484-4049 | Y | JOSLYN HI-VOLTAGE CORP. , S484-4049 |  |  | 1.5 | 2001-12-17 14:29 | Anjanece | 125 | 2600 | #VALUE! | #VALUE!
PLASTIGAGE CORP. | 601 | Y | PLASTIGAGE CORP. , 601 | JEA OVERHEAD DISTRIBUTION | CSC Stores | 0.97 | 2001-12-17 14:29 | Anjanece | 125 | 2600 | #VALUE! | #VALUE!
PLASTIGAGE CORP. | 601 | Y | PLASTIGAGE CORP. , 601 |  |  | 0.98 | 2001-12-17 14:29 | Anjanece | 125 | 2600 | #VALUE! | #VALUE!
PLASTIGAGE CORP. | 601 | Y | PLASTIGAGE CORP. , 601 |  |  | 0.99 | 2001-12-17 14:29 | Anjanece | 125 | 2600 | #VALUE! | #VALUE!
PLASTIGAGE CORP. | 601 | Y | PLASTIGAGE CORP. , 601 |  |  | 1 | 2001-12-17 14:29 | Anjanece | 125 | 2600 | #VALUE! | #VALUE!
PLASTIGAGE CORP. | 601 | Y | PLASTIGAGE CORP. , 601 |  |  | 1.01 | 2001-12-17 14:29 | Anjanece | 125 | 2600 | #VALUE! | #VALUE!
PLASTIGAGE CORP. | 601 | Y | PLASTIGAGE CORP. , 601 |  |  | 1.02 | 2001-12-17 14:29 | Anjanece | 125 | 2600 | #VALUE! | #VALUE!
PLASTIGAGE CORP. | 601 | Y | PLASTIGAGE CORP. , 601 |  |  | 1.03 | 2001-12-17 14:29 | Anjanece | 125 | 2600 | #VALUE! | #VALUE!
PLASTIGAGE CORP. | 601 | Y | PLASTIGAGE CORP. , 601 |  |  | 1.04 | 2001-12-17 14:29 | Anjanece | 125 | 2600 | #VALUE! | #VALUE!
PLASTIGAGE CORP. | 601 | Y | PLASTIGAGE CORP. , 601 |  |  | 1.05 | 2001-12-17 14:29 | Anjanece | 125 | 2600 | #VALUE! | #VALUE!
PLASTIGAGE CORP. | 601 | Y | PLASTIGAGE CORP. , 601 |  |  | 1.06 | 2001-12-17 14:29 | Anjanece | 125 | 2600 | #VALUE! | #VALUE!
PLASTIGAGE CORP. | 601 | Y | PLASTIGAGE CORP. , 601 |  |  | 1.08 | 2001-12-17 14:29 | Anjanece | 125 | 2600 | #VALUE! | #VALUE!
PLASTIGAGE CORP. | 601 | Y | PLASTIGAGE CORP. , 601 |  |  | 1.15 | 2001-12-17 14:29 | Anjanece | 125 | 2600 | #VALUE! | #VALUE!
PLASTIGAGE CORP. | 601 | Y | PLASTIGAGE CORP. , 601 |  |  | 1.26 | 2001-12-17 14:29 | Anjanece | 125 | 2600 | #VALUE! | #VALUE!
PLASTIGAGE CORP. | 601 | Y | PLASTIGAGE CORP. , 601 |  |  | 1.31 | 2001-12-17 14:29 | Anjanece | 125 | 2600 | #VALUE! | #VALUE!
PLASTIGAGE CORP. | 601 | Y | PLASTIGAGE CORP. , 601 |  |  | 1.35 | 2001-12-17 14:29 | Anjanece | 125 | 2600 | #VALUE! | #VALUE!
PLASTIGAGE CORP. | 601 | Y | PLASTIGAGE CORP. , 601 |  |  | 1.36 | 2001-12-17 14:29 | Anjanece | 125 | 2600 | #VALUE! | #VALUE!
PLASTIGAGE CORP. | 601 | Y | PLASTIGAGE CORP. , 601 |  |  | 1.37 | 2001-12-17 14:29 | Anjanece | 125 | 2600 | #VALUE! | #VALUE!
PLASTIGAGE CORP. | 601 | Y | PLASTIGAGE CORP. , 601 |  |  | 1.38 | 2001-12-17 14:29 | Anjanece | 125 | 2600 | #VALUE! | #VALUE!
PLASTIGAGE CORP. | 601 | Y | PLASTIGAGE CORP. , 601 |  |  | 1.39 | 2001-12-17 14:29 | Anjanece | 125 | 2600 | #VALUE! | #VALUE!
PLASTIGAGE CORP. | 601 | Y | PLASTIGAGE CORP. , 601 |  |  | 1.5 | 2001-12-17 14:29 | Anjanece | 125 | 2600 | #VALUE! | #VALUE!
PREFORMED LINE PRODUCTS CO. | GWM-7100 | Y | PREFORMED LINE PRODUCTS CO. , GWM-7100 | JEA OVERHEAD DISTRIBUTION | CSC Stores | 0.97 | 2001-12-17 14:29 | Anjanece | 125 | 2600 | #VALUE! | #VALUE!
PREFORMED LINE PRODUCTS CO. | GWM-7100 | Y | PREFORMED LINE PRODUCTS CO. , GWM-7100 |  |  | 0.98 | 2001-12-17 14:29 | Anjanece | 125 | 2600 | #VALUE! | #VALUE!
PREFORMED LINE PRODUCTS CO. | GWM-7100 | Y | PREFORMED LINE PRODUCTS CO. , GWM-7100 |  |  | 0.99 | 2001-12-17 14:29 | Anjanece | 125 | 2600 | #VALUE! | #VALUE!
PREFORMED LINE PRODUCTS CO. | GWM-7100 | Y | PREFORMED LINE PRODUCTS CO. , GWM-7100 |  |  | 1 | 2001-12-17 14:29 | Anjanece | 125 | 2600 | #VALUE! | #VALUE!
PREFORMED LINE PRODUCTS CO. | GWM-7100 | Y | PREFORMED LINE PRODUCTS CO. , GWM-7100 |  |  | 1.01 | 2001-12-17 14:29 | Anjanece | 125 | 2600 | #VALUE! | #VALUE!
PREFORMED LINE PRODUCTS CO. | GWM-7100 | Y | PREFORMED LINE PRODUCTS CO. , GWM-7100 |  |  | 1.02 | 2001-12-17 14:29 | Anjanece | 125 | 2600 | #VALUE! | #VALUE!
PREFORMED LINE PRODUCTS CO. | GWM-7100 | Y | PREFORMED LINE PRODUCTS CO. , GWM-7100 |  |  | 1.03 | 2001-12-17 14:29 | Anjanece | 125 | 2600 | #VALUE! | #VALUE!
PREFORMED LINE PRODUCTS CO. | GWM-7100 | Y | PREFORMED LINE PRODUCTS CO. , GWM-7100 |  |  | 1.04 | 2001-12-17 14:29 | Anjanece | 125 | 2600 | #VALUE! | #VALUE!
PREFORMED LINE PRODUCTS CO. | GWM-7100 | Y | PREFORMED LINE PRODUCTS CO. , GWM-7100 |  |  | 1.05 | 2001-12-17 14:29 | Anjanece | 125 | 2600 | #VALUE! | #VALUE!
PREFORMED LINE PRODUCTS CO. | GWM-7100 | Y | PREFORMED LINE PRODUCTS CO. , GWM-7100 |  |  | 1.06 | 2001-12-17 14:29 | Anjanece | 125 | 2600 | #VALUE! | #VALUE!
PREFORMED LINE PRODUCTS CO. | GWM-7100 | Y | PREFORMED LINE PRODUCTS CO. , GWM-7100 |  |  | 1.08 | 2001-12-17 14:29 | Anjanece | 125 | 2600 | #VALUE! | #VALUE!
PREFORMED LINE PRODUCTS CO. | GWM-7100 | Y | PREFORMED LINE PRODUCTS CO. , GWM-7100 |  |  | 1.15 | 2001-12-17 14:29 | Anjanece | 125 | 2600 | #VALUE! | #VALUE!
PREFORMED LINE PRODUCTS CO. | GWM-7100 | Y | PREFORMED LINE PRODUCTS CO. , GWM-7100 |  |  | 1.26 | 2001-12-17 14:29 | Anjanece | 125 | 2600 | #VALUE! | #VALUE!
PREFORMED LINE PRODUCTS CO. | GWM-7100 | Y | PREFORMED LINE PRODUCTS CO. , GWM-7100 |  |  | 1.31 | 2001-12-17 14:29 | Anjanece | 125 | 2600 | #VALUE! | #VALUE!
PREFORMED LINE PRODUCTS CO. | GWM-7100 | Y | PREFORMED LINE PRODUCTS CO. , GWM-7100 |  |  | 1.35 | 2001-12-17 14:29 | Anjanece | 125 | 2600 | #VALUE! | #VALUE!
PREFORMED LINE PRODUCTS CO. | GWM-7100 | Y | PREFORMED LINE PRODUCTS CO. , GWM-7100 |  |  | 1.36 | 2001-12-17 14:29 | Anjanece | 125 | 2600 | #VALUE! | #VALUE!
PREFORMED LINE PRODUCTS CO. | GWM-7100 | Y | PREFORMED LINE PRODUCTS CO. , GWM-7100 |  |  | 1.37 | 2001-12-17 14:29 | Anjanece | 125 | 2600 | #VALUE! | #VALUE!
PREFORMED LINE PRODUCTS CO. | GWM-7100 | Y | PREFORMED LINE PRODUCTS CO. , GWM-7100 |  |  | 1.38 | 2001-12-17 14:29 | Anjanece | 125 | 2600 | #VALUE! | #VALUE!
PREFORMED LINE PRODUCTS CO. | GWM-7100 | Y | PREFORMED LINE PRODUCTS CO. , GWM-7100 |  |  | 1.39 | 2001-12-17 14:29 | Anjanece | 125 | 2600 | #VALUE! | #VALUE!
PREFORMED LINE PRODUCTS CO. | GWM-7100 | Y | PREFORMED LINE PRODUCTS CO. , GWM-7100 |  |  | 1.5 | 2001-12-17 14:29 | Anjanece | 125 | 2600 | #VALUE! | #VALUE!
VIRGINIA PLASTICS CO. | VP-1/2-GWM | Y | VIRGINIA PLASTICS CO. , VP-1/2-GWM | JEA OVERHEAD DISTRIBUTION | CSC Stores | 0.97 | 2001-12-17 14:29 | Anjanece | 125 | 2600 | #VALUE! | #VALUE!
VIRGINIA PLASTICS CO. | VP-1/2-GWM | Y | VIRGINIA PLASTICS CO. , VP-1/2-GWM |  |  | 0.98 | 2001-12-17 14:29 | Anjanece | 125 | 2600 | #VALUE! | #VALUE!
VIRGINIA PLASTICS CO. | VP-1/2-GWM | Y | VIRGINIA PLASTICS CO. , VP-1/2-GWM |  |  | 0.99 | 2001-12-17 14:29 | Anjanece | 125 | 2600 | #VALUE! | #VALUE!
VIRGINIA PLASTICS CO. | VP-1/2-GWM | Y | VIRGINIA PLASTICS CO. , VP-1/2-GWM |  |  | 1 | 2001-12-17 14:29 | Anjanece | 125 | 2600 | #VALUE! | #VALUE!
VIRGINIA PLASTICS CO. | VP-1/2-GWM | Y | VIRGINIA PLASTICS CO. , VP-1/2-GWM |  |  | 1.01 | 2001-12-17 14:29 | Anjanece | 125 | 2600 | #VALUE! | #VALUE!
VIRGINIA PLASTICS CO. | VP-1/2-GWM | Y | VIRGINIA PLASTICS CO. , VP-1/2-GWM |  |  | 1.02 | 2001-12-17 14:29 | Anjanece | 125 | 2600 | #VALUE! | #VALUE!
VIRGINIA PLASTICS CO. | VP-1/2-GWM | Y | VIRGINIA PLASTICS CO. , VP-1/2-GWM |  |  | 1.03 | 2001-12-17 14:29 | Anjanece | 125 | 2600 | #VALUE! | #VALUE!
VIRGINIA PLASTICS CO. | VP-1/2-GWM | Y | VIRGINIA PLASTICS CO. , VP-1/2-GWM |  |  | 1.04 | 2001-12-17 14:29 | Anjanece | 125 | 2600 | #VALUE! | #VALUE!
VIRGINIA PLASTICS CO. | VP-1/2-GWM | Y | VIRGINIA PLASTICS CO. , VP-1/2-GWM |  |  | 1.05 | 2001-12-17 14:29 | Anjanece | 125 | 2600 | #VALUE! | #VALUE!
VIRGINIA PLASTICS CO. | VP-1/2-GWM | Y | VIRGINIA PLASTICS CO. , VP-1/2-GWM |  |  | 1.06 | 2001-12-17 14:29 | Anjanece | 125 | 2600 | #VALUE! | #VALUE!
VIRGINIA PLASTICS CO. | VP-1/2-GWM | Y | VIRGINIA PLASTICS CO. , VP-1/2-GWM |  |  | 1.08 | 2001-12-17 14:29 | Anjanece | 125 | 2600 | #VALUE! | #VALUE!
VIRGINIA PLASTICS CO. | VP-1/2-GWM | Y | VIRGINIA PLASTICS CO. , VP-1/2-GWM |  |  | 1.15 | 2001-12-17 14:29 | Anjanece | 125 | 2600 | #VALUE! | #VALUE!
VIRGINIA PLASTICS CO. | VP-1/2-GWM | Y | VIRGINIA PLASTICS CO. , VP-1/2-GWM |  |  | 1.26 | 2001-12-17 14:29 | Anjanece | 125 | 2600 | #VALUE! | #VALUE!
VIRGINIA PLASTICS CO. | VP-1/2-GWM | Y | VIRGINIA PLASTICS CO. , VP-1/2-GWM |  |  | 1.31 | 2001-12-17 14:29 | Anjanece | 125 | 2600 | #VALUE! | #VALUE!
VIRGINIA PLASTICS CO. | VP-1/2-GWM | Y | VIRGINIA PLASTICS CO. , VP-1/2-GWM |  |  | 1.35 | 2001-12-17 14:29 | Anjanece | 125 | 2600 | #VALUE! | #VALUE!
VIRGINIA PLASTICS CO. | VP-1/2-GWM | Y | VIRGINIA PLASTICS CO. , VP-1/2-GWM |  |  | 1.36 | 2001-12-17 14:29 | Anjanece | 125 | 2600 | #VALUE! | #VALUE!
VIRGINIA PLASTICS CO. | VP-1/2-GWM | Y | VIRGINIA PLASTICS CO. , VP-1/2-GWM |  |  | 1.37 | 2001-12-17 14:29 | Anjanece | 125 | 2600 | #VALUE! | #VALUE!
VIRGINIA PLASTICS CO. | VP-1/2-GWM | Y | VIRGINIA PLASTICS CO. , VP-1/2-GWM |  |  | 1.38 | 2001-12-17 14:29 | Anjanece | 125 | 2600 | #VALUE! | #VALUE!
VIRGINIA PLASTICS CO. | VP-1/2-GWM | Y | VIRGINIA PLASTICS CO. , VP-1/2-GWM |  |  | 1.39 | 2001-12-17 14:29 | Anjanece | 125 | 2600 | #VALUE! | #VALUE!
VIRGINIA PLASTICS CO. | VP-1/2-GWM | Y | VIRGINIA PLASTICS CO. , VP-1/2-GWM |  |  | 1.5 | 2001-12-17 14:29 | Anjanece | 125 | 2600 | #VALUE! | #VALUE!
|  |  | , | JEA OVERHEAD DISTRIBUTION | Storm Stores | 0 | 2018-04-16 10:24 | Anjanece | 125 | 2600 | #VALUE! | #VALUE!
|  |  | , |  |  | 0.99 | 2018-04-16 10:24 | Anjanece | 125 | 2600 | #VALUE! | #VALUE!
|  |  | , |  |  | 1 | 2018-04-16 10:24 | Anjanece | 125 | 2600 | #VALUE! | #VALUE!
|  |  | , |  |  | 1.05 | 2018-04-16 10:24 | Anjanece | 125 | 2600 | #VALUE! | #VALUE!
|  |  | , |  |  | 1.11 | 2018-04-16 10:24 | Anjanece | 125 | 2600 | #VALUE! | #VALUE!
|  |  | , |  |  | 1.12 | 2018-04-16 10:24 | Anjanece | 125 | 2600 | #VALUE! | #VALUE!
|  |  | , |  |  | 1.15 | 2018-04-16 10:24 | Anjanece | 125 | 2600 | #VALUE! | #VALUE!
|  |  | , |  |  | 1.23 | 2018-04-16 10:24 | Anjanece | 125 | 2600 | #VALUE! | #VALUE!
CHANCE | 96-PBG-2Y | Y | CHANCE , 96-PBG-2Y | JEA OVERHEAD DISTRIBUTION | CSC Stores | 2.22 | 2001-12-17 14:30 | Anjanece | 1 | 0 | #VALUE! | #VALUE!
CHANCE | 96-PBG-2Y | Y | CHANCE , 96-PBG-2Y |  |  | 2.23 | 2001-12-17 14:30 | Anjanece | 1 | 0 | #VALUE! | #VALUE!
CHANCE | 96-PBG-2Y | Y | CHANCE , 96-PBG-2Y |  |  | 2.24 | 2001-12-17 14:30 | Anjanece | 1 | 0 | #VALUE! | #VALUE!
CHANCE | 96-PBG-2Y | Y | CHANCE , 96-PBG-2Y |  |  | 2.25 | 2001-12-17 14:30 | Anjanece | 1 | 0 | #VALUE! | #VALUE!
CHANCE | 96-PBG-2Y | Y | CHANCE , 96-PBG-2Y |  |  | 2.27 | 2001-12-17 14:30 | Anjanece | 1 | 0 | #VALUE! | #VALUE!
CHANCE | 96-PBG-2Y | Y | CHANCE , 96-PBG-2Y |  |  | 2.34 | 2001-12-17 14:30 | Anjanece | 1 | 0 | #VALUE! | #VALUE!
CHANCE | 96-PBG-2Y | Y | CHANCE , 96-PBG-2Y |  |  | 2.4 | 2001-12-17 14:30 | Anjanece | 1 | 0 | #VALUE! | #VALUE!
CHANCE | 96-PBG-2Y | Y | CHANCE , 96-PBG-2Y |  |  | 2.46 | 2001-12-17 14:30 | Anjanece | 1 | 0 | #VALUE! | #VALUE!
CHANCE | 96-PBG-2Y | Y | CHANCE , 96-PBG-2Y |  |  | 2.68 | 2001-12-17 14:30 | Anjanece | 1 | 0 | #VALUE! | #VALUE!
CHANCE | 96-PBG-2Y | Y | CHANCE , 96-PBG-2Y |  |  | 2.75 | 2001-12-17 14:30 | Anjanece | 1 | 0 | #VALUE! | #VALUE!
CHANCE | 96-PBG-2Y | Y | CHANCE , 96-PBG-2Y |  |  | 2.79 | 2001-12-17 14:30 | Anjanece | 1 | 0 | #VALUE! | #VALUE!
CHANCE | 96-PBG-2Y | Y | CHANCE , 96-PBG-2Y |  |  | 2.86 | 2001-12-17 14:30 | Anjanece | 1 | 0 | #VALUE! | #VALUE!
CHANCE | 96-PBG-2Y | Y | CHANCE , 96-PBG-2Y |  |  | 2.96 | 2001-12-17 14:30 | Anjanece | 1 | 0 | #VALUE! | #VALUE!
CHANCE | 96-PBG-2Y | Y | CHANCE , 96-PBG-2Y |  |  | 3.01 | 2001-12-17 14:30 | Anjanece | 1 | 0 | #VALUE! | #VALUE!
CHANCE | 96-PBG-2Y | Y | CHANCE , 96-PBG-2Y |  |  | 3.05 | 2001-12-17 14:30 | Anjanece | 1 | 0 | #VALUE! | #VALUE!
CHANCE | 96-PBG-2Y | Y | CHANCE , 96-PBG-2Y |  |  | 3.12 | 2001-12-17 14:30 | Anjanece | 1 | 0 | #VALUE! | #VALUE!
CHANCE | 96-PBG-2Y | Y | CHANCE , 96-PBG-2Y |  |  | 3.18 | 2001-12-17 14:30 | Anjanece | 1 | 0 | #VALUE! | #VALUE!
CHANCE | 96-PBG-2Y | Y | CHANCE , 96-PBG-2Y |  |  | 3.19 | 2001-12-17 14:30 | Anjanece | 1 | 0 | #VALUE! | #VALUE!
CHANCE | 96-PBG-2Y | Y | CHANCE , 96-PBG-2Y |  |  | 3.2 | 2001-12-17 14:30 | Anjanece | 1 | 0 | #VALUE! | #VALUE!
CHANCE | 96-PBG-2Y | Y | CHANCE , 96-PBG-2Y |  |  | 3.22 | 2001-12-17 14:30 | Anjanece | 1 | 0 | #VALUE! | #VALUE!
CHANCE | 96-PBG-2Y | Y | CHANCE , 96-PBG-2Y |  |  | 3.23 | 2001-12-17 14:30 | Anjanece | 1 | 0 | #VALUE! | #VALUE!
CHANCE | 96-PBG-2Y | Y | CHANCE , 96-PBG-2Y |  | Storm Stores | 2.4 | 2022-09-27 10:24 | Anjanece |  | 0 | #VALUE! | #VALUE!
CHANCE | 96-PBG-2Y | Y | CHANCE , 96-PBG-2Y |  |  | 2.67 | 2022-09-27 10:24 | Anjanece |  | 0 | #VALUE! | #VALUE!
CHANCE | 96-PBG-2Y | Y | CHANCE , 96-PBG-2Y |  |  | 2.97 | 2022-09-27 10:24 | Anjanece |  | 0 | #VALUE! | #VALUE!
ELECTRICAL MATERIALS CO., INC. | 70-7Y-2P | Y | ELECTRICAL MATERIALS CO., INC. , 70-7Y-2P | JEA OVERHEAD DISTRIBUTION | CSC Stores | 2.22 | 2001-12-17 14:30 | Anjanece | 1 | 0 | #VALUE! | #VALUE!
ELECTRICAL MATERIALS CO., INC. | 70-7Y-2P | Y | ELECTRICAL MATERIALS CO., INC. , 70-7Y-2P |  |  | 2.23 | 2001-12-17 14:30 | Anjanece | 1 | 0 | #VALUE! | #VALUE!
ELECTRICAL MATERIALS CO., INC. | 70-7Y-2P | Y | ELECTRICAL MATERIALS CO., INC. , 70-7Y-2P |  |  | 2.24 | 2001-12-17 14:30 | Anjanece | 1 | 0 | #VALUE! | #VALUE!
ELECTRICAL MATERIALS CO., INC. | 70-7Y-2P | Y | ELECTRICAL MATERIALS CO., INC. , 70-7Y-2P |  |  | 2.25 | 2001-12-17 14:30 | Anjanece | 1 | 0 | #VALUE! | #VALUE!
ELECTRICAL MATERIALS CO., INC. | 70-7Y-2P | Y | ELECTRICAL MATERIALS CO., INC. , 70-7Y-2P |  |  | 2.27 | 2001-12-17 14:30 | Anjanece | 1 | 0 | #VALUE! | #VALUE!
ELECTRICAL MATERIALS CO., INC. | 70-7Y-2P | Y | ELECTRICAL MATERIALS CO., INC. , 70-7Y-2P |  |  | 2.34 | 2001-12-17 14:30 | Anjanece | 1 | 0 | #VALUE! | #VALUE!
ELECTRICAL MATERIALS CO., INC. | 70-7Y-2P | Y | ELECTRICAL MATERIALS CO., INC. , 70-7Y-2P |  |  | 2.4 | 2001-12-17 14:30 | Anjanece | 1 | 0 | #VALUE! | #VALUE!
ELECTRICAL MATERIALS CO., INC. | 70-7Y-2P | Y | ELECTRICAL MATERIALS CO., INC. , 70-7Y-2P |  |  | 2.46 | 2001-12-17 14:30 | Anjanece | 1 | 0 | #VALUE! | #VALUE!
ELECTRICAL MATERIALS CO., INC. | 70-7Y-2P | Y | ELECTRICAL MATERIALS CO., INC. , 70-7Y-2P |  |  | 2.68 | 2001-12-17 14:30 | Anjanece | 1 | 0 | #VALUE! | #VALUE!
ELECTRICAL MATERIALS CO., INC. | 70-7Y-2P | Y | ELECTRICAL MATERIALS CO., INC. , 70-7Y-2P |  |  | 2.75 | 2001-12-17 14:30 | Anjanece | 1 | 0 | #VALUE! | #VALUE!
ELECTRICAL MATERIALS CO., INC. | 70-7Y-2P | Y | ELECTRICAL MATERIALS CO., INC. , 70-7Y-2P |  |  | 2.79 | 2001-12-17 14:30 | Anjanece | 1 | 0 | #VALUE! | #VALUE!
ELECTRICAL MATERIALS CO., INC. | 70-7Y-2P | Y | ELECTRICAL MATERIALS CO., INC. , 70-7Y-2P |  |  | 2.86 | 2001-12-17 14:30 | Anjanece | 1 | 0 | #VALUE! | #VALUE!
ELECTRICAL MATERIALS CO., INC. | 70-7Y-2P | Y | ELECTRICAL MATERIALS CO., INC. , 70-7Y-2P |  |  | 2.96 | 2001-12-17 14:30 | Anjanece | 1 | 0 | #VALUE! | #VALUE!
ELECTRICAL MATERIALS CO., INC. | 70-7Y-2P | Y | ELECTRICAL MATERIALS CO., INC. , 70-7Y-2P |  |  | 3.01 | 2001-12-17 14:30 | Anjanece | 1 | 0 | #VALUE! | #VALUE!
ELECTRICAL MATERIALS CO., INC. | 70-7Y-2P | Y | ELECTRICAL MATERIALS CO., INC. , 70-7Y-2P |  |  | 3.05 | 2001-12-17 14:30 | Anjanece | 1 | 0 | #VALUE! | #VALUE!
ELECTRICAL MATERIALS CO., INC. | 70-7Y-2P | Y | ELECTRICAL MATERIALS CO., INC. , 70-7Y-2P |  |  | 3.12 | 2001-12-17 14:30 | Anjanece | 1 | 0 | #VALUE! | #VALUE!
ELECTRICAL MATERIALS CO., INC. | 70-7Y-2P | Y | ELECTRICAL MATERIALS CO., INC. , 70-7Y-2P |  |  | 3.18 | 2001-12-17 14:30 | Anjanece | 1 | 0 | #VALUE! | #VALUE!
ELECTRICAL MATERIALS CO., INC. | 70-7Y-2P | Y | ELECTRICAL MATERIALS CO., INC. , 70-7Y-2P |  |  | 3.19 | 2001-12-17 14:30 | Anjanece | 1 | 0 | #VALUE! | #VALUE!
ELECTRICAL MATERIALS CO., INC. | 70-7Y-2P | Y | ELECTRICAL MATERIALS CO., INC. , 70-7Y-2P |  |  | 3.2 | 2001-12-17 14:30 | Anjanece | 1 | 0 | #VALUE! | #VALUE!
ELECTRICAL MATERIALS CO., INC. | 70-7Y-2P | Y | ELECTRICAL MATERIALS CO., INC. , 70-7Y-2P |  |  | 3.22 | 2001-12-17 14:30 | Anjanece | 1 | 0 | #VALUE! | #VALUE!
ELECTRICAL MATERIALS CO., INC. | 70-7Y-2P | Y | ELECTRICAL MATERIALS CO., INC. , 70-7Y-2P |  |  | 3.23 | 2001-12-17 14:30 | Anjanece | 1 | 0 | #VALUE! | #VALUE!
ELECTRICAL MATERIALS CO., INC. | 70-7Y-2P | Y | ELECTRICAL MATERIALS CO., INC. , 70-7Y-2P |  | Storm Stores | 2.4 | 2022-09-27 10:24 | Anjanece |  | 0 | #VALUE! | #VALUE!
ELECTRICAL MATERIALS CO., INC. | 70-7Y-2P | Y | ELECTRICAL MATERIALS CO., INC. , 70-7Y-2P |  |  | 2.67 | 2022-09-27 10:24 | Anjanece |  | 0 | #VALUE! | #VALUE!
ELECTRICAL MATERIALS CO., INC. | 70-7Y-2P | Y | ELECTRICAL MATERIALS CO., INC. , 70-7Y-2P |  |  | 2.97 | 2022-09-27 10:24 | Anjanece |  | 0 | #VALUE! | #VALUE!
IPEX | (SEE SPEC)025504 | Y | IPEX , (SEE SPEC)025504 | JEA OVERHEAD DISTRIBUTION | CSC Stores | 2.22 | 2001-12-17 14:30 | Anjanece | 1 | 0 | #VALUE! | #VALUE!
IPEX | (SEE SPEC)025504 | Y | IPEX , (SEE SPEC)025504 |  |  | 2.23 | 2001-12-17 14:30 | Anjanece | 1 | 0 | #VALUE! | #VALUE!
IPEX | (SEE SPEC)025504 | Y | IPEX , (SEE SPEC)025504 |  |  | 2.24 | 2001-12-17 14:30 | Anjanece | 1 | 0 | #VALUE! | #VALUE!
IPEX | (SEE SPEC)025504 | Y | IPEX , (SEE SPEC)025504 |  |  | 2.25 | 2001-12-17 14:30 | Anjanece | 1 | 0 | #VALUE! | #VALUE!
IPEX | (SEE SPEC)025504 | Y | IPEX , (SEE SPEC)025504 |  |  | 2.27 | 2001-12-17 14:30 | Anjanece | 1 | 0 | #VALUE! | #VALUE!
IPEX | (SEE SPEC)025504 | Y | IPEX , (SEE SPEC)025504 |  |  | 2.34 | 2001-12-17 14:30 | Anjanece | 1 | 0 | #VALUE! | #VALUE!
IPEX | (SEE SPEC)025504 | Y | IPEX , (SEE SPEC)025504 |  |  | 2.4 | 2001-12-17 14:30 | Anjanece | 1 | 0 | #VALUE! | #VALUE!
IPEX | (SEE SPEC)025504 | Y | IPEX , (SEE SPEC)025504 |  |  | 2.46 | 2001-12-17 14:30 | Anjanece | 1 | 0 | #VALUE! | #VALUE!
IPEX | (SEE SPEC)025504 | Y | IPEX , (SEE SPEC)025504 |  |  | 2.68 | 2001-12-17 14:30 | Anjanece | 1 | 0 | #VALUE! | #VALUE!
IPEX | (SEE SPEC)025504 | Y | IPEX , (SEE SPEC)025504 |  |  | 2.75 | 2001-12-17 14:30 | Anjanece | 1 | 0 | #VALUE! | #VALUE!
IPEX | (SEE SPEC)025504 | Y | IPEX , (SEE SPEC)025504 |  |  | 2.79 | 2001-12-17 14:30 | Anjanece | 1 | 0 | #VALUE! | #VALUE!
IPEX | (SEE SPEC)025504 | Y | IPEX , (SEE SPEC)025504 |  |  | 2.86 | 2001-12-17 14:30 | Anjanece | 1 | 0 | #VALUE! | #VALUE!
IPEX | (SEE SPEC)025504 | Y | IPEX , (SEE SPEC)025504 |  |  | 2.96 | 2001-12-17 14:30 | Anjanece | 1 | 0 | #VALUE! | #VALUE!
IPEX | (SEE SPEC)025504 | Y | IPEX , (SEE SPEC)025504 |  |  | 3.01 | 2001-12-17 14:30 | Anjanece | 1 | 0 | #VALUE! | #VALUE!
IPEX | (SEE SPEC)025504 | Y | IPEX , (SEE SPEC)025504 |  |  | 3.05 | 2001-12-17 14:30 | Anjanece | 1 | 0 | #VALUE! | #VALUE!
IPEX | (SEE SPEC)025504 | Y | IPEX , (SEE SPEC)025504 |  |  | 3.12 | 2001-12-17 14:30 | Anjanece | 1 | 0 | #VALUE! | #VALUE!
IPEX | (SEE SPEC)025504 | Y | IPEX , (SEE SPEC)025504 |  |  | 3.18 | 2001-12-17 14:30 | Anjanece | 1 | 0 | #VALUE! | #VALUE!
IPEX | (SEE SPEC)025504 | Y | IPEX , (SEE SPEC)025504 |  |  | 3.19 | 2001-12-17 14:30 | Anjanece | 1 | 0 | #VALUE! | #VALUE!
IPEX | (SEE SPEC)025504 | Y | IPEX , (SEE SPEC)025504 |  |  | 3.2 | 2001-12-17 14:30 | Anjanece | 1 | 0 | #VALUE! | #VALUE!
IPEX | (SEE SPEC)025504 | Y | IPEX , (SEE SPEC)025504 |  |  | 3.22 | 2001-12-17 14:30 | Anjanece | 1 | 0 | #VALUE! | #VALUE!
IPEX | (SEE SPEC)025504 | Y | IPEX , (SEE SPEC)025504 |  |  | 3.23 | 2001-12-17 14:30 | Anjanece | 1 | 0 | #VALUE! | #VALUE!
IPEX | (SEE SPEC)025504 | Y | IPEX , (SEE SPEC)025504 |  | Storm Stores | 2.4 | 2022-09-27 10:24 | Anjanece |  | 0 | #VALUE! | #VALUE!
IPEX | (SEE SPEC)025504 | Y | IPEX , (SEE SPEC)025504 |  |  | 2.67 | 2022-09-27 10:24 | Anjanece |  | 0 | #VALUE! | #VALUE!
IPEX | (SEE SPEC)025504 | Y | IPEX , (SEE SPEC)025504 |  |  | 2.97 | 2022-09-27 10:24 | Anjanece |  | 0 | #VALUE! | #VALUE!
PLP | PG5462 | Y | PLP , PG5462 | JEA OVERHEAD DISTRIBUTION | CSC Stores | 2.22 | 2001-12-17 14:30 | Anjanece | 1 | 0 | #VALUE! | #VALUE!
PLP | PG5462 | Y | PLP , PG5462 |  |  | 2.23 | 2001-12-17 14:30 | Anjanece | 1 | 0 | #VALUE! | #VALUE!
PLP | PG5462 | Y | PLP , PG5462 |  |  | 2.24 | 2001-12-17 14:30 | Anjanece | 1 | 0 | #VALUE! | #VALUE!
PLP | PG5462 | Y | PLP , PG5462 |  |  | 2.25 | 2001-12-17 14:30 | Anjanece | 1 | 0 | #VALUE! | #VALUE!
PLP | PG5462 | Y | PLP , PG5462 |  |  | 2.27 | 2001-12-17 14:30 | Anjanece | 1 | 0 | #VALUE! | #VALUE!
PLP | PG5462 | Y | PLP , PG5462 |  |  | 2.34 | 2001-12-17 14:30 | Anjanece | 1 | 0 | #VALUE! | #VALUE!
PLP | PG5462 | Y | PLP , PG5462 |  |  | 2.4 | 2001-12-17 14:30 | Anjanece | 1 | 0 | #VALUE! | #VALUE!
PLP | PG5462 | Y | PLP , PG5462 |  |  | 2.46 | 2001-12-17 14:30 | Anjanece | 1 | 0 | #VALUE! | #VALUE!
PLP | PG5462 | Y | PLP , PG5462 |  |  | 2.68 | 2001-12-17 14:30 | Anjanece | 1 | 0 | #VALUE! | #VALUE!
PLP | PG5462 | Y | PLP , PG5462 |  |  | 2.75 | 2001-12-17 14:30 | Anjanece | 1 | 0 | #VALUE! | #VALUE!
PLP | PG5462 | Y | PLP , PG5462 |  |  | 2.79 | 2001-12-17 14:30 | Anjanece | 1 | 0 | #VALUE! | #VALUE!
PLP | PG5462 | Y | PLP , PG5462 |  |  | 2.86 | 2001-12-17 14:30 | Anjanece | 1 | 0 | #VALUE! | #VALUE!
PLP | PG5462 | Y | PLP , PG5462 |  |  | 2.96 | 2001-12-17 14:30 | Anjanece | 1 | 0 | #VALUE! | #VALUE!
PLP | PG5462 | Y | PLP , PG5462 |  |  | 3.01 | 2001-12-17 14:30 | Anjanece | 1 | 0 | #VALUE! | #VALUE!
PLP | PG5462 | Y | PLP , PG5462 |  |  | 3.05 | 2001-12-17 14:30 | Anjanece | 1 | 0 | #VALUE! | #VALUE!
PLP | PG5462 | Y | PLP , PG5462 |  |  | 3.12 | 2001-12-17 14:30 | Anjanece | 1 | 0 | #VALUE! | #VALUE!
PLP | PG5462 | Y | PLP , PG5462 |  |  | 3.18 | 2001-12-17 14:30 | Anjanece | 1 | 0 | #VALUE! | #VALUE!
PLP | PG5462 | Y | PLP , PG5462 |  |  | 3.19 | 2001-12-17 14:30 | Anjanece | 1 | 0 | #VALUE! | #VALUE!
PLP | PG5462 | Y | PLP , PG5462 |  |  | 3.2 | 2001-12-17 14:30 | Anjanece | 1 | 0 | #VALUE! | #VALUE!
PLP | PG5462 | Y | PLP , PG5462 |  |  | 3.22 | 2001-12-17 14:30 | Anjanece | 1 | 0 | #VALUE! | #VALUE!
PLP | PG5462 | Y | PLP , PG5462 |  |  | 3.23 | 2001-12-17 14:30 | Anjanece | 1 | 0 | #VALUE! | #VALUE!
PLP | PG5462 | Y | PLP , PG5462 |  | Storm Stores | 2.4 | 2022-09-27 10:24 | Anjanece |  | 0 | #VALUE! | #VALUE!
PLP | PG5462 | Y | PLP , PG5462 |  |  | 2.67 | 2022-09-27 10:24 | Anjanece |  | 0 | #VALUE! | #VALUE!
PLP | PG5462 | Y | PLP , PG5462 |  |  | 2.97 | 2022-09-27 10:24 | Anjanece |  | 0 | #VALUE! | #VALUE!
PREFORMED LINE PRODUCTS | PG-6000PIN2 | Y | PREFORMED LINE PRODUCTS , PG-6000PIN2 | JEA OVERHEAD DISTRIBUTION | CSC Stores | 2.22 | 2001-12-17 14:30 | Anjanece | 1 | 0 | #VALUE! | #VALUE!
PREFORMED LINE PRODUCTS | PG-6000PIN2 | Y | PREFORMED LINE PRODUCTS , PG-6000PIN2 |  |  | 2.23 | 2001-12-17 14:30 | Anjanece | 1 | 0 | #VALUE! | #VALUE!
PREFORMED LINE PRODUCTS | PG-6000PIN2 | Y | PREFORMED LINE PRODUCTS , PG-6000PIN2 |  |  | 2.24 | 2001-12-17 14:30 | Anjanece | 1 | 0 | #VALUE! | #VALUE!
PREFORMED LINE PRODUCTS | PG-6000PIN2 | Y | PREFORMED LINE PRODUCTS , PG-6000PIN2 |  |  | 2.25 | 2001-12-17 14:30 | Anjanece | 1 | 0 | #VALUE! | #VALUE!
PREFORMED LINE PRODUCTS | PG-6000PIN2 | Y | PREFORMED LINE PRODUCTS , PG-6000PIN2 |  |  | 2.27 | 2001-12-17 14:30 | Anjanece | 1 | 0 | #VALUE! | #VALUE!
PREFORMED LINE PRODUCTS | PG-6000PIN2 | Y | PREFORMED LINE PRODUCTS , PG-6000PIN2 |  |  | 2.34 | 2001-12-17 14:30 | Anjanece | 1 | 0 | #VALUE! | #VALUE!
PREFORMED LINE PRODUCTS | PG-6000PIN2 | Y | PREFORMED LINE PRODUCTS , PG-6000PIN2 |  |  | 2.4 | 2001-12-17 14:30 | Anjanece | 1 | 0 | #VALUE! | #VALUE!
PREFORMED LINE PRODUCTS | PG-6000PIN2 | Y | PREFORMED LINE PRODUCTS , PG-6000PIN2 |  |  | 2.46 | 2001-12-17 14:30 | Anjanece | 1 | 0 | #VALUE! | #VALUE!
PREFORMED LINE PRODUCTS | PG-6000PIN2 | Y | PREFORMED LINE PRODUCTS , PG-6000PIN2 |  |  | 2.68 | 2001-12-17 14:30 | Anjanece | 1 | 0 | #VALUE! | #VALUE!
PREFORMED LINE PRODUCTS | PG-6000PIN2 | Y | PREFORMED LINE PRODUCTS , PG-6000PIN2 |  |  | 2.75 | 2001-12-17 14:30 | Anjanece | 1 | 0 | #VALUE! | #VALUE!
PREFORMED LINE PRODUCTS | PG-6000PIN2 | Y | PREFORMED LINE PRODUCTS , PG-6000PIN2 |  |  | 2.79 | 2001-12-17 14:30 | Anjanece | 1 | 0 | #VALUE! | #VALUE!
PREFORMED LINE PRODUCTS | PG-6000PIN2 | Y | PREFORMED LINE PRODUCTS , PG-6000PIN2 |  |  | 2.86 | 2001-12-17 14:30 | Anjanece | 1 | 0 | #VALUE! | #VALUE!
PREFORMED LINE PRODUCTS | PG-6000PIN2 | Y | PREFORMED LINE PRODUCTS , PG-6000PIN2 |  |  | 2.96 | 2001-12-17 14:30 | Anjanece | 1 | 0 | #VALUE! | #VALUE!
PREFORMED LINE PRODUCTS | PG-6000PIN2 | Y | PREFORMED LINE PRODUCTS , PG-6000PIN2 |  |  | 3.01 | 2001-12-17 14:30 | Anjanece | 1 | 0 | #VALUE! | #VALUE!
PREFORMED LINE PRODUCTS | PG-6000PIN2 | Y | PREFORMED LINE PRODUCTS , PG-6000PIN2 |  |  | 3.05 | 2001-12-17 14:30 | Anjanece | 1 | 0 | #VALUE! | #VALUE!
PREFORMED LINE PRODUCTS | PG-6000PIN2 | Y | PREFORMED LINE PRODUCTS , PG-6000PIN2 |  |  | 3.12 | 2001-12-17 14:30 | Anjanece | 1 | 0 | #VALUE! | #VALUE!
PREFORMED LINE PRODUCTS | PG-6000PIN2 | Y | PREFORMED LINE PRODUCTS , PG-6000PIN2 |  |  | 3.18 | 2001-12-17 14:30 | Anjanece | 1 | 0 | #VALUE! | #VALUE!
PREFORMED LINE PRODUCTS | PG-6000PIN2 | Y | PREFORMED LINE PRODUCTS , PG-6000PIN2 |  |  | 3.19 | 2001-12-17 14:30 | Anjanece | 1 | 0 | #VALUE! | #VALUE!
PREFORMED LINE PRODUCTS | PG-6000PIN2 | Y | PREFORMED LINE PRODUCTS , PG-6000PIN2 |  |  | 3.2 | 2001-12-17 14:30 | Anjanece | 1 | 0 | #VALUE! | #VALUE!
PREFORMED LINE PRODUCTS | PG-6000PIN2 | Y | PREFORMED LINE PRODUCTS , PG-6000PIN2 |  |  | 3.22 | 2001-12-17 14:30 | Anjanece | 1 | 0 | #VALUE! | #VALUE!
PREFORMED LINE PRODUCTS | PG-6000PIN2 | Y | PREFORMED LINE PRODUCTS , PG-6000PIN2 |  |  | 3.23 | 2001-12-17 14:30 | Anjanece | 1 | 0 | #VALUE! | #VALUE!
PREFORMED LINE PRODUCTS | PG-6000PIN2 | Y | PREFORMED LINE PRODUCTS , PG-6000PIN2 |  | Storm Stores | 2.4 | 2022-09-27 10:24 | Anjanece |  | 0 | #VALUE! | #VALUE!
PREFORMED LINE PRODUCTS | PG-6000PIN2 | Y | PREFORMED LINE PRODUCTS , PG-6000PIN2 |  |  | 2.67 | 2022-09-27 10:24 | Anjanece |  | 0 | #VALUE! | #VALUE!
PREFORMED LINE PRODUCTS | PG-6000PIN2 | Y | PREFORMED LINE PRODUCTS , PG-6000PIN2 |  |  | 2.97 | 2022-09-27 10:24 | Anjanece |  | 0 | #VALUE! | #VALUE!
PREFORMED LINE PRODUCTS CO. | PG-MS-7578 | Y | PREFORMED LINE PRODUCTS CO. , PG-MS-7578 | JEA OVERHEAD DISTRIBUTION | CSC Stores | 6.31 | 2004-02-06 08:46 | Anjanece | 25 | 0 | #VALUE! | #VALUE!
PREFORMED LINE PRODUCTS CO. | PG-MS-7578 | Y | PREFORMED LINE PRODUCTS CO. , PG-MS-7578 |  |  | 6.56 | 2004-02-06 08:46 | Anjanece | 25 | 0 | #VALUE! | #VALUE!
PREFORMED LINE PRODUCTS CO. | PG-MS-7578 | Y | PREFORMED LINE PRODUCTS CO. , PG-MS-7578 |  |  | 6.6 | 2004-02-06 08:46 | Anjanece | 25 | 0 | #VALUE! | #VALUE!
PREFORMED LINE PRODUCTS CO. | PG-MS-7578 | Y | PREFORMED LINE PRODUCTS CO. , PG-MS-7578 |  |  | 6.65 | 2004-02-06 08:46 | Anjanece | 25 | 0 | #VALUE! | #VALUE!
PREFORMED LINE PRODUCTS CO. | PG-MS-7578 | Y | PREFORMED LINE PRODUCTS CO. , PG-MS-7578 |  |  | 6.86 | 2004-02-06 08:46 | Anjanece | 25 | 0 | #VALUE! | #VALUE!
PREFORMED LINE PRODUCTS CO. | PG-MS-7578 | Y | PREFORMED LINE PRODUCTS CO. , PG-MS-7578 |  |  | 6.98 | 2004-02-06 08:46 | Anjanece | 25 | 0 | #VALUE! | #VALUE!
PREFORMED LINE PRODUCTS CO. | PG-MS-7578 | Y | PREFORMED LINE PRODUCTS CO. , PG-MS-7578 |  |  | 7.51 | 2004-02-06 08:46 | Anjanece | 25 | 0 | #VALUE! | #VALUE!
PREFORMED LINE PRODUCTS CO. | PG-MS-7578 | Y | PREFORMED LINE PRODUCTS CO. , PG-MS-7578 |  |  | 7.79 | 2004-02-06 08:46 | Anjanece | 25 | 0 | #VALUE! | #VALUE!
PREFORMED LINE PRODUCTS CO. | PG-MS-7578 | Y | PREFORMED LINE PRODUCTS CO. , PG-MS-7578 |  |  | 8.05 | 2004-02-06 08:46 | Anjanece | 25 | 0 | #VALUE! | #VALUE!
PREFORMED LINE PRODUCTS CO. | PG-MS-7578 | Y | PREFORMED LINE PRODUCTS CO. , PG-MS-7578 |  |  | 8.08 | 2004-02-06 08:46 | Anjanece | 25 | 0 | #VALUE! | #VALUE!
PREFORMED LINE PRODUCTS CO. | PG-MS-7578 | Y | PREFORMED LINE PRODUCTS CO. , PG-MS-7578 |  |  | 8.13 | 2004-02-06 08:46 | Anjanece | 25 | 0 | #VALUE! | #VALUE!
PREFORMED LINE PRODUCTS CO. | PG-MS-7578 | Y | PREFORMED LINE PRODUCTS CO. , PG-MS-7578 |  |  | 8.55 | 2004-02-06 08:46 | Anjanece | 25 | 0 | #VALUE! | #VALUE!
PREFORMED LINE PRODUCTS CO. | PG-MS-7578 | Y | PREFORMED LINE PRODUCTS CO. , PG-MS-7578 |  |  | 9.27 | 2004-02-06 08:46 | Anjanece | 25 | 0 | #VALUE! | #VALUE!
PREFORMED LINE PRODUCTS CO. | PG-MS-7578 | Y | PREFORMED LINE PRODUCTS CO. , PG-MS-7578 |  |  | 9.72 | 2004-02-06 08:46 | Anjanece | 25 | 0 | #VALUE! | #VALUE!
CHANCE | ASAMG-023 | Y | CHANCE , ASAMG-023 | JEA TRANSMISSION | CSC Stores | 1.99 | 2001-12-17 14:33 | John | 50 | 0 | N | N
CHANCE | ASAMG-023 | Y | CHANCE , ASAMG-023 |  |  | 2.05 | 2001-12-17 14:33 | John | 50 | 0 | N | N
CHANCE | ASAMG-023 | Y | CHANCE , ASAMG-023 |  |  | 2.14 | 2001-12-17 14:33 | John | 50 | 0 | N | N
CHANCE | ASAMG-023 | Y | CHANCE , ASAMG-023 |  |  | 2.32 | 2001-12-17 14:33 | John | 50 | 0 | N | N
CHANCE | ASAMG-023 | Y | CHANCE , ASAMG-023 |  |  | 2.36 | 2001-12-17 14:33 | John | 50 | 0 | N | N
CHANCE | ASAMG-023 | Y | CHANCE , ASAMG-023 |  |  | 2.39 | 2001-12-17 14:33 | John | 50 | 0 | N | N
CHANCE | ASAMG-023 | Y | CHANCE , ASAMG-023 |  |  | 2.44 | 2001-12-17 14:33 | John | 50 | 0 | N | N
CHANCE | ASAMG-023 | Y | CHANCE , ASAMG-023 |  |  | 2.47 | 2001-12-17 14:33 | John | 50 | 0 | N | N
CHANCE | ASAMG-023 | Y | CHANCE , ASAMG-023 |  |  | 2.49 | 2001-12-17 14:33 | John | 50 | 0 | N | N
CHANCE | ASAMG-023 | Y | CHANCE , ASAMG-023 |  |  | 2.51 | 2001-12-17 14:33 | John | 50 | 0 | N | N
CHANCE | ASAMG-023 | Y | CHANCE , ASAMG-023 |  |  | 2.52 | 2001-12-17 14:33 | John | 50 | 0 | N | N
CHANCE | ASAMG-023 | Y | CHANCE , ASAMG-023 |  |  | 2.6 | 2001-12-17 14:33 | John | 50 | 0 | N | N
CHANCE | ASAMG-023 | Y | CHANCE , ASAMG-023 |  |  | 2.85 | 2001-12-17 14:33 | John | 50 | 0 | N | N
DULMISON | ALG0880 | Y | DULMISON , ALG0880 | JEA TRANSMISSION | CSC Stores | 1.99 | 2001-12-17 14:33 | John | 50 | 0 | N | N
DULMISON | ALG0880 | Y | DULMISON , ALG0880 |  |  | 2.05 | 2001-12-17 14:33 | John | 50 | 0 | N | N
DULMISON | ALG0880 | Y | DULMISON , ALG0880 |  |  | 2.14 | 2001-12-17 14:33 | John | 50 | 0 | N | N
DULMISON | ALG0880 | Y | DULMISON , ALG0880 |  |  | 2.32 | 2001-12-17 14:33 | John | 50 | 0 | N | N
DULMISON | ALG0880 | Y | DULMISON , ALG0880 |  |  | 2.36 | 2001-12-17 14:33 | John | 50 | 0 | N | N
DULMISON | ALG0880 | Y | DULMISON , ALG0880 |  |  | 2.39 | 2001-12-17 14:33 | John | 50 | 0 | N | N
DULMISON | ALG0880 | Y | DULMISON , ALG0880 |  |  | 2.44 | 2001-12-17 14:33 | John | 50 | 0 | N | N
DULMISON | ALG0880 | Y | DULMISON , ALG0880 |  |  | 2.47 | 2001-12-17 14:33 | John | 50 | 0 | N | N
DULMISON | ALG0880 | Y | DULMISON , ALG0880 |  |  | 2.49 | 2001-12-17 14:33 | John | 50 | 0 | N | N
DULMISON | ALG0880 | Y | DULMISON , ALG0880 |  |  | 2.51 | 2001-12-17 14:33 | John | 50 | 0 | N | N
DULMISON | ALG0880 | Y | DULMISON , ALG0880 |  |  | 2.52 | 2001-12-17 14:33 | John | 50 | 0 | N | N
DULMISON | ALG0880 | Y | DULMISON , ALG0880 |  |  | 2.6 | 2001-12-17 14:33 | John | 50 | 0 | N | N
DULMISON | ALG0880 | Y | DULMISON , ALG0880 |  |  | 2.85 | 2001-12-17 14:33 | John | 50 | 0 | N | N
HELICAL | 23ALG-520 | Y | HELICAL , 23ALG-520 | JEA TRANSMISSION | CSC Stores | 1.99 | 2001-12-17 14:33 | John | 50 | 0 | N | N
HELICAL | 23ALG-520 | Y | HELICAL , 23ALG-520 |  |  | 2.05 | 2001-12-17 14:33 | John | 50 | 0 | N | N
HELICAL | 23ALG-520 | Y | HELICAL , 23ALG-520 |  |  | 2.14 | 2001-12-17 14:33 | John | 50 | 0 | N | N
HELICAL | 23ALG-520 | Y | HELICAL , 23ALG-520 |  |  | 2.32 | 2001-12-17 14:33 | John | 50 | 0 | N | N
HELICAL | 23ALG-520 | Y | HELICAL , 23ALG-520 |  |  | 2.36 | 2001-12-17 14:33 | John | 50 | 0 | N | N
HELICAL | 23ALG-520 | Y | HELICAL , 23ALG-520 |  |  | 2.39 | 2001-12-17 14:33 | John | 50 | 0 | N | N
HELICAL | 23ALG-520 | Y | HELICAL , 23ALG-520 |  |  | 2.44 | 2001-12-17 14:33 | John | 50 | 0 | N | N
HELICAL | 23ALG-520 | Y | HELICAL , 23ALG-520 |  |  | 2.47 | 2001-12-17 14:33 | John | 50 | 0 | N | N
HELICAL | 23ALG-520 | Y | HELICAL , 23ALG-520 |  |  | 2.49 | 2001-12-17 14:33 | John | 50 | 0 | N | N
HELICAL | 23ALG-520 | Y | HELICAL , 23ALG-520 |  |  | 2.51 | 2001-12-17 14:33 | John | 50 | 0 | N | N
HELICAL | 23ALG-520 | Y | HELICAL , 23ALG-520 |  |  | 2.52 | 2001-12-17 14:33 | John | 50 | 0 | N | N
HELICAL | 23ALG-520 | Y | HELICAL , 23ALG-520 |  |  | 2.6 | 2001-12-17 14:33 | John | 50 | 0 | N | N
HELICAL | 23ALG-520 | Y | HELICAL , 23ALG-520 |  |  | 2.85 | 2001-12-17 14:33 | John | 50 | 0 | N | N
PAYER | ROBIN-23-AL | Y | PAYER , ROBIN-23-AL | JEA TRANSMISSION | CSC Stores | 1.99 | 2001-12-17 14:33 | John | 50 | 0 | N | N
PAYER | ROBIN-23-AL | Y | PAYER , ROBIN-23-AL |  |  | 2.05 | 2001-12-17 14:33 | John | 50 | 0 | N | N
PAYER | ROBIN-23-AL | Y | PAYER , ROBIN-23-AL |  |  | 2.14 | 2001-12-17 14:33 | John | 50 | 0 | N | N
PAYER | ROBIN-23-AL | Y | PAYER , ROBIN-23-AL |  |  | 2.32 | 2001-12-17 14:33 | John | 50 | 0 | N | N
PAYER | ROBIN-23-AL | Y | PAYER , ROBIN-23-AL |  |  | 2.36 | 2001-12-17 14:33 | John | 50 | 0 | N | N
PAYER | ROBIN-23-AL | Y | PAYER , ROBIN-23-AL |  |  | 2.39 | 2001-12-17 14:33 | John | 50 | 0 | N | N
PAYER | ROBIN-23-AL | Y | PAYER , ROBIN-23-AL |  |  | 2.44 | 2001-12-17 14:33 | John | 50 | 0 | N | N
PAYER | ROBIN-23-AL | Y | PAYER , ROBIN-23-AL |  |  | 2.47 | 2001-12-17 14:33 | John | 50 | 0 | N | N
PAYER | ROBIN-23-AL | Y | PAYER , ROBIN-23-AL |  |  | 2.49 | 2001-12-17 14:33 | John | 50 | 0 | N | N
PAYER | ROBIN-23-AL | Y | PAYER , ROBIN-23-AL |  |  | 2.51 | 2001-12-17 14:33 | John | 50 | 0 | N | N
PAYER | ROBIN-23-AL | Y | PAYER , ROBIN-23-AL |  |  | 2.52 | 2001-12-17 14:33 | John | 50 | 0 | N | N
PAYER | ROBIN-23-AL | Y | PAYER , ROBIN-23-AL |  |  | 2.6 | 2001-12-17 14:33 | John | 50 | 0 | N | N
PAYER | ROBIN-23-AL | Y | PAYER , ROBIN-23-AL |  |  | 2.85 | 2001-12-17 14:33 | John | 50 | 0 | N | N
PREFORMED LINE PRODUCTS CO. | MG-0133 | Y | PREFORMED LINE PRODUCTS CO. , MG-0133 | JEA TRANSMISSION | CSC Stores | 1.99 | 2001-12-17 14:33 | John | 50 | 0 | N | N
PREFORMED LINE PRODUCTS CO. | MG-0133 | Y | PREFORMED LINE PRODUCTS CO. , MG-0133 |  |  | 2.05 | 2001-12-17 14:33 | John | 50 | 0 | N | N
PREFORMED LINE PRODUCTS CO. | MG-0133 | Y | PREFORMED LINE PRODUCTS CO. , MG-0133 |  |  | 2.14 | 2001-12-17 14:33 | John | 50 | 0 | N | N
PREFORMED LINE PRODUCTS CO. | MG-0133 | Y | PREFORMED LINE PRODUCTS CO. , MG-0133 |  |  | 2.32 | 2001-12-17 14:33 | John | 50 | 0 | N | N
PREFORMED LINE PRODUCTS CO. | MG-0133 | Y | PREFORMED LINE PRODUCTS CO. , MG-0133 |  |  | 2.36 | 2001-12-17 14:33 | John | 50 | 0 | N | N
PREFORMED LINE PRODUCTS CO. | MG-0133 | Y | PREFORMED LINE PRODUCTS CO. , MG-0133 |  |  | 2.39 | 2001-12-17 14:33 | John | 50 | 0 | N | N
PREFORMED LINE PRODUCTS CO. | MG-0133 | Y | PREFORMED LINE PRODUCTS CO. , MG-0133 |  |  | 2.44 | 2001-12-17 14:33 | John | 50 | 0 | N | N
PREFORMED LINE PRODUCTS CO. | MG-0133 | Y | PREFORMED LINE PRODUCTS CO. , MG-0133 |  |  | 2.47 | 2001-12-17 14:33 | John | 50 | 0 | N | N
PREFORMED LINE PRODUCTS CO. | MG-0133 | Y | PREFORMED LINE PRODUCTS CO. , MG-0133 |  |  | 2.49 | 2001-12-17 14:33 | John | 50 | 0 | N | N
PREFORMED LINE PRODUCTS CO. | MG-0133 | Y | PREFORMED LINE PRODUCTS CO. , MG-0133 |  |  | 2.51 | 2001-12-17 14:33 | John | 50 | 0 | N | N
PREFORMED LINE PRODUCTS CO. | MG-0133 | Y | PREFORMED LINE PRODUCTS CO. , MG-0133 |  |  | 2.52 | 2001-12-17 14:33 | John | 50 | 0 | N | N
PREFORMED LINE PRODUCTS CO. | MG-0133 | Y | PREFORMED LINE PRODUCTS CO. , MG-0133 |  |  | 2.6 | 2001-12-17 14:33 | John | 50 | 0 | N | N
PREFORMED LINE PRODUCTS CO. | MG-0133 | Y | PREFORMED LINE PRODUCTS CO. , MG-0133 |  |  | 2.85 | 2001-12-17 14:33 | John | 50 | 0 | N | N
SLACAN | 80722 | Y | SLACAN , 80722 | JEA TRANSMISSION | CSC Stores | 1.99 | 2001-12-17 14:33 | John | 50 | 0 | N | N
SLACAN | 80722 | Y | SLACAN , 80722 |  |  | 2.05 | 2001-12-17 14:33 | John | 50 | 0 | N | N
SLACAN | 80722 | Y | SLACAN , 80722 |  |  | 2.14 | 2001-12-17 14:33 | John | 50 | 0 | N | N
SLACAN | 80722 | Y | SLACAN , 80722 |  |  | 2.32 | 2001-12-17 14:33 | John | 50 | 0 | N | N
SLACAN | 80722 | Y | SLACAN , 80722 |  |  | 2.36 | 2001-12-17 14:33 | John | 50 | 0 | N | N
SLACAN | 80722 | Y | SLACAN , 80722 |  |  | 2.39 | 2001-12-17 14:33 | John | 50 | 0 | N | N
SLACAN | 80722 | Y | SLACAN , 80722 |  |  | 2.44 | 2001-12-17 14:33 | John | 50 | 0 | N | N
SLACAN | 80722 | Y | SLACAN , 80722 |  |  | 2.47 | 2001-12-17 14:33 | John | 50 | 0 | N | N
SLACAN | 80722 | Y | SLACAN , 80722 |  |  | 2.49 | 2001-12-17 14:33 | John | 50 | 0 | N | N
SLACAN | 80722 | Y | SLACAN , 80722 |  |  | 2.51 | 2001-12-17 14:33 | John | 50 | 0 | N | N
SLACAN | 80722 | Y | SLACAN , 80722 |  |  | 2.52 | 2001-12-17 14:33 | John | 50 | 0 | N | N
SLACAN | 80722 | Y | SLACAN , 80722 |  |  | 2.6 | 2001-12-17 14:33 | John | 50 | 0 | N | N
SLACAN | 80722 | Y | SLACAN , 80722 |  |  | 2.85 | 2001-12-17 14:33 | John | 50 | 0 | N | N
CHANCE | 21AMG-020 | Y | CHANCE , 21AMG-020 | JEA TRANSMISSION | CSC Stores | 1.7 | 2001-12-17 14:33 | John | 100 | 0 | N | N
CHANCE | 21AMG-020 | Y | CHANCE , 21AMG-020 |  |  | 1.72 | 2001-12-17 14:33 | John | 100 | 0 | N | N
CHANCE | 21AMG-020 | Y | CHANCE , 21AMG-020 |  |  | 1.74 | 2001-12-17 14:33 | John | 100 | 0 | N | N
CHANCE | 21AMG-020 | Y | CHANCE , 21AMG-020 |  |  | 1.75 | 2001-12-17 14:33 | John | 100 | 0 | N | N
CHANCE | 21AMG-020 | Y | CHANCE , 21AMG-020 |  |  | 1.78 | 2001-12-17 14:33 | John | 100 | 0 | N | N
CHANCE | 21AMG-020 | Y | CHANCE , 21AMG-020 |  |  | 1.79 | 2001-12-17 14:33 | John | 100 | 0 | N | N
CHANCE | 21AMG-020 | Y | CHANCE , 21AMG-020 |  |  | 1.8 | 2001-12-17 14:33 | John | 100 | 0 | N | N
CHANCE | 21AMG-020 | Y | CHANCE , 21AMG-020 |  |  | 1.97 | 2001-12-17 14:33 | John | 100 | 0 | N | N
CHANCE | 21AMG-020 | Y | CHANCE , 21AMG-020 |  |  | 2.06 | 2001-12-17 14:33 | John | 100 | 0 | N | N
CHANCE | 21AMG-020 | Y | CHANCE , 21AMG-020 |  |  | 2.1 | 2001-12-17 14:33 | John | 100 | 0 | N | N
CHANCE | 21AMG-020 | Y | CHANCE , 21AMG-020 |  |  | 2.15 | 2001-12-17 14:33 | John | 100 | 0 | N | N
CHANCE | 21AMG-020 | Y | CHANCE , 21AMG-020 |  |  | 2.18 | 2001-12-17 14:33 | John | 100 | 0 | N | N
CHANCE | 21AMG-020 | Y | CHANCE , 21AMG-020 |  |  | 2.19 | 2001-12-17 14:33 | John | 100 | 0 | N | N
DULMISON | ALG0785 | Y | DULMISON , ALG0785 | JEA TRANSMISSION | CSC Stores | 1.7 | 2001-12-17 14:33 | John | 100 | 0 | N | N
DULMISON | ALG0785 | Y | DULMISON , ALG0785 |  |  | 1.72 | 2001-12-17 14:33 | John | 100 | 0 | N | N
DULMISON | ALG0785 | Y | DULMISON , ALG0785 |  |  | 1.74 | 2001-12-17 14:33 | John | 100 | 0 | N | N
DULMISON | ALG0785 | Y | DULMISON , ALG0785 |  |  | 1.75 | 2001-12-17 14:33 | John | 100 | 0 | N | N
DULMISON | ALG0785 | Y | DULMISON , ALG0785 |  |  | 1.78 | 2001-12-17 14:33 | John | 100 | 0 | N | N
DULMISON | ALG0785 | Y | DULMISON , ALG0785 |  |  | 1.79 | 2001-12-17 14:33 | John | 100 | 0 | N | N
DULMISON | ALG0785 | Y | DULMISON , ALG0785 |  |  | 1.8 | 2001-12-17 14:33 | John | 100 | 0 | N | N
DULMISON | ALG0785 | Y | DULMISON , ALG0785 |  |  | 1.97 | 2001-12-17 14:33 | John | 100 | 0 | N | N
DULMISON | ALG0785 | Y | DULMISON , ALG0785 |  |  | 2.06 | 2001-12-17 14:33 | John | 100 | 0 | N | N
DULMISON | ALG0785 | Y | DULMISON , ALG0785 |  |  | 2.1 | 2001-12-17 14:33 | John | 100 | 0 | N | N
DULMISON | ALG0785 | Y | DULMISON , ALG0785 |  |  | 2.15 | 2001-12-17 14:33 | John | 100 | 0 | N | N
DULMISON | ALG0785 | Y | DULMISON , ALG0785 |  |  | 2.18 | 2001-12-17 14:33 | John | 100 | 0 | N | N
DULMISON | ALG0785 | Y | DULMISON , ALG0785 |  |  | 2.19 | 2001-12-17 14:33 | John | 100 | 0 | N | N
FLORIDA WIRE AND CABLE | FWLG-21-103 | Y | FLORIDA WIRE AND CABLE , FWLG-21-103 | JEA TRANSMISSION | CSC Stores | 1.7 | 2001-12-17 14:33 | John | 100 | 0 | N | N
FLORIDA WIRE AND CABLE | FWLG-21-103 | Y | FLORIDA WIRE AND CABLE , FWLG-21-103 |  |  | 1.72 | 2001-12-17 14:33 | John | 100 | 0 | N | N
FLORIDA WIRE AND CABLE | FWLG-21-103 | Y | FLORIDA WIRE AND CABLE , FWLG-21-103 |  |  | 1.74 | 2001-12-17 14:33 | John | 100 | 0 | N | N
FLORIDA WIRE AND CABLE | FWLG-21-103 | Y | FLORIDA WIRE AND CABLE , FWLG-21-103 |  |  | 1.75 | 2001-12-17 14:33 | John | 100 | 0 | N | N
FLORIDA WIRE AND CABLE | FWLG-21-103 | Y | FLORIDA WIRE AND CABLE , FWLG-21-103 |  |  | 1.78 | 2001-12-17 14:33 | John | 100 | 0 | N | N
FLORIDA WIRE AND CABLE | FWLG-21-103 | Y | FLORIDA WIRE AND CABLE , FWLG-21-103 |  |  | 1.79 | 2001-12-17 14:33 | John | 100 | 0 | N | N
FLORIDA WIRE AND CABLE | FWLG-21-103 | Y | FLORIDA WIRE AND CABLE , FWLG-21-103 |  |  | 1.8 | 2001-12-17 14:33 | John | 100 | 0 | N | N
FLORIDA WIRE AND CABLE | FWLG-21-103 | Y | FLORIDA WIRE AND CABLE , FWLG-21-103 |  |  | 1.97 | 2001-12-17 14:33 | John | 100 | 0 | N | N
FLORIDA WIRE AND CABLE | FWLG-21-103 | Y | FLORIDA WIRE AND CABLE , FWLG-21-103 |  |  | 2.06 | 2001-12-17 14:33 | John | 100 | 0 | N | N
FLORIDA WIRE AND CABLE | FWLG-21-103 | Y | FLORIDA WIRE AND CABLE , FWLG-21-103 |  |  | 2.1 | 2001-12-17 14:33 | John | 100 | 0 | N | N
FLORIDA WIRE AND CABLE | FWLG-21-103 | Y | FLORIDA WIRE AND CABLE , FWLG-21-103 |  |  | 2.15 | 2001-12-17 14:33 | John | 100 | 0 | N | N
FLORIDA WIRE AND CABLE | FWLG-21-103 | Y | FLORIDA WIRE AND CABLE , FWLG-21-103 |  |  | 2.18 | 2001-12-17 14:33 | John | 100 | 0 | N | N
FLORIDA WIRE AND CABLE | FWLG-21-103 | Y | FLORIDA WIRE AND CABLE , FWLG-21-103 |  |  | 2.19 | 2001-12-17 14:33 | John | 100 | 0 | N | N
HELICAL | 21ALG-518 | Y | HELICAL , 21ALG-518 | JEA TRANSMISSION | CSC Stores | 1.7 | 2001-12-17 14:33 | John | 100 | 0 | N | N
HELICAL | 21ALG-518 | Y | HELICAL , 21ALG-518 |  |  | 1.72 | 2001-12-17 14:33 | John | 100 | 0 | N | N
HELICAL | 21ALG-518 | Y | HELICAL , 21ALG-518 |  |  | 1.74 | 2001-12-17 14:33 | John | 100 | 0 | N | N
HELICAL | 21ALG-518 | Y | HELICAL , 21ALG-518 |  |  | 1.75 | 2001-12-17 14:33 | John | 100 | 0 | N | N
HELICAL | 21ALG-518 | Y | HELICAL , 21ALG-518 |  |  | 1.78 | 2001-12-17 14:33 | John | 100 | 0 | N | N
HELICAL | 21ALG-518 | Y | HELICAL , 21ALG-518 |  |  | 1.79 | 2001-12-17 14:33 | John | 100 | 0 | N | N
HELICAL | 21ALG-518 | Y | HELICAL , 21ALG-518 |  |  | 1.8 | 2001-12-17 14:33 | John | 100 | 0 | N | N
HELICAL | 21ALG-518 | Y | HELICAL , 21ALG-518 |  |  | 1.97 | 2001-12-17 14:33 | John | 100 | 0 | N | N
HELICAL | 21ALG-518 | Y | HELICAL , 21ALG-518 |  |  | 2.06 | 2001-12-17 14:33 | John | 100 | 0 | N | N
HELICAL | 21ALG-518 | Y | HELICAL , 21ALG-518 |  |  | 2.1 | 2001-12-17 14:33 | John | 100 | 0 | N | N
HELICAL | 21ALG-518 | Y | HELICAL , 21ALG-518 |  |  | 2.15 | 2001-12-17 14:33 | John | 100 | 0 | N | N
HELICAL | 21ALG-518 | Y | HELICAL , 21ALG-518 |  |  | 2.18 | 2001-12-17 14:33 | John | 100 | 0 | N | N
HELICAL | 21ALG-518 | Y | HELICAL , 21ALG-518 |  |  | 2.19 | 2001-12-17 14:33 | John | 100 | 0 | N | N
PAYER | SPARROW-21-AL | Y | PAYER , SPARROW-21-AL | JEA TRANSMISSION | CSC Stores | 1.7 | 2001-12-17 14:33 | John | 100 | 0 | N | N
PAYER | SPARROW-21-AL | Y | PAYER , SPARROW-21-AL |  |  | 1.72 | 2001-12-17 14:33 | John | 100 | 0 | N | N
PAYER | SPARROW-21-AL | Y | PAYER , SPARROW-21-AL |  |  | 1.74 | 2001-12-17 14:33 | John | 100 | 0 | N | N
PAYER | SPARROW-21-AL | Y | PAYER , SPARROW-21-AL |  |  | 1.75 | 2001-12-17 14:33 | John | 100 | 0 | N | N
PAYER | SPARROW-21-AL | Y | PAYER , SPARROW-21-AL |  |  | 1.78 | 2001-12-17 14:33 | John | 100 | 0 | N | N
PAYER | SPARROW-21-AL | Y | PAYER , SPARROW-21-AL |  |  | 1.79 | 2001-12-17 14:33 | John | 100 | 0 | N | N
PAYER | SPARROW-21-AL | Y | PAYER , SPARROW-21-AL |  |  | 1.8 | 2001-12-17 14:33 | John | 100 | 0 | N | N
PAYER | SPARROW-21-AL | Y | PAYER , SPARROW-21-AL |  |  | 1.97 | 2001-12-17 14:33 | John | 100 | 0 | N | N
PAYER | SPARROW-21-AL | Y | PAYER , SPARROW-21-AL |  |  | 2.06 | 2001-12-17 14:33 | John | 100 | 0 | N | N
PAYER | SPARROW-21-AL | Y | PAYER , SPARROW-21-AL |  |  | 2.1 | 2001-12-17 14:33 | John | 100 | 0 | N | N
PAYER | SPARROW-21-AL | Y | PAYER , SPARROW-21-AL |  |  | 2.15 | 2001-12-17 14:33 | John | 100 | 0 | N | N
PAYER | SPARROW-21-AL | Y | PAYER , SPARROW-21-AL |  |  | 2.18 | 2001-12-17 14:33 | John | 100 | 0 | N | N
PAYER | SPARROW-21-AL | Y | PAYER , SPARROW-21-AL |  |  | 2.19 | 2001-12-17 14:33 | John | 100 | 0 | N | N
PREFORMED LINE PRODUCTS CO. | MG-0131 | Y | PREFORMED LINE PRODUCTS CO. , MG-0131 | JEA TRANSMISSION | CSC Stores | 1.7 | 2001-12-17 14:33 | John | 100 | 0 | N | N
PREFORMED LINE PRODUCTS CO. | MG-0131 | Y | PREFORMED LINE PRODUCTS CO. , MG-0131 |  |  | 1.72 | 2001-12-17 14:33 | John | 100 | 0 | N | N
PREFORMED LINE PRODUCTS CO. | MG-0131 | Y | PREFORMED LINE PRODUCTS CO. , MG-0131 |  |  | 1.74 | 2001-12-17 14:33 | John | 100 | 0 | N | N
PREFORMED LINE PRODUCTS CO. | MG-0131 | Y | PREFORMED LINE PRODUCTS CO. , MG-0131 |  |  | 1.75 | 2001-12-17 14:33 | John | 100 | 0 | N | N
PREFORMED LINE PRODUCTS CO. | MG-0131 | Y | PREFORMED LINE PRODUCTS CO. , MG-0131 |  |  | 1.78 | 2001-12-17 14:33 | John | 100 | 0 | N | N
PREFORMED LINE PRODUCTS CO. | MG-0131 | Y | PREFORMED LINE PRODUCTS CO. , MG-0131 |  |  | 1.79 | 2001-12-17 14:33 | John | 100 | 0 | N | N
PREFORMED LINE PRODUCTS CO. | MG-0131 | Y | PREFORMED LINE PRODUCTS CO. , MG-0131 |  |  | 1.8 | 2001-12-17 14:33 | John | 100 | 0 | N | N
PREFORMED LINE PRODUCTS CO. | MG-0131 | Y | PREFORMED LINE PRODUCTS CO. , MG-0131 |  |  | 1.97 | 2001-12-17 14:33 | John | 100 | 0 | N | N
PREFORMED LINE PRODUCTS CO. | MG-0131 | Y | PREFORMED LINE PRODUCTS CO. , MG-0131 |  |  | 2.06 | 2001-12-17 14:33 | John | 100 | 0 | N | N
PREFORMED LINE PRODUCTS CO. | MG-0131 | Y | PREFORMED LINE PRODUCTS CO. , MG-0131 |  |  | 2.1 | 2001-12-17 14:33 | John | 100 | 0 | N | N
PREFORMED LINE PRODUCTS CO. | MG-0131 | Y | PREFORMED LINE PRODUCTS CO. , MG-0131 |  |  | 2.15 | 2001-12-17 14:33 | John | 100 | 0 | N | N
PREFORMED LINE PRODUCTS CO. | MG-0131 | Y | PREFORMED LINE PRODUCTS CO. , MG-0131 |  |  | 2.18 | 2001-12-17 14:33 | John | 100 | 0 | N | N
PREFORMED LINE PRODUCTS CO. | MG-0131 | Y | PREFORMED LINE PRODUCTS CO. , MG-0131 |  |  | 2.19 | 2001-12-17 14:33 | John | 100 | 0 | N | N
SLACAN | 80718 | Y | SLACAN , 80718 | JEA TRANSMISSION | CSC Stores | 1.7 | 2001-12-17 14:33 | John | 100 | 0 | N | N
SLACAN | 80718 | Y | SLACAN , 80718 |  |  | 1.72 | 2001-12-17 14:33 | John | 100 | 0 | N | N
SLACAN | 80718 | Y | SLACAN , 80718 |  |  | 1.74 | 2001-12-17 14:33 | John | 100 | 0 | N | N
SLACAN | 80718 | Y | SLACAN , 80718 |  |  | 1.75 | 2001-12-17 14:33 | John | 100 | 0 | N | N
SLACAN | 80718 | Y | SLACAN , 80718 |  |  | 1.78 | 2001-12-17 14:33 | John | 100 | 0 | N | N
SLACAN | 80718 | Y | SLACAN , 80718 |  |  | 1.79 | 2001-12-17 14:33 | John | 100 | 0 | N | N
SLACAN | 80718 | Y | SLACAN , 80718 |  |  | 1.8 | 2001-12-17 14:33 | John | 100 | 0 | N | N
SLACAN | 80718 | Y | SLACAN , 80718 |  |  | 1.97 | 2001-12-17 14:33 | John | 100 | 0 | N | N
SLACAN | 80718 | Y | SLACAN , 80718 |  |  | 2.06 | 2001-12-17 14:33 | John | 100 | 0 | N | N
SLACAN | 80718 | Y | SLACAN , 80718 |  |  | 2.1 | 2001-12-17 14:33 | John | 100 | 0 | N | N
SLACAN | 80718 | Y | SLACAN , 80718 |  |  | 2.15 | 2001-12-17 14:33 | John | 100 | 0 | N | N
SLACAN | 80718 | Y | SLACAN , 80718 |  |  | 2.18 | 2001-12-17 14:33 | John | 100 | 0 | N | N
SLACAN | 80718 | Y | SLACAN , 80718 |  |  | 2.19 | 2001-12-17 14:33 | John | 100 | 0 | N | N
CHANCE | 25AMG-027 | Y | CHANCE , 25AMG-027 | JEA TRANSMISSION | CSC Stores | 1.98 | 2001-12-17 14:35 | John | 50 | 0 | N | N
CHANCE | 25AMG-027 | Y | CHANCE , 25AMG-027 |  |  | 2.08 | 2001-12-17 14:35 | John | 50 | 0 | N | N
CHANCE | 25AMG-027 | Y | CHANCE , 25AMG-027 |  |  | 2.18 | 2001-12-17 14:35 | John | 50 | 0 | N | N
CHANCE | 25AMG-027 | Y | CHANCE , 25AMG-027 |  |  | 2.36 | 2001-12-17 14:35 | John | 50 | 0 | N | N
CHANCE | 25AMG-027 | Y | CHANCE , 25AMG-027 |  |  | 2.61 | 2001-12-17 14:35 | John | 50 | 0 | N | N
CHANCE | 25AMG-027 | Y | CHANCE , 25AMG-027 |  |  | 2.7 | 2001-12-17 14:35 | John | 50 | 0 | N | N
CHANCE | 25AMG-027 | Y | CHANCE , 25AMG-027 |  |  | 2.78 | 2001-12-17 14:35 | John | 50 | 0 | N | N
CHANCE | 25AMG-027 | Y | CHANCE , 25AMG-027 |  |  | 2.98 | 2001-12-17 14:35 | John | 50 | 0 | N | N
DULMISON | ALG0990 | Y | DULMISON , ALG0990 | JEA TRANSMISSION | CSC Stores | 1.98 | 2001-12-17 14:35 | John | 50 | 0 | N | N
DULMISON | ALG0990 | Y | DULMISON , ALG0990 |  |  | 2.08 | 2001-12-17 14:35 | John | 50 | 0 | N | N
DULMISON | ALG0990 | Y | DULMISON , ALG0990 |  |  | 2.18 | 2001-12-17 14:35 | John | 50 | 0 | N | N
DULMISON | ALG0990 | Y | DULMISON , ALG0990 |  |  | 2.36 | 2001-12-17 14:35 | John | 50 | 0 | N | N
DULMISON | ALG0990 | Y | DULMISON , ALG0990 |  |  | 2.61 | 2001-12-17 14:35 | John | 50 | 0 | N | N
DULMISON | ALG0990 | Y | DULMISON , ALG0990 |  |  | 2.7 | 2001-12-17 14:35 | John | 50 | 0 | N | N
DULMISON | ALG0990 | Y | DULMISON , ALG0990 |  |  | 2.78 | 2001-12-17 14:35 | John | 50 | 0 | N | N
DULMISON | ALG0990 | Y | DULMISON , ALG0990 |  |  | 2.98 | 2001-12-17 14:35 | John | 50 | 0 | N | N
FLORIDA WIRE AND CABLE | FWLG-25-107 | Y | FLORIDA WIRE AND CABLE , FWLG-25-107 | JEA TRANSMISSION | CSC Stores | 1.98 | 2001-12-17 14:35 | John | 50 | 0 | N | N
FLORIDA WIRE AND CABLE | FWLG-25-107 | Y | FLORIDA WIRE AND CABLE , FWLG-25-107 |  |  | 2.08 | 2001-12-17 14:35 | John | 50 | 0 | N | N
FLORIDA WIRE AND CABLE | FWLG-25-107 | Y | FLORIDA WIRE AND CABLE , FWLG-25-107 |  |  | 2.18 | 2001-12-17 14:35 | John | 50 | 0 | N | N
FLORIDA WIRE AND CABLE | FWLG-25-107 | Y | FLORIDA WIRE AND CABLE , FWLG-25-107 |  |  | 2.36 | 2001-12-17 14:35 | John | 50 | 0 | N | N
FLORIDA WIRE AND CABLE | FWLG-25-107 | Y | FLORIDA WIRE AND CABLE , FWLG-25-107 |  |  | 2.61 | 2001-12-17 14:35 | John | 50 | 0 | N | N
FLORIDA WIRE AND CABLE | FWLG-25-107 | Y | FLORIDA WIRE AND CABLE , FWLG-25-107 |  |  | 2.7 | 2001-12-17 14:35 | John | 50 | 0 | N | N
FLORIDA WIRE AND CABLE | FWLG-25-107 | Y | FLORIDA WIRE AND CABLE , FWLG-25-107 |  |  | 2.78 | 2001-12-17 14:35 | John | 50 | 0 | N | N
FLORIDA WIRE AND CABLE | FWLG-25-107 | Y | FLORIDA WIRE AND CABLE , FWLG-25-107 |  |  | 2.98 | 2001-12-17 14:35 | John | 50 | 0 | N | N
HELICAL | 25ALG-522 | Y | HELICAL , 25ALG-522 | JEA TRANSMISSION | CSC Stores | 1.98 | 2001-12-17 14:35 | John | 50 | 0 | N | N
HELICAL | 25ALG-522 | Y | HELICAL , 25ALG-522 |  |  | 2.08 | 2001-12-17 14:35 | John | 50 | 0 | N | N
HELICAL | 25ALG-522 | Y | HELICAL , 25ALG-522 |  |  | 2.18 | 2001-12-17 14:35 | John | 50 | 0 | N | N
HELICAL | 25ALG-522 | Y | HELICAL , 25ALG-522 |  |  | 2.36 | 2001-12-17 14:35 | John | 50 | 0 | N | N
HELICAL | 25ALG-522 | Y | HELICAL , 25ALG-522 |  |  | 2.61 | 2001-12-17 14:35 | John | 50 | 0 | N | N
HELICAL | 25ALG-522 | Y | HELICAL , 25ALG-522 |  |  | 2.7 | 2001-12-17 14:35 | John | 50 | 0 | N | N
HELICAL | 25ALG-522 | Y | HELICAL , 25ALG-522 |  |  | 2.78 | 2001-12-17 14:35 | John | 50 | 0 | N | N
HELICAL | 25ALG-522 | Y | HELICAL , 25ALG-522 |  |  | 2.98 | 2001-12-17 14:35 | John | 50 | 0 | N | N
PAYER | RAVEN-25-AL | Y | PAYER , RAVEN-25-AL | JEA TRANSMISSION | CSC Stores | 1.98 | 2001-12-17 14:35 | John | 50 | 0 | N | N
PAYER | RAVEN-25-AL | Y | PAYER , RAVEN-25-AL |  |  | 2.08 | 2001-12-17 14:35 | John | 50 | 0 | N | N
PAYER | RAVEN-25-AL | Y | PAYER , RAVEN-25-AL |  |  | 2.18 | 2001-12-17 14:35 | John | 50 | 0 | N | N
PAYER | RAVEN-25-AL | Y | PAYER , RAVEN-25-AL |  |  | 2.36 | 2001-12-17 14:35 | John | 50 | 0 | N | N
PAYER | RAVEN-25-AL | Y | PAYER , RAVEN-25-AL |  |  | 2.61 | 2001-12-17 14:35 | John | 50 | 0 | N | N
PAYER | RAVEN-25-AL | Y | PAYER , RAVEN-25-AL |  |  | 2.7 | 2001-12-17 14:35 | John | 50 | 0 | N | N
PAYER | RAVEN-25-AL | Y | PAYER , RAVEN-25-AL |  |  | 2.78 | 2001-12-17 14:35 | John | 50 | 0 | N | N
PAYER | RAVEN-25-AL | Y | PAYER , RAVEN-25-AL |  |  | 2.98 | 2001-12-17 14:35 | John | 50 | 0 | N | N
PREFORMED LINE PRODUCTS CO. | MG-0135 | Y | PREFORMED LINE PRODUCTS CO. , MG-0135 | JEA TRANSMISSION | CSC Stores | 1.98 | 2001-12-17 14:35 | John | 50 | 0 | N | N
PREFORMED LINE PRODUCTS CO. | MG-0135 | Y | PREFORMED LINE PRODUCTS CO. , MG-0135 |  |  | 2.08 | 2001-12-17 14:35 | John | 50 | 0 | N | N
PREFORMED LINE PRODUCTS CO. | MG-0135 | Y | PREFORMED LINE PRODUCTS CO. , MG-0135 |  |  | 2.18 | 2001-12-17 14:35 | John | 50 | 0 | N | N
PREFORMED LINE PRODUCTS CO. | MG-0135 | Y | PREFORMED LINE PRODUCTS CO. , MG-0135 |  |  | 2.36 | 2001-12-17 14:35 | John | 50 | 0 | N | N
PREFORMED LINE PRODUCTS CO. | MG-0135 | Y | PREFORMED LINE PRODUCTS CO. , MG-0135 |  |  | 2.61 | 2001-12-17 14:35 | John | 50 | 0 | N | N
PREFORMED LINE PRODUCTS CO. | MG-0135 | Y | PREFORMED LINE PRODUCTS CO. , MG-0135 |  |  | 2.7 | 2001-12-17 14:35 | John | 50 | 0 | N | N
PREFORMED LINE PRODUCTS CO. | MG-0135 | Y | PREFORMED LINE PRODUCTS CO. , MG-0135 |  |  | 2.78 | 2001-12-17 14:35 | John | 50 | 0 | N | N
PREFORMED LINE PRODUCTS CO. | MG-0135 | Y | PREFORMED LINE PRODUCTS CO. , MG-0135 |  |  | 2.98 | 2001-12-17 14:35 | John | 50 | 0 | N | N
SLACAN | 80726 | Y | SLACAN , 80726 | JEA TRANSMISSION | CSC Stores | 1.98 | 2001-12-17 14:35 | John | 50 | 0 | N | N
SLACAN | 80726 | Y | SLACAN , 80726 |  |  | 2.08 | 2001-12-17 14:35 | John | 50 | 0 | N | N
SLACAN | 80726 | Y | SLACAN , 80726 |  |  | 2.18 | 2001-12-17 14:35 | John | 50 | 0 | N | N
SLACAN | 80726 | Y | SLACAN , 80726 |  |  | 2.36 | 2001-12-17 14:35 | John | 50 | 0 | N | N
SLACAN | 80726 | Y | SLACAN , 80726 |  |  | 2.61 | 2001-12-17 14:35 | John | 50 | 0 | N | N
SLACAN | 80726 | Y | SLACAN , 80726 |  |  | 2.7 | 2001-12-17 14:35 | John | 50 | 0 | N | N
SLACAN | 80726 | Y | SLACAN , 80726 |  |  | 2.78 | 2001-12-17 14:35 | John | 50 | 0 | N | N
SLACAN | 80726 | Y | SLACAN , 80726 |  |  | 2.98 | 2001-12-17 14:35 | John | 50 | 0 | N | N
CHANCE | 29AMG-035 | Y | CHANCE , 29AMG-035 | JEA TRANSMISSION | CSC Stores | 2.45 | 2001-12-17 14:36 | John | 50 | 0 | N | N
CHANCE | 29AMG-035 | Y | CHANCE , 29AMG-035 |  |  | 2.86 | 2001-12-17 14:36 | John | 50 | 0 | N | N
CHANCE | 29AMG-035 | Y | CHANCE , 29AMG-035 |  |  | 3.53 | 2001-12-17 14:36 | John | 50 | 0 | N | N
DULMISON | ALG1245 | Y | DULMISON , ALG1245 | JEA TRANSMISSION | CSC Stores | 2.45 | 2001-12-17 14:36 | John | 50 | 0 | N | N
DULMISON | ALG1245 | Y | DULMISON , ALG1245 |  |  | 2.86 | 2001-12-17 14:36 | John | 50 | 0 | N | N
DULMISON | ALG1245 | Y | DULMISON , ALG1245 |  |  | 3.53 | 2001-12-17 14:36 | John | 50 | 0 | N | N
FLORIDA WIRE AND CABLE | FWLG-29-111 | Y | FLORIDA WIRE AND CABLE , FWLG-29-111 | JEA TRANSMISSION | CSC Stores | 2.45 | 2001-12-17 14:36 | John | 50 | 0 | N | N
FLORIDA WIRE AND CABLE | FWLG-29-111 | Y | FLORIDA WIRE AND CABLE , FWLG-29-111 |  |  | 2.86 | 2001-12-17 14:36 | John | 50 | 0 | N | N
FLORIDA WIRE AND CABLE | FWLG-29-111 | Y | FLORIDA WIRE AND CABLE , FWLG-29-111 |  |  | 3.53 | 2001-12-17 14:36 | John | 50 | 0 | N | N
HELICAL | 29ALG-526 | Y | HELICAL , 29ALG-526 | JEA TRANSMISSION | CSC Stores | 2.45 | 2001-12-17 14:36 | John | 50 | 0 | N | N
HELICAL | 29ALG-526 | Y | HELICAL , 29ALG-526 |  |  | 2.86 | 2001-12-17 14:36 | John | 50 | 0 | N | N
HELICAL | 29ALG-526 | Y | HELICAL , 29ALG-526 |  |  | 3.53 | 2001-12-17 14:36 | John | 50 | 0 | N | N
PAYER | PIGEON-29-AL | Y | PAYER , PIGEON-29-AL | JEA TRANSMISSION | CSC Stores | 2.45 | 2001-12-17 14:36 | John | 50 | 0 | N | N
PAYER | PIGEON-29-AL | Y | PAYER , PIGEON-29-AL |  |  | 2.86 | 2001-12-17 14:36 | John | 50 | 0 | N | N
PAYER | PIGEON-29-AL | Y | PAYER , PIGEON-29-AL |  |  | 3.53 | 2001-12-17 14:36 | John | 50 | 0 | N | N
PREFORMED LINE PRODUCTS CO. | MG-0139 | Y | PREFORMED LINE PRODUCTS CO. , MG-0139 | JEA TRANSMISSION | CSC Stores | 2.45 | 2001-12-17 14:36 | John | 50 | 0 | N | N
PREFORMED LINE PRODUCTS CO. | MG-0139 | Y | PREFORMED LINE PRODUCTS CO. , MG-0139 |  |  | 2.86 | 2001-12-17 14:36 | John | 50 | 0 | N | N
PREFORMED LINE PRODUCTS CO. | MG-0139 | Y | PREFORMED LINE PRODUCTS CO. , MG-0139 |  |  | 3.53 | 2001-12-17 14:36 | John | 50 | 0 | N | N
SLACAN | 80734 | Y | SLACAN , 80734 | JEA TRANSMISSION | CSC Stores | 2.45 | 2001-12-17 14:36 | John | 50 | 0 | N | N
SLACAN | 80734 | Y | SLACAN , 80734 |  |  | 2.86 | 2001-12-17 14:36 | John | 50 | 0 | N | N
SLACAN | 80734 | Y | SLACAN , 80734 |  |  | 3.53 | 2001-12-17 14:36 | John | 50 | 0 | N | N
CHANCE | 35AMG-047 | Y | CHANCE , 35AMG-047 | JEA TRANSMISSION | CSC Stores | 5.4 | 2001-12-17 14:36 | John | 1 | 0 | N | N
CHANCE | 35AMG-047 | Y | CHANCE , 35AMG-047 |  |  | 5.53 | 2001-12-17 14:36 | John | 1 | 0 | N | N
CHANCE | 35AMG-047 | Y | CHANCE , 35AMG-047 |  |  | 5.78 | 2001-12-17 14:36 | John | 1 | 0 | N | N
CHANCE | 35AMG-047 | Y | CHANCE , 35AMG-047 |  |  | 5.79 | 2001-12-17 14:36 | John | 1 | 0 | N | N
CHANCE | 35AMG-047 | Y | CHANCE , 35AMG-047 |  |  | 6.07 | 2001-12-17 14:36 | John | 1 | 0 | N | N
CHANCE | 35AMG-047 | Y | CHANCE , 35AMG-047 |  |  | 6.96 | 2001-12-17 14:36 | John | 1 | 0 | N | N
CHANCE | 35AMG-047 | Y | CHANCE , 35AMG-047 |  |  | 8.84 | 2001-12-17 14:36 | John | 1 | 0 | N | N
DULMISON | ALG1665 | Y | DULMISON , ALG1665 | JEA TRANSMISSION | CSC Stores | 5.4 | 2001-12-17 14:36 | John | 1 | 0 | N | N
DULMISON | ALG1665 | Y | DULMISON , ALG1665 |  |  | 5.53 | 2001-12-17 14:36 | John | 1 | 0 | N | N
DULMISON | ALG1665 | Y | DULMISON , ALG1665 |  |  | 5.78 | 2001-12-17 14:36 | John | 1 | 0 | N | N
DULMISON | ALG1665 | Y | DULMISON , ALG1665 |  |  | 5.79 | 2001-12-17 14:36 | John | 1 | 0 | N | N
DULMISON | ALG1665 | Y | DULMISON , ALG1665 |  |  | 6.07 | 2001-12-17 14:36 | John | 1 | 0 | N | N
DULMISON | ALG1665 | Y | DULMISON , ALG1665 |  |  | 6.96 | 2001-12-17 14:36 | John | 1 | 0 | N | N
DULMISON | ALG1665 | Y | DULMISON , ALG1665 |  |  | 8.84 | 2001-12-17 14:36 | John | 1 | 0 | N | N
FLORIDA WIRE AND CABLE | FWLG-35-117 | Y | FLORIDA WIRE AND CABLE , FWLG-35-117 | JEA TRANSMISSION | CSC Stores | 5.4 | 2001-12-17 14:36 | John | 1 | 0 | N | N
FLORIDA WIRE AND CABLE | FWLG-35-117 | Y | FLORIDA WIRE AND CABLE , FWLG-35-117 |  |  | 5.53 | 2001-12-17 14:36 | John | 1 | 0 | N | N
FLORIDA WIRE AND CABLE | FWLG-35-117 | Y | FLORIDA WIRE AND CABLE , FWLG-35-117 |  |  | 5.78 | 2001-12-17 14:36 | John | 1 | 0 | N | N
FLORIDA WIRE AND CABLE | FWLG-35-117 | Y | FLORIDA WIRE AND CABLE , FWLG-35-117 |  |  | 5.79 | 2001-12-17 14:36 | John | 1 | 0 | N | N
FLORIDA WIRE AND CABLE | FWLG-35-117 | Y | FLORIDA WIRE AND CABLE , FWLG-35-117 |  |  | 6.07 | 2001-12-17 14:36 | John | 1 | 0 | N | N
FLORIDA WIRE AND CABLE | FWLG-35-117 | Y | FLORIDA WIRE AND CABLE , FWLG-35-117 |  |  | 6.96 | 2001-12-17 14:36 | John | 1 | 0 | N | N
FLORIDA WIRE AND CABLE | FWLG-35-117 | Y | FLORIDA WIRE AND CABLE , FWLG-35-117 |  |  | 8.84 | 2001-12-17 14:36 | John | 1 | 0 | N | N
HELICAL | 35ALG-532 | Y | HELICAL , 35ALG-532 | JEA TRANSMISSION | CSC Stores | 5.4 | 2001-12-17 14:36 | John | 1 | 0 | N | N
HELICAL | 35ALG-532 | Y | HELICAL , 35ALG-532 |  |  | 5.53 | 2001-12-17 14:36 | John | 1 | 0 | N | N
HELICAL | 35ALG-532 | Y | HELICAL , 35ALG-532 |  |  | 5.78 | 2001-12-17 14:36 | John | 1 | 0 | N | N
HELICAL | 35ALG-532 | Y | HELICAL , 35ALG-532 |  |  | 5.79 | 2001-12-17 14:36 | John | 1 | 0 | N | N
HELICAL | 35ALG-532 | Y | HELICAL , 35ALG-532 |  |  | 6.07 | 2001-12-17 14:36 | John | 1 | 0 | N | N
HELICAL | 35ALG-532 | Y | HELICAL , 35ALG-532 |  |  | 6.96 | 2001-12-17 14:36 | John | 1 | 0 | N | N
HELICAL | 35ALG-532 | Y | HELICAL , 35ALG-532 |  |  | 8.84 | 2001-12-17 14:36 | John | 1 | 0 | N | N
PREFORMED LINE PRODUCTS CO. | MG-0145 | Y | PREFORMED LINE PRODUCTS CO. , MG-0145 | JEA TRANSMISSION | CSC Stores | 5.4 | 2001-12-17 14:36 | John | 1 | 0 | N | N
PREFORMED LINE PRODUCTS CO. | MG-0145 | Y | PREFORMED LINE PRODUCTS CO. , MG-0145 |  |  | 5.53 | 2001-12-17 14:36 | John | 1 | 0 | N | N
PREFORMED LINE PRODUCTS CO. | MG-0145 | Y | PREFORMED LINE PRODUCTS CO. , MG-0145 |  |  | 5.78 | 2001-12-17 14:36 | John | 1 | 0 | N | N
PREFORMED LINE PRODUCTS CO. | MG-0145 | Y | PREFORMED LINE PRODUCTS CO. , MG-0145 |  |  | 5.79 | 2001-12-17 14:36 | John | 1 | 0 | N | N
PREFORMED LINE PRODUCTS CO. | MG-0145 | Y | PREFORMED LINE PRODUCTS CO. , MG-0145 |  |  | 6.07 | 2001-12-17 14:36 | John | 1 | 0 | N | N
PREFORMED LINE PRODUCTS CO. | MG-0145 | Y | PREFORMED LINE PRODUCTS CO. , MG-0145 |  |  | 6.96 | 2001-12-17 14:36 | John | 1 | 0 | N | N
PREFORMED LINE PRODUCTS CO. | MG-0145 | Y | PREFORMED LINE PRODUCTS CO. , MG-0145 |  |  | 8.84 | 2001-12-17 14:36 | John | 1 | 0 | N | N
SLACAN | 80746 | Y | SLACAN , 80746 | JEA TRANSMISSION | CSC Stores | 5.4 | 2001-12-17 14:36 | John | 1 | 0 | N | N
SLACAN | 80746 | Y | SLACAN , 80746 |  |  | 5.53 | 2001-12-17 14:36 | John | 1 | 0 | N | N
SLACAN | 80746 | Y | SLACAN , 80746 |  |  | 5.78 | 2001-12-17 14:36 | John | 1 | 0 | N | N
SLACAN | 80746 | Y | SLACAN , 80746 |  |  | 5.79 | 2001-12-17 14:36 | John | 1 | 0 | N | N
SLACAN | 80746 | Y | SLACAN , 80746 |  |  | 6.07 | 2001-12-17 14:36 | John | 1 | 0 | N | N
SLACAN | 80746 | Y | SLACAN , 80746 |  |  | 6.96 | 2001-12-17 14:36 | John | 1 | 0 | N | N
SLACAN | 80746 | Y | SLACAN , 80746 |  |  | 8.84 | 2001-12-17 14:36 | John | 1 | 0 | N | N
CHANCE | 43AMG-057 | Y | CHANCE , 43AMG-057 | JEA TRANSMISSION | CSC Stores | 7.51 | 2001-12-17 14:38 | John | 25 | 0 | N | N
CHANCE | 43AMG-057 | Y | CHANCE , 43AMG-057 |  |  | 7.67 | 2001-12-17 14:38 | John | 25 | 0 | N | N
CHANCE | 43AMG-057 | Y | CHANCE , 43AMG-057 |  |  | 8.67 | 2001-12-17 14:38 | John | 25 | 0 | N | N
CHANCE | 43AMG-057 | Y | CHANCE , 43AMG-057 |  |  | 8.9 | 2001-12-17 14:38 | John | 25 | 0 | N | N
CHANCE | 43AMG-057 | Y | CHANCE , 43AMG-057 |  |  | 9.04 | 2001-12-17 14:38 | John | 25 | 0 | N | N
CHANCE | 43AMG-057 | Y | CHANCE , 43AMG-057 |  |  | 9.08 | 2001-12-17 14:38 | John | 25 | 0 | N | N
CHANCE | 43AMG-057 | Y | CHANCE , 43AMG-057 |  |  | 9.98 | 2001-12-17 14:38 | John | 25 | 0 | N | N
CHANCE | 43AMG-057 | Y | CHANCE , 43AMG-057 |  |  | 10.03 | 2001-12-17 14:38 | John | 25 | 0 | N | N
CHANCE | 43AMG-057 | Y | CHANCE , 43AMG-057 |  |  | 10.27 | 2001-12-17 14:38 | John | 25 | 0 | N | N
CHANCE | 43AMG-057 | Y | CHANCE , 43AMG-057 |  |  | 10.35 | 2001-12-17 14:38 | John | 25 | 0 | N | N
CHANCE | 43AMG-057 | Y | CHANCE , 43AMG-057 |  |  | 10.39 | 2001-12-17 14:38 | John | 25 | 0 | N | N
CHANCE | 43AMG-057 | Y | CHANCE , 43AMG-057 |  |  | 10.44 | 2001-12-17 14:38 | John | 25 | 0 | N | N
CHANCE | 43AMG-057 | Y | CHANCE , 43AMG-057 |  |  | 10.7 | 2001-12-17 14:38 | John | 25 | 0 | N | N
CHANCE | 43AMG-057 | Y | CHANCE , 43AMG-057 |  |  | 10.82 | 2001-12-17 14:38 | John | 25 | 0 | N | N
CHANCE | 43AMG-057 | Y | CHANCE , 43AMG-057 |  |  | 10.98 | 2001-12-17 14:38 | John | 25 | 0 | N | N
DULMISON | ALG2285 | Y | DULMISON , ALG2285 | JEA TRANSMISSION | CSC Stores | 7.51 | 2001-12-17 14:38 | John | 25 | 0 | N | N
DULMISON | ALG2285 | Y | DULMISON , ALG2285 |  |  | 7.67 | 2001-12-17 14:38 | John | 25 | 0 | N | N
DULMISON | ALG2285 | Y | DULMISON , ALG2285 |  |  | 8.67 | 2001-12-17 14:38 | John | 25 | 0 | N | N
DULMISON | ALG2285 | Y | DULMISON , ALG2285 |  |  | 8.9 | 2001-12-17 14:38 | John | 25 | 0 | N | N
DULMISON | ALG2285 | Y | DULMISON , ALG2285 |  |  | 9.04 | 2001-12-17 14:38 | John | 25 | 0 | N | N
DULMISON | ALG2285 | Y | DULMISON , ALG2285 |  |  | 9.08 | 2001-12-17 14:38 | John | 25 | 0 | N | N
DULMISON | ALG2285 | Y | DULMISON , ALG2285 |  |  | 9.98 | 2001-12-17 14:38 | John | 25 | 0 | N | N
DULMISON | ALG2285 | Y | DULMISON , ALG2285 |  |  | 10.03 | 2001-12-17 14:38 | John | 25 | 0 | N | N
DULMISON | ALG2285 | Y | DULMISON , ALG2285 |  |  | 10.27 | 2001-12-17 14:38 | John | 25 | 0 | N | N
DULMISON | ALG2285 | Y | DULMISON , ALG2285 |  |  | 10.35 | 2001-12-17 14:38 | John | 25 | 0 | N | N
DULMISON | ALG2285 | Y | DULMISON , ALG2285 |  |  | 10.39 | 2001-12-17 14:38 | John | 25 | 0 | N | N
DULMISON | ALG2285 | Y | DULMISON , ALG2285 |  |  | 10.44 | 2001-12-17 14:38 | John | 25 | 0 | N | N
DULMISON | ALG2285 | Y | DULMISON , ALG2285 |  |  | 10.7 | 2001-12-17 14:38 | John | 25 | 0 | N | N
DULMISON | ALG2285 | Y | DULMISON , ALG2285 |  |  | 10.82 | 2001-12-17 14:38 | John | 25 | 0 | N | N
DULMISON | ALG2285 | Y | DULMISON , ALG2285 |  |  | 10.98 | 2001-12-17 14:38 | John | 25 | 0 | N | N
HELICAL | 43ALG-538 | Y | HELICAL , 43ALG-538 | JEA TRANSMISSION | CSC Stores | 7.51 | 2001-12-17 14:38 | John | 25 | 0 | N | N
HELICAL | 43ALG-538 | Y | HELICAL , 43ALG-538 |  |  | 7.67 | 2001-12-17 14:38 | John | 25 | 0 | N | N
HELICAL | 43ALG-538 | Y | HELICAL , 43ALG-538 |  |  | 8.67 | 2001-12-17 14:38 | John | 25 | 0 | N | N
HELICAL | 43ALG-538 | Y | HELICAL , 43ALG-538 |  |  | 8.9 | 2001-12-17 14:38 | John | 25 | 0 | N | N
HELICAL | 43ALG-538 | Y | HELICAL , 43ALG-538 |  |  | 9.04 | 2001-12-17 14:38 | John | 25 | 0 | N | N
HELICAL | 43ALG-538 | Y | HELICAL , 43ALG-538 |  |  | 9.08 | 2001-12-17 14:38 | John | 25 | 0 | N | N
HELICAL | 43ALG-538 | Y | HELICAL , 43ALG-538 |  |  | 9.98 | 2001-12-17 14:38 | John | 25 | 0 | N | N
HELICAL | 43ALG-538 | Y | HELICAL , 43ALG-538 |  |  | 10.03 | 2001-12-17 14:38 | John | 25 | 0 | N | N
HELICAL | 43ALG-538 | Y | HELICAL , 43ALG-538 |  |  | 10.27 | 2001-12-17 14:38 | John | 25 | 0 | N | N
HELICAL | 43ALG-538 | Y | HELICAL , 43ALG-538 |  |  | 10.35 | 2001-12-17 14:38 | John | 25 | 0 | N | N
HELICAL | 43ALG-538 | Y | HELICAL , 43ALG-538 |  |  | 10.39 | 2001-12-17 14:38 | John | 25 | 0 | N | N
HELICAL | 43ALG-538 | Y | HELICAL , 43ALG-538 |  |  | 10.44 | 2001-12-17 14:38 | John | 25 | 0 | N | N
HELICAL | 43ALG-538 | Y | HELICAL , 43ALG-538 |  |  | 10.7 | 2001-12-17 14:38 | John | 25 | 0 | N | N
HELICAL | 43ALG-538 | Y | HELICAL , 43ALG-538 |  |  | 10.82 | 2001-12-17 14:38 | John | 25 | 0 | N | N
HELICAL | 43ALG-538 | Y | HELICAL , 43ALG-538 |  |  | 10.98 | 2001-12-17 14:38 | John | 25 | 0 | N | N
PAYER | DOVE-43-AL | Y | PAYER , DOVE-43-AL | JEA TRANSMISSION | CSC Stores | 7.51 | 2001-12-17 14:38 | John | 25 | 0 | N | N
PAYER | DOVE-43-AL | Y | PAYER , DOVE-43-AL |  |  | 7.67 | 2001-12-17 14:38 | John | 25 | 0 | N | N
PAYER | DOVE-43-AL | Y | PAYER , DOVE-43-AL |  |  | 8.67 | 2001-12-17 14:38 | John | 25 | 0 | N | N
PAYER | DOVE-43-AL | Y | PAYER , DOVE-43-AL |  |  | 8.9 | 2001-12-17 14:38 | John | 25 | 0 | N | N
PAYER | DOVE-43-AL | Y | PAYER , DOVE-43-AL |  |  | 9.04 | 2001-12-17 14:38 | John | 25 | 0 | N | N
PAYER | DOVE-43-AL | Y | PAYER , DOVE-43-AL |  |  | 9.08 | 2001-12-17 14:38 | John | 25 | 0 | N | N
PAYER | DOVE-43-AL | Y | PAYER , DOVE-43-AL |  |  | 9.98 | 2001-12-17 14:38 | John | 25 | 0 | N | N
PAYER | DOVE-43-AL | Y | PAYER , DOVE-43-AL |  |  | 10.03 | 2001-12-17 14:38 | John | 25 | 0 | N | N
PAYER | DOVE-43-AL | Y | PAYER , DOVE-43-AL |  |  | 10.27 | 2001-12-17 14:38 | John | 25 | 0 | N | N
PAYER | DOVE-43-AL | Y | PAYER , DOVE-43-AL |  |  | 10.35 | 2001-12-17 14:38 | John | 25 | 0 | N | N
PAYER | DOVE-43-AL | Y | PAYER , DOVE-43-AL |  |  | 10.39 | 2001-12-17 14:38 | John | 25 | 0 | N | N
PAYER | DOVE-43-AL | Y | PAYER , DOVE-43-AL |  |  | 10.44 | 2001-12-17 14:38 | John | 25 | 0 | N | N
PAYER | DOVE-43-AL | Y | PAYER , DOVE-43-AL |  |  | 10.7 | 2001-12-17 14:38 | John | 25 | 0 | N | N
PAYER | DOVE-43-AL | Y | PAYER , DOVE-43-AL |  |  | 10.82 | 2001-12-17 14:38 | John | 25 | 0 | N | N
PAYER | DOVE-43-AL | Y | PAYER , DOVE-43-AL |  |  | 10.98 | 2001-12-17 14:38 | John | 25 | 0 | N | N
PREFORMED LINE PRODUCTS CO. | MG-0151 | Y | PREFORMED LINE PRODUCTS CO. , MG-0151 | JEA TRANSMISSION | CSC Stores | 7.51 | 2001-12-17 14:38 | John | 25 | 0 | N | N
PREFORMED LINE PRODUCTS CO. | MG-0151 | Y | PREFORMED LINE PRODUCTS CO. , MG-0151 |  |  | 7.67 | 2001-12-17 14:38 | John | 25 | 0 | N | N
PREFORMED LINE PRODUCTS CO. | MG-0151 | Y | PREFORMED LINE PRODUCTS CO. , MG-0151 |  |  | 8.67 | 2001-12-17 14:38 | John | 25 | 0 | N | N
PREFORMED LINE PRODUCTS CO. | MG-0151 | Y | PREFORMED LINE PRODUCTS CO. , MG-0151 |  |  | 8.9 | 2001-12-17 14:38 | John | 25 | 0 | N | N
PREFORMED LINE PRODUCTS CO. | MG-0151 | Y | PREFORMED LINE PRODUCTS CO. , MG-0151 |  |  | 9.04 | 2001-12-17 14:38 | John | 25 | 0 | N | N
PREFORMED LINE PRODUCTS CO. | MG-0151 | Y | PREFORMED LINE PRODUCTS CO. , MG-0151 |  |  | 9.08 | 2001-12-17 14:38 | John | 25 | 0 | N | N
PREFORMED LINE PRODUCTS CO. | MG-0151 | Y | PREFORMED LINE PRODUCTS CO. , MG-0151 |  |  | 9.98 | 2001-12-17 14:38 | John | 25 | 0 | N | N
PREFORMED LINE PRODUCTS CO. | MG-0151 | Y | PREFORMED LINE PRODUCTS CO. , MG-0151 |  |  | 10.03 | 2001-12-17 14:38 | John | 25 | 0 | N | N
PREFORMED LINE PRODUCTS CO. | MG-0151 | Y | PREFORMED LINE PRODUCTS CO. , MG-0151 |  |  | 10.27 | 2001-12-17 14:38 | John | 25 | 0 | N | N
PREFORMED LINE PRODUCTS CO. | MG-0151 | Y | PREFORMED LINE PRODUCTS CO. , MG-0151 |  |  | 10.35 | 2001-12-17 14:38 | John | 25 | 0 | N | N
PREFORMED LINE PRODUCTS CO. | MG-0151 | Y | PREFORMED LINE PRODUCTS CO. , MG-0151 |  |  | 10.39 | 2001-12-17 14:38 | John | 25 | 0 | N | N
PREFORMED LINE PRODUCTS CO. | MG-0151 | Y | PREFORMED LINE PRODUCTS CO. , MG-0151 |  |  | 10.44 | 2001-12-17 14:38 | John | 25 | 0 | N | N
PREFORMED LINE PRODUCTS CO. | MG-0151 | Y | PREFORMED LINE PRODUCTS CO. , MG-0151 |  |  | 10.7 | 2001-12-17 14:38 | John | 25 | 0 | N | N
PREFORMED LINE PRODUCTS CO. | MG-0151 | Y | PREFORMED LINE PRODUCTS CO. , MG-0151 |  |  | 10.82 | 2001-12-17 14:38 | John | 25 | 0 | N | N
PREFORMED LINE PRODUCTS CO. | MG-0151 | Y | PREFORMED LINE PRODUCTS CO. , MG-0151 |  |  | 10.98 | 2001-12-17 14:38 | John | 25 | 0 | N | N
SLACAN | 80758 | Y | SLACAN , 80758 | JEA TRANSMISSION | CSC Stores | 7.51 | 2001-12-17 14:38 | John | 25 | 0 | N | N
SLACAN | 80758 | Y | SLACAN , 80758 |  |  | 7.67 | 2001-12-17 14:38 | John | 25 | 0 | N | N
SLACAN | 80758 | Y | SLACAN , 80758 |  |  | 8.67 | 2001-12-17 14:38 | John | 25 | 0 | N | N
SLACAN | 80758 | Y | SLACAN , 80758 |  |  | 8.9 | 2001-12-17 14:38 | John | 25 | 0 | N | N
SLACAN | 80758 | Y | SLACAN , 80758 |  |  | 9.04 | 2001-12-17 14:38 | John | 25 | 0 | N | N
SLACAN | 80758 | Y | SLACAN , 80758 |  |  | 9.08 | 2001-12-17 14:38 | John | 25 | 0 | N | N
SLACAN | 80758 | Y | SLACAN , 80758 |  |  | 9.98 | 2001-12-17 14:38 | John | 25 | 0 | N | N
SLACAN | 80758 | Y | SLACAN , 80758 |  |  | 10.03 | 2001-12-17 14:38 | John | 25 | 0 | N | N
SLACAN | 80758 | Y | SLACAN , 80758 |  |  | 10.27 | 2001-12-17 14:38 | John | 25 | 0 | N | N
SLACAN | 80758 | Y | SLACAN , 80758 |  |  | 10.35 | 2001-12-17 14:38 | John | 25 | 0 | N | N
SLACAN | 80758 | Y | SLACAN , 80758 |  |  | 10.39 | 2001-12-17 14:38 | John | 25 | 0 | N | N
SLACAN | 80758 | Y | SLACAN , 80758 |  |  | 10.44 | 2001-12-17 14:38 | John | 25 | 0 | N | N
SLACAN | 80758 | Y | SLACAN , 80758 |  |  | 10.7 | 2001-12-17 14:38 | John | 25 | 0 | N | N
SLACAN | 80758 | Y | SLACAN , 80758 |  |  | 10.82 | 2001-12-17 14:38 | John | 25 | 0 | N | N
SLACAN | 80758 | Y | SLACAN , 80758 |  |  | 10.98 | 2001-12-17 14:38 | John | 25 | 0 | N | N
ATLAS COPCO | APP-664 | Y | ATLAS COPCO , APP-664 | JEA OVERHEAD DISTRIBUTION | CSC Stores | 18.31 | 2001-12-17 14:40 | Anjanece | 1 | 0 | #VALUE! | #VALUE!
ATLAS COPCO | APP-664 | Y | ATLAS COPCO , APP-664 |  |  | 18.6 | 2001-12-17 14:40 | Anjanece | 1 | 0 | #VALUE! | #VALUE!
ATLAS COPCO | APP-664 | Y | ATLAS COPCO , APP-664 |  |  | 18.66 | 2001-12-17 14:40 | Anjanece | 1 | 0 | #VALUE! | #VALUE!
ATLAS COPCO | APP-664 | Y | ATLAS COPCO , APP-664 |  |  | 19.12 | 2001-12-17 14:40 | Anjanece | 1 | 0 | #VALUE! | #VALUE!
ATLAS COPCO | APP-664 | Y | ATLAS COPCO , APP-664 |  |  | 19.56 | 2001-12-17 14:40 | Anjanece | 1 | 0 | #VALUE! | #VALUE!
ATLAS COPCO | APP-664 | Y | ATLAS COPCO , APP-664 |  |  | 20.6 | 2001-12-17 14:40 | Anjanece | 1 | 0 | #VALUE! | #VALUE!
ATLAS COPCO | APP-664 | Y | ATLAS COPCO , APP-664 |  |  | 21.31 | 2001-12-17 14:40 | Anjanece | 1 | 0 | #VALUE! | #VALUE!
ATLAS COPCO | APP-664 | Y | ATLAS COPCO , APP-664 |  |  | 21.4 | 2001-12-17 14:40 | Anjanece | 1 | 0 | #VALUE! | #VALUE!
ATLAS COPCO | APP-664 | Y | ATLAS COPCO , APP-664 |  |  | 21.43 | 2001-12-17 14:40 | Anjanece | 1 | 0 | #VALUE! | #VALUE!
ATLAS COPCO | APP-664 | Y | ATLAS COPCO , APP-664 |  |  | 21.48 | 2001-12-17 14:40 | Anjanece | 1 | 0 | #VALUE! | #VALUE!
ATLAS COPCO | APP-664 | Y | ATLAS COPCO , APP-664 |  |  | 21.58 | 2001-12-17 14:40 | Anjanece | 1 | 0 | #VALUE! | #VALUE!
ATLAS COPCO | APP-664 | Y | ATLAS COPCO , APP-664 |  |  | 21.68 | 2001-12-17 14:40 | Anjanece | 1 | 0 | #VALUE! | #VALUE!
ATLAS COPCO | APP-664 | Y | ATLAS COPCO , APP-664 |  |  | 22 | 2001-12-17 14:40 | Anjanece | 1 | 0 | #VALUE! | #VALUE!
ATLAS COPCO | APP-664 | Y | ATLAS COPCO , APP-664 |  |  | 22.36 | 2001-12-17 14:40 | Anjanece | 1 | 0 | #VALUE! | #VALUE!
ATLAS COPCO | APP-664 | Y | ATLAS COPCO , APP-664 |  |  | 22.79 | 2001-12-17 14:40 | Anjanece | 1 | 0 | #VALUE! | #VALUE!
ATLAS COPCO | APP-664 | Y | ATLAS COPCO , APP-664 |  |  | 23 | 2001-12-17 14:40 | Anjanece | 1 | 0 | #VALUE! | #VALUE!
ATLAS COPCO | APP-664 | Y | ATLAS COPCO , APP-664 |  |  | 23.17 | 2001-12-17 14:40 | Anjanece | 1 | 0 | #VALUE! | #VALUE!
ATLAS COPCO | APP-664 | Y | ATLAS COPCO , APP-664 |  |  | 32.25 | 2001-12-17 14:40 | Anjanece | 1 | 0 | #VALUE! | #VALUE!
ATLAS COPCO | APP-664 | Y | ATLAS COPCO , APP-664 |  |  | 34.25 | 2001-12-17 14:40 | Anjanece | 1 | 0 | #VALUE! | #VALUE!
ATLAS COPCO | APP-664 | Y | ATLAS COPCO , APP-664 |  |  | 35.97 | 2001-12-17 14:40 | Anjanece | 1 | 0 | #VALUE! | #VALUE!
ATLAS COPCO | APP-664 | Y | ATLAS COPCO , APP-664 |  |  | 36.79 | 2001-12-17 14:40 | Anjanece | 1 | 0 | #VALUE! | #VALUE!
ATLAS COPCO | APP-664 | Y | ATLAS COPCO , APP-664 |  |  | 37.2 | 2001-12-17 14:40 | Anjanece | 1 | 0 | #VALUE! | #VALUE!
CONTINENTAL ELECTRIC | SF-HDG-14.5 | Y | CONTINENTAL ELECTRIC , SF-HDG-14.5 | JEA OVERHEAD DISTRIBUTION | CSC Stores | 18.31 | 2001-12-17 14:40 | Anjanece | 1 | 0 | #VALUE! | #VALUE!
CONTINENTAL ELECTRIC | SF-HDG-14.5 | Y | CONTINENTAL ELECTRIC , SF-HDG-14.5 |  |  | 18.6 | 2001-12-17 14:40 | Anjanece | 1 | 0 | #VALUE! | #VALUE!
CONTINENTAL ELECTRIC | SF-HDG-14.5 | Y | CONTINENTAL ELECTRIC , SF-HDG-14.5 |  |  | 18.66 | 2001-12-17 14:40 | Anjanece | 1 | 0 | #VALUE! | #VALUE!
CONTINENTAL ELECTRIC | SF-HDG-14.5 | Y | CONTINENTAL ELECTRIC , SF-HDG-14.5 |  |  | 19.12 | 2001-12-17 14:40 | Anjanece | 1 | 0 | #VALUE! | #VALUE!
CONTINENTAL ELECTRIC | SF-HDG-14.5 | Y | CONTINENTAL ELECTRIC , SF-HDG-14.5 |  |  | 19.56 | 2001-12-17 14:40 | Anjanece | 1 | 0 | #VALUE! | #VALUE!
CONTINENTAL ELECTRIC | SF-HDG-14.5 | Y | CONTINENTAL ELECTRIC , SF-HDG-14.5 |  |  | 20.6 | 2001-12-17 14:40 | Anjanece | 1 | 0 | #VALUE! | #VALUE!
CONTINENTAL ELECTRIC | SF-HDG-14.5 | Y | CONTINENTAL ELECTRIC , SF-HDG-14.5 |  |  | 21.31 | 2001-12-17 14:40 | Anjanece | 1 | 0 | #VALUE! | #VALUE!
CONTINENTAL ELECTRIC | SF-HDG-14.5 | Y | CONTINENTAL ELECTRIC , SF-HDG-14.5 |  |  | 21.4 | 2001-12-17 14:40 | Anjanece | 1 | 0 | #VALUE! | #VALUE!
CONTINENTAL ELECTRIC | SF-HDG-14.5 | Y | CONTINENTAL ELECTRIC , SF-HDG-14.5 |  |  | 21.43 | 2001-12-17 14:40 | Anjanece | 1 | 0 | #VALUE! | #VALUE!
CONTINENTAL ELECTRIC | SF-HDG-14.5 | Y | CONTINENTAL ELECTRIC , SF-HDG-14.5 |  |  | 21.48 | 2001-12-17 14:40 | Anjanece | 1 | 0 | #VALUE! | #VALUE!
CONTINENTAL ELECTRIC | SF-HDG-14.5 | Y | CONTINENTAL ELECTRIC , SF-HDG-14.5 |  |  | 21.58 | 2001-12-17 14:40 | Anjanece | 1 | 0 | #VALUE! | #VALUE!
CONTINENTAL ELECTRIC | SF-HDG-14.5 | Y | CONTINENTAL ELECTRIC , SF-HDG-14.5 |  |  | 21.68 | 2001-12-17 14:40 | Anjanece | 1 | 0 | #VALUE! | #VALUE!
CONTINENTAL ELECTRIC | SF-HDG-14.5 | Y | CONTINENTAL ELECTRIC , SF-HDG-14.5 |  |  | 22 | 2001-12-17 14:40 | Anjanece | 1 | 0 | #VALUE! | #VALUE!
CONTINENTAL ELECTRIC | SF-HDG-14.5 | Y | CONTINENTAL ELECTRIC , SF-HDG-14.5 |  |  | 22.36 | 2001-12-17 14:40 | Anjanece | 1 | 0 | #VALUE! | #VALUE!
CONTINENTAL ELECTRIC | SF-HDG-14.5 | Y | CONTINENTAL ELECTRIC , SF-HDG-14.5 |  |  | 22.79 | 2001-12-17 14:40 | Anjanece | 1 | 0 | #VALUE! | #VALUE!
CONTINENTAL ELECTRIC | SF-HDG-14.5 | Y | CONTINENTAL ELECTRIC , SF-HDG-14.5 |  |  | 23 | 2001-12-17 14:40 | Anjanece | 1 | 0 | #VALUE! | #VALUE!
CONTINENTAL ELECTRIC | SF-HDG-14.5 | Y | CONTINENTAL ELECTRIC , SF-HDG-14.5 |  |  | 23.17 | 2001-12-17 14:40 | Anjanece | 1 | 0 | #VALUE! | #VALUE!
CONTINENTAL ELECTRIC | SF-HDG-14.5 | Y | CONTINENTAL ELECTRIC , SF-HDG-14.5 |  |  | 32.25 | 2001-12-17 14:40 | Anjanece | 1 | 0 | #VALUE! | #VALUE!
CONTINENTAL ELECTRIC | SF-HDG-14.5 | Y | CONTINENTAL ELECTRIC , SF-HDG-14.5 |  |  | 34.25 | 2001-12-17 14:40 | Anjanece | 1 | 0 | #VALUE! | #VALUE!
CONTINENTAL ELECTRIC | SF-HDG-14.5 | Y | CONTINENTAL ELECTRIC , SF-HDG-14.5 |  |  | 35.97 | 2001-12-17 14:40 | Anjanece | 1 | 0 | #VALUE! | #VALUE!
CONTINENTAL ELECTRIC | SF-HDG-14.5 | Y | CONTINENTAL ELECTRIC , SF-HDG-14.5 |  |  | 36.79 | 2001-12-17 14:40 | Anjanece | 1 | 0 | #VALUE! | #VALUE!
CONTINENTAL ELECTRIC | SF-HDG-14.5 | Y | CONTINENTAL ELECTRIC , SF-HDG-14.5 |  |  | 37.2 | 2001-12-17 14:40 | Anjanece | 1 | 0 | #VALUE! | #VALUE!
HUGHES BROTHERS | B2214.2A | Y | HUGHES BROTHERS , B2214.2A | JEA OVERHEAD DISTRIBUTION | CSC Stores | 18.31 | 2001-12-17 14:40 | Anjanece | 1 | 0 | #VALUE! | #VALUE!
HUGHES BROTHERS | B2214.2A | Y | HUGHES BROTHERS , B2214.2A |  |  | 18.6 | 2001-12-17 14:40 | Anjanece | 1 | 0 | #VALUE! | #VALUE!
HUGHES BROTHERS | B2214.2A | Y | HUGHES BROTHERS , B2214.2A |  |  | 18.66 | 2001-12-17 14:40 | Anjanece | 1 | 0 | #VALUE! | #VALUE!
HUGHES BROTHERS | B2214.2A | Y | HUGHES BROTHERS , B2214.2A |  |  | 19.12 | 2001-12-17 14:40 | Anjanece | 1 | 0 | #VALUE! | #VALUE!
HUGHES BROTHERS | B2214.2A | Y | HUGHES BROTHERS , B2214.2A |  |  | 19.56 | 2001-12-17 14:40 | Anjanece | 1 | 0 | #VALUE! | #VALUE!
HUGHES BROTHERS | B2214.2A | Y | HUGHES BROTHERS , B2214.2A |  |  | 20.6 | 2001-12-17 14:40 | Anjanece | 1 | 0 | #VALUE! | #VALUE!
HUGHES BROTHERS | B2214.2A | Y | HUGHES BROTHERS , B2214.2A |  |  | 21.31 | 2001-12-17 14:40 | Anjanece | 1 | 0 | #VALUE! | #VALUE!
HUGHES BROTHERS | B2214.2A | Y | HUGHES BROTHERS , B2214.2A |  |  | 21.4 | 2001-12-17 14:40 | Anjanece | 1 | 0 | #VALUE! | #VALUE!
HUGHES BROTHERS | B2214.2A | Y | HUGHES BROTHERS , B2214.2A |  |  | 21.43 | 2001-12-17 14:40 | Anjanece | 1 | 0 | #VALUE! | #VALUE!
HUGHES BROTHERS | B2214.2A | Y | HUGHES BROTHERS , B2214.2A |  |  | 21.48 | 2001-12-17 14:40 | Anjanece | 1 | 0 | #VALUE! | #VALUE!
HUGHES BROTHERS | B2214.2A | Y | HUGHES BROTHERS , B2214.2A |  |  | 21.58 | 2001-12-17 14:40 | Anjanece | 1 | 0 | #VALUE! | #VALUE!
HUGHES BROTHERS | B2214.2A | Y | HUGHES BROTHERS , B2214.2A |  |  | 21.68 | 2001-12-17 14:40 | Anjanece | 1 | 0 | #VALUE! | #VALUE!
HUGHES BROTHERS | B2214.2A | Y | HUGHES BROTHERS , B2214.2A |  |  | 22 | 2001-12-17 14:40 | Anjanece | 1 | 0 | #VALUE! | #VALUE!
HUGHES BROTHERS | B2214.2A | Y | HUGHES BROTHERS , B2214.2A |  |  | 22.36 | 2001-12-17 14:40 | Anjanece | 1 | 0 | #VALUE! | #VALUE!
HUGHES BROTHERS | B2214.2A | Y | HUGHES BROTHERS , B2214.2A |  |  | 22.79 | 2001-12-17 14:40 | Anjanece | 1 | 0 | #VALUE! | #VALUE!
HUGHES BROTHERS | B2214.2A | Y | HUGHES BROTHERS , B2214.2A |  |  | 23 | 2001-12-17 14:40 | Anjanece | 1 | 0 | #VALUE! | #VALUE!
HUGHES BROTHERS | B2214.2A | Y | HUGHES BROTHERS , B2214.2A |  |  | 23.17 | 2001-12-17 14:40 | Anjanece | 1 | 0 | #VALUE! | #VALUE!
HUGHES BROTHERS | B2214.2A | Y | HUGHES BROTHERS , B2214.2A |  |  | 32.25 | 2001-12-17 14:40 | Anjanece | 1 | 0 | #VALUE! | #VALUE!
HUGHES BROTHERS | B2214.2A | Y | HUGHES BROTHERS , B2214.2A |  |  | 34.25 | 2001-12-17 14:40 | Anjanece | 1 | 0 | #VALUE! | #VALUE!
HUGHES BROTHERS | B2214.2A | Y | HUGHES BROTHERS , B2214.2A |  |  | 35.97 | 2001-12-17 14:40 | Anjanece | 1 | 0 | #VALUE! | #VALUE!
HUGHES BROTHERS | B2214.2A | Y | HUGHES BROTHERS , B2214.2A |  |  | 36.79 | 2001-12-17 14:40 | Anjanece | 1 | 0 | #VALUE! | #VALUE!
HUGHES BROTHERS | B2214.2A | Y | HUGHES BROTHERS , B2214.2A |  |  | 37.2 | 2001-12-17 14:40 | Anjanece | 1 | 0 | #VALUE! | #VALUE!
UNITED UTILITY PRODUCTS | UUP-204 | Y | UNITED UTILITY PRODUCTS , UUP-204 | JEA OVERHEAD DISTRIBUTION | CSC Stores | 18.31 | 2001-12-17 14:40 | Anjanece | 1 | 0 | #VALUE! | #VALUE!
UNITED UTILITY PRODUCTS | UUP-204 | Y | UNITED UTILITY PRODUCTS , UUP-204 |  |  | 18.6 | 2001-12-17 14:40 | Anjanece | 1 | 0 | #VALUE! | #VALUE!
UNITED UTILITY PRODUCTS | UUP-204 | Y | UNITED UTILITY PRODUCTS , UUP-204 |  |  | 18.66 | 2001-12-17 14:40 | Anjanece | 1 | 0 | #VALUE! | #VALUE!
UNITED UTILITY PRODUCTS | UUP-204 | Y | UNITED UTILITY PRODUCTS , UUP-204 |  |  | 19.12 | 2001-12-17 14:40 | Anjanece | 1 | 0 | #VALUE! | #VALUE!
UNITED UTILITY PRODUCTS | UUP-204 | Y | UNITED UTILITY PRODUCTS , UUP-204 |  |  | 19.56 | 2001-12-17 14:40 | Anjanece | 1 | 0 | #VALUE! | #VALUE!
UNITED UTILITY PRODUCTS | UUP-204 | Y | UNITED UTILITY PRODUCTS , UUP-204 |  |  | 20.6 | 2001-12-17 14:40 | Anjanece | 1 | 0 | #VALUE! | #VALUE!
UNITED UTILITY PRODUCTS | UUP-204 | Y | UNITED UTILITY PRODUCTS , UUP-204 |  |  | 21.31 | 2001-12-17 14:40 | Anjanece | 1 | 0 | #VALUE! | #VALUE!
UNITED UTILITY PRODUCTS | UUP-204 | Y | UNITED UTILITY PRODUCTS , UUP-204 |  |  | 21.4 | 2001-12-17 14:40 | Anjanece | 1 | 0 | #VALUE! | #VALUE!
UNITED UTILITY PRODUCTS | UUP-204 | Y | UNITED UTILITY PRODUCTS , UUP-204 |  |  | 21.43 | 2001-12-17 14:40 | Anjanece | 1 | 0 | #VALUE! | #VALUE!
UNITED UTILITY PRODUCTS | UUP-204 | Y | UNITED UTILITY PRODUCTS , UUP-204 |  |  | 21.48 | 2001-12-17 14:40 | Anjanece | 1 | 0 | #VALUE! | #VALUE!
UNITED UTILITY PRODUCTS | UUP-204 | Y | UNITED UTILITY PRODUCTS , UUP-204 |  |  | 21.58 | 2001-12-17 14:40 | Anjanece | 1 | 0 | #VALUE! | #VALUE!
UNITED UTILITY PRODUCTS | UUP-204 | Y | UNITED UTILITY PRODUCTS , UUP-204 |  |  | 21.68 | 2001-12-17 14:40 | Anjanece | 1 | 0 | #VALUE! | #VALUE!
UNITED UTILITY PRODUCTS | UUP-204 | Y | UNITED UTILITY PRODUCTS , UUP-204 |  |  | 22 | 2001-12-17 14:40 | Anjanece | 1 | 0 | #VALUE! | #VALUE!
UNITED UTILITY PRODUCTS | UUP-204 | Y | UNITED UTILITY PRODUCTS , UUP-204 |  |  | 22.36 | 2001-12-17 14:40 | Anjanece | 1 | 0 | #VALUE! | #VALUE!
UNITED UTILITY PRODUCTS | UUP-204 | Y | UNITED UTILITY PRODUCTS , UUP-204 |  |  | 22.79 | 2001-12-17 14:40 | Anjanece | 1 | 0 | #VALUE! | #VALUE!
UNITED UTILITY PRODUCTS | UUP-204 | Y | UNITED UTILITY PRODUCTS , UUP-204 |  |  | 23 | 2001-12-17 14:40 | Anjanece | 1 | 0 | #VALUE! | #VALUE!
UNITED UTILITY PRODUCTS | UUP-204 | Y | UNITED UTILITY PRODUCTS , UUP-204 |  |  | 23.17 | 2001-12-17 14:40 | Anjanece | 1 | 0 | #VALUE! | #VALUE!
UNITED UTILITY PRODUCTS | UUP-204 | Y | UNITED UTILITY PRODUCTS , UUP-204 |  |  | 32.25 | 2001-12-17 14:40 | Anjanece | 1 | 0 | #VALUE! | #VALUE!
UNITED UTILITY PRODUCTS | UUP-204 | Y | UNITED UTILITY PRODUCTS , UUP-204 |  |  | 34.25 | 2001-12-17 14:40 | Anjanece | 1 | 0 | #VALUE! | #VALUE!
UNITED UTILITY PRODUCTS | UUP-204 | Y | UNITED UTILITY PRODUCTS , UUP-204 |  |  | 35.97 | 2001-12-17 14:40 | Anjanece | 1 | 0 | #VALUE! | #VALUE!
UNITED UTILITY PRODUCTS | UUP-204 | Y | UNITED UTILITY PRODUCTS , UUP-204 |  |  | 36.79 | 2001-12-17 14:40 | Anjanece | 1 | 0 | #VALUE! | #VALUE!
UNITED UTILITY PRODUCTS | UUP-204 | Y | UNITED UTILITY PRODUCTS , UUP-204 |  |  | 37.2 | 2001-12-17 14:40 | Anjanece | 1 | 0 | #VALUE! | #VALUE!
ALLIED BOLT, INC. | 22002 | Y | ALLIED BOLT, INC. , 22002 | JEA OVERHEAD DISTRIBUTION | CSC Stores | 2.91 | 2001-12-17 14:49 | Anjanece | 25 | 800 | #VALUE! | #VALUE!
ALLIED BOLT, INC. | 22002 | Y | ALLIED BOLT, INC. , 22002 |  |  | 2.92 | 2001-12-17 14:49 | Anjanece | 25 | 800 | #VALUE! | #VALUE!
ALLIED BOLT, INC. | 22002 | Y | ALLIED BOLT, INC. , 22002 |  |  | 2.93 | 2001-12-17 14:49 | Anjanece | 25 | 800 | #VALUE! | #VALUE!
ALLIED BOLT, INC. | 22002 | Y | ALLIED BOLT, INC. , 22002 |  |  | 3.01 | 2001-12-17 14:49 | Anjanece | 25 | 800 | #VALUE! | #VALUE!
ALLIED BOLT, INC. | 22002 | Y | ALLIED BOLT, INC. , 22002 |  |  | 3.14 | 2001-12-17 14:49 | Anjanece | 25 | 800 | #VALUE! | #VALUE!
ALLIED BOLT, INC. | 22002 | Y | ALLIED BOLT, INC. , 22002 |  |  | 4.11 | 2001-12-17 14:49 | Anjanece | 25 | 800 | #VALUE! | #VALUE!
ALLIED BOLT, INC. | 22002 | Y | ALLIED BOLT, INC. , 22002 |  |  | 4.47 | 2001-12-17 14:49 | Anjanece | 25 | 800 | #VALUE! | #VALUE!
ALLIED BOLT, INC. | 22002 | Y | ALLIED BOLT, INC. , 22002 |  |  | 6.18 | 2001-12-17 14:49 | Anjanece | 25 | 800 | #VALUE! | #VALUE!
ALLIED BOLT, INC. | 22002 | Y | ALLIED BOLT, INC. , 22002 |  |  | 6.22 | 2001-12-17 14:49 | Anjanece | 25 | 800 | #VALUE! | #VALUE!
ALLIED BOLT, INC. | 22002 | Y | ALLIED BOLT, INC. , 22002 |  |  | 6.33 | 2001-12-17 14:49 | Anjanece | 25 | 800 | #VALUE! | #VALUE!
ALLIED BOLT, INC. | 22002 | Y | ALLIED BOLT, INC. , 22002 |  |  | 6.44 | 2001-12-17 14:49 | Anjanece | 25 | 800 | #VALUE! | #VALUE!
ALLIED BOLT, INC. | 22002 | Y | ALLIED BOLT, INC. , 22002 |  |  | 6.57 | 2001-12-17 14:49 | Anjanece | 25 | 800 | #VALUE! | #VALUE!
ALLIED BOLT, INC. | 22002 | Y | ALLIED BOLT, INC. , 22002 |  |  | 6.61 | 2001-12-17 14:49 | Anjanece | 25 | 800 | #VALUE! | #VALUE!
ALLIED BOLT, INC. | 22002 | Y | ALLIED BOLT, INC. , 22002 |  |  | 6.65 | 2001-12-17 14:49 | Anjanece | 25 | 800 | #VALUE! | #VALUE!
ALLIED BOLT, INC. | 22002 | Y | ALLIED BOLT, INC. , 22002 |  |  | 6.81 | 2001-12-17 14:49 | Anjanece | 25 | 800 | #VALUE! | #VALUE!
ALLIED BOLT, INC. | 22002 | Y | ALLIED BOLT, INC. , 22002 |  |  | 6.83 | 2001-12-17 14:49 | Anjanece | 25 | 800 | #VALUE! | #VALUE!
ALLIED BOLT, INC. | 22002 | Y | ALLIED BOLT, INC. , 22002 |  |  | 6.89 | 2001-12-17 14:49 | Anjanece | 25 | 800 | #VALUE! | #VALUE!
ALLIED BOLT, INC. | 22002 | Y | ALLIED BOLT, INC. , 22002 |  |  | 6.94 | 2001-12-17 14:49 | Anjanece | 25 | 800 | #VALUE! | #VALUE!
ALLIED BOLT, INC. | 22002 | Y | ALLIED BOLT, INC. , 22002 |  |  | 6.95 | 2001-12-17 14:49 | Anjanece | 25 | 800 | #VALUE! | #VALUE!
ALLIED BOLT, INC. | 22002 | Y | ALLIED BOLT, INC. , 22002 |  |  | 6.96 | 2001-12-17 14:49 | Anjanece | 25 | 800 | #VALUE! | #VALUE!
ALLIED BOLT, INC. | 22002 | Y | ALLIED BOLT, INC. , 22002 |  |  | 7.3 | 2001-12-17 14:49 | Anjanece | 25 | 800 | #VALUE! | #VALUE!
ALLIED BOLT, INC. | 22002 | Y | ALLIED BOLT, INC. , 22002 |  |  | 7.94 | 2001-12-17 14:49 | Anjanece | 25 | 800 | #VALUE! | #VALUE!
ALLIED BOLT, INC. | 22002 | Y | ALLIED BOLT, INC. , 22002 |  |  | 8.16 | 2001-12-17 14:49 | Anjanece | 25 | 800 | #VALUE! | #VALUE!
ALLIED BOLT, INC. | 22002 | Y | ALLIED BOLT, INC. , 22002 |  |  | 9.29 | 2001-12-17 14:49 | Anjanece | 25 | 800 | #VALUE! | #VALUE!
ALLIED BOLT, INC. | 22002 | Y | ALLIED BOLT, INC. , 22002 |  |  | 9.37 | 2001-12-17 14:49 | Anjanece | 25 | 800 | #VALUE! | #VALUE!
ALLIED BOLT, INC. | 22002 | Y | ALLIED BOLT, INC. , 22002 |  |  | 9.43 | 2001-12-17 14:49 | Anjanece | 25 | 800 | #VALUE! | #VALUE!
ALLIED BOLT, INC. | 22002 | Y | ALLIED BOLT, INC. , 22002 |  |  | 9.45 | 2001-12-17 14:49 | Anjanece | 25 | 800 | #VALUE! | #VALUE!
ALLIED BOLT, INC. | 22002 | Y | ALLIED BOLT, INC. , 22002 |  |  | 9.5 | 2001-12-17 14:49 | Anjanece | 25 | 800 | #VALUE! | #VALUE!
ALLIED BOLT, INC. | 22002 | Y | ALLIED BOLT, INC. , 22002 |  |  | 10.05 | 2001-12-17 14:49 | Anjanece | 25 | 800 | #VALUE! | #VALUE!
ALLIED BOLT, INC. | 22002 | Y | ALLIED BOLT, INC. , 22002 |  |  | 10.11 | 2001-12-17 14:49 | Anjanece | 25 | 800 | #VALUE! | #VALUE!
ALLIED BOLT, INC. | 22002 | Y | ALLIED BOLT, INC. , 22002 |  |  | 10.19 | 2001-12-17 14:49 | Anjanece | 25 | 800 | #VALUE! | #VALUE!
ALLIED BOLT, INC. | 22002 | Y | ALLIED BOLT, INC. , 22002 |  |  | 10.36 | 2001-12-17 14:49 | Anjanece | 25 | 800 | #VALUE! | #VALUE!
ALLIED BOLT, INC. | 22002 | Y | ALLIED BOLT, INC. , 22002 |  |  | 10.47 | 2001-12-17 14:49 | Anjanece | 25 | 800 | #VALUE! | #VALUE!
ALLIED BOLT, INC. | 22002 | Y | ALLIED BOLT, INC. , 22002 |  | Storm Stores | 0 | 2018-04-16 10:24 | Anjanece | 25 | 800 | #VALUE! | #VALUE!
ALLIED BOLT, INC. | 22002 | Y | ALLIED BOLT, INC. , 22002 |  |  | 3.05 | 2018-04-16 10:24 | Anjanece | 25 | 800 | #VALUE! | #VALUE!
ALLIED BOLT, INC. | 22002 | Y | ALLIED BOLT, INC. , 22002 |  |  | 3.2 | 2018-04-16 10:24 | Anjanece | 25 | 800 | #VALUE! | #VALUE!
ALLIED BOLT, INC. | 22002 | Y | ALLIED BOLT, INC. , 22002 |  |  | 3.63 | 2018-04-16 10:24 | Anjanece | 25 | 800 | #VALUE! | #VALUE!
ALLIED BOLT, INC. | 22002 | Y | ALLIED BOLT, INC. , 22002 |  |  | 4.55 | 2018-04-16 10:24 | Anjanece | 25 | 800 | #VALUE! | #VALUE!
ALLIED BOLT, INC. | 22002 | Y | ALLIED BOLT, INC. , 22002 |  |  | 5.32 | 2018-04-16 10:24 | Anjanece | 25 | 800 | #VALUE! | #VALUE!
ALLIED BOLT, INC. | 22002 | Y | ALLIED BOLT, INC. , 22002 |  |  | 5.33 | 2018-04-16 10:24 | Anjanece | 25 | 800 | #VALUE! | #VALUE!
ALLIED BOLT, INC. | 22002 | Y | ALLIED BOLT, INC. , 22002 |  |  | 5.41 | 2018-04-16 10:24 | Anjanece | 25 | 800 | #VALUE! | #VALUE!
ALLIED BOLT, INC. | 22002 | Y | ALLIED BOLT, INC. , 22002 |  |  | 5.42 | 2018-04-16 10:24 | Anjanece | 25 | 800 | #VALUE! | #VALUE!
ALLIED BOLT, INC. | 22002 | Y | ALLIED BOLT, INC. , 22002 |  |  | 6.57 | 2018-04-16 10:24 | Anjanece | 25 | 800 | #VALUE! | #VALUE!
ALLIED BOLT, INC. | 22002 | Y | ALLIED BOLT, INC. , 22002 |  |  | 6.63 | 2018-04-16 10:24 | Anjanece | 25 | 800 | #VALUE! | #VALUE!
ALLIED BOLT, INC. | 22002 | Y | ALLIED BOLT, INC. , 22002 |  |  | 8.02 | 2018-04-16 10:24 | Anjanece | 25 | 800 | #VALUE! | #VALUE!
ALLIED BOLT, INC. | 22002 | Y | ALLIED BOLT, INC. , 22002 |  |  | 8.52 | 2018-04-16 10:24 | Anjanece | 25 | 800 | #VALUE! | #VALUE!
HUBBELL | GEP5A34N | Y | HUBBELL , GEP5A34N | JEA OVERHEAD DISTRIBUTION | CSC Stores | 2.91 | 2001-12-17 14:49 | Anjanece | 25 | 800 | #VALUE! | #VALUE!
HUBBELL | GEP5A34N | Y | HUBBELL , GEP5A34N |  |  | 2.92 | 2001-12-17 14:49 | Anjanece | 25 | 800 | #VALUE! | #VALUE!
HUBBELL | GEP5A34N | Y | HUBBELL , GEP5A34N |  |  | 2.93 | 2001-12-17 14:49 | Anjanece | 25 | 800 | #VALUE! | #VALUE!
HUBBELL | GEP5A34N | Y | HUBBELL , GEP5A34N |  |  | 3.01 | 2001-12-17 14:49 | Anjanece | 25 | 800 | #VALUE! | #VALUE!
HUBBELL | GEP5A34N | Y | HUBBELL , GEP5A34N |  |  | 3.14 | 2001-12-17 14:49 | Anjanece | 25 | 800 | #VALUE! | #VALUE!
HUBBELL | GEP5A34N | Y | HUBBELL , GEP5A34N |  |  | 4.11 | 2001-12-17 14:49 | Anjanece | 25 | 800 | #VALUE! | #VALUE!
HUBBELL | GEP5A34N | Y | HUBBELL , GEP5A34N |  |  | 4.47 | 2001-12-17 14:49 | Anjanece | 25 | 800 | #VALUE! | #VALUE!
HUBBELL | GEP5A34N | Y | HUBBELL , GEP5A34N |  |  | 6.18 | 2001-12-17 14:49 | Anjanece | 25 | 800 | #VALUE! | #VALUE!
HUBBELL | GEP5A34N | Y | HUBBELL , GEP5A34N |  |  | 6.22 | 2001-12-17 14:49 | Anjanece | 25 | 800 | #VALUE! | #VALUE!
HUBBELL | GEP5A34N | Y | HUBBELL , GEP5A34N |  |  | 6.33 | 2001-12-17 14:49 | Anjanece | 25 | 800 | #VALUE! | #VALUE!
HUBBELL | GEP5A34N | Y | HUBBELL , GEP5A34N |  |  | 6.44 | 2001-12-17 14:49 | Anjanece | 25 | 800 | #VALUE! | #VALUE!
HUBBELL | GEP5A34N | Y | HUBBELL , GEP5A34N |  |  | 6.57 | 2001-12-17 14:49 | Anjanece | 25 | 800 | #VALUE! | #VALUE!
HUBBELL | GEP5A34N | Y | HUBBELL , GEP5A34N |  |  | 6.61 | 2001-12-17 14:49 | Anjanece | 25 | 800 | #VALUE! | #VALUE!
HUBBELL | GEP5A34N | Y | HUBBELL , GEP5A34N |  |  | 6.65 | 2001-12-17 14:49 | Anjanece | 25 | 800 | #VALUE! | #VALUE!
HUBBELL | GEP5A34N | Y | HUBBELL , GEP5A34N |  |  | 6.81 | 2001-12-17 14:49 | Anjanece | 25 | 800 | #VALUE! | #VALUE!
HUBBELL | GEP5A34N | Y | HUBBELL , GEP5A34N |  |  | 6.83 | 2001-12-17 14:49 | Anjanece | 25 | 800 | #VALUE! | #VALUE!
HUBBELL | GEP5A34N | Y | HUBBELL , GEP5A34N |  |  | 6.89 | 2001-12-17 14:49 | Anjanece | 25 | 800 | #VALUE! | #VALUE!
HUBBELL | GEP5A34N | Y | HUBBELL , GEP5A34N |  |  | 6.94 | 2001-12-17 14:49 | Anjanece | 25 | 800 | #VALUE! | #VALUE!
HUBBELL | GEP5A34N | Y | HUBBELL , GEP5A34N |  |  | 6.95 | 2001-12-17 14:49 | Anjanece | 25 | 800 | #VALUE! | #VALUE!
HUBBELL | GEP5A34N | Y | HUBBELL , GEP5A34N |  |  | 6.96 | 2001-12-17 14:49 | Anjanece | 25 | 800 | #VALUE! | #VALUE!
HUBBELL | GEP5A34N | Y | HUBBELL , GEP5A34N |  |  | 7.3 | 2001-12-17 14:49 | Anjanece | 25 | 800 | #VALUE! | #VALUE!
HUBBELL | GEP5A34N | Y | HUBBELL , GEP5A34N |  |  | 7.94 | 2001-12-17 14:49 | Anjanece | 25 | 800 | #VALUE! | #VALUE!
HUBBELL | GEP5A34N | Y | HUBBELL , GEP5A34N |  |  | 8.16 | 2001-12-17 14:49 | Anjanece | 25 | 800 | #VALUE! | #VALUE!
HUBBELL | GEP5A34N | Y | HUBBELL , GEP5A34N |  |  | 9.29 | 2001-12-17 14:49 | Anjanece | 25 | 800 | #VALUE! | #VALUE!
HUBBELL | GEP5A34N | Y | HUBBELL , GEP5A34N |  |  | 9.37 | 2001-12-17 14:49 | Anjanece | 25 | 800 | #VALUE! | #VALUE!
HUBBELL | GEP5A34N | Y | HUBBELL , GEP5A34N |  |  | 9.43 | 2001-12-17 14:49 | Anjanece | 25 | 800 | #VALUE! | #VALUE!
HUBBELL | GEP5A34N | Y | HUBBELL , GEP5A34N |  |  | 9.45 | 2001-12-17 14:49 | Anjanece | 25 | 800 | #VALUE! | #VALUE!
HUBBELL | GEP5A34N | Y | HUBBELL , GEP5A34N |  |  | 9.5 | 2001-12-17 14:49 | Anjanece | 25 | 800 | #VALUE! | #VALUE!
HUBBELL | GEP5A34N | Y | HUBBELL , GEP5A34N |  |  | 10.05 | 2001-12-17 14:49 | Anjanece | 25 | 800 | #VALUE! | #VALUE!
HUBBELL | GEP5A34N | Y | HUBBELL , GEP5A34N |  |  | 10.11 | 2001-12-17 14:49 | Anjanece | 25 | 800 | #VALUE! | #VALUE!
HUBBELL | GEP5A34N | Y | HUBBELL , GEP5A34N |  |  | 10.19 | 2001-12-17 14:49 | Anjanece | 25 | 800 | #VALUE! | #VALUE!
HUBBELL | GEP5A34N | Y | HUBBELL , GEP5A34N |  |  | 10.36 | 2001-12-17 14:49 | Anjanece | 25 | 800 | #VALUE! | #VALUE!
HUBBELL | GEP5A34N | Y | HUBBELL , GEP5A34N |  |  | 10.47 | 2001-12-17 14:49 | Anjanece | 25 | 800 | #VALUE! | #VALUE!
HUBBELL | GEP5A34N | Y | HUBBELL , GEP5A34N |  | Storm Stores | 0 | 2018-04-16 10:24 | Anjanece | 25 | 800 | #VALUE! | #VALUE!
HUBBELL | GEP5A34N | Y | HUBBELL , GEP5A34N |  |  | 3.05 | 2018-04-16 10:24 | Anjanece | 25 | 800 | #VALUE! | #VALUE!
HUBBELL | GEP5A34N | Y | HUBBELL , GEP5A34N |  |  | 3.2 | 2018-04-16 10:24 | Anjanece | 25 | 800 | #VALUE! | #VALUE!
HUBBELL | GEP5A34N | Y | HUBBELL , GEP5A34N |  |  | 3.63 | 2018-04-16 10:24 | Anjanece | 25 | 800 | #VALUE! | #VALUE!
HUBBELL | GEP5A34N | Y | HUBBELL , GEP5A34N |  |  | 4.55 | 2018-04-16 10:24 | Anjanece | 25 | 800 | #VALUE! | #VALUE!
HUBBELL | GEP5A34N | Y | HUBBELL , GEP5A34N |  |  | 5.32 | 2018-04-16 10:24 | Anjanece | 25 | 800 | #VALUE! | #VALUE!
HUBBELL | GEP5A34N | Y | HUBBELL , GEP5A34N |  |  | 5.33 | 2018-04-16 10:24 | Anjanece | 25 | 800 | #VALUE! | #VALUE!
HUBBELL | GEP5A34N | Y | HUBBELL , GEP5A34N |  |  | 5.41 | 2018-04-16 10:24 | Anjanece | 25 | 800 | #VALUE! | #VALUE!
HUBBELL | GEP5A34N | Y | HUBBELL , GEP5A34N |  |  | 5.42 | 2018-04-16 10:24 | Anjanece | 25 | 800 | #VALUE! | #VALUE!
HUBBELL | GEP5A34N | Y | HUBBELL , GEP5A34N |  |  | 6.57 | 2018-04-16 10:24 | Anjanece | 25 | 800 | #VALUE! | #VALUE!
HUBBELL | GEP5A34N | Y | HUBBELL , GEP5A34N |  |  | 6.63 | 2018-04-16 10:24 | Anjanece | 25 | 800 | #VALUE! | #VALUE!
HUBBELL | GEP5A34N | Y | HUBBELL , GEP5A34N |  |  | 8.02 | 2018-04-16 10:24 | Anjanece | 25 | 800 | #VALUE! | #VALUE!
HUBBELL | GEP5A34N | Y | HUBBELL , GEP5A34N |  |  | 8.52 | 2018-04-16 10:24 | Anjanece | 25 | 800 | #VALUE! | #VALUE!
MACLEAN POWER SYSTEMS | MGA345-AN | Y | MACLEAN POWER SYSTEMS , MGA345-AN | JEA OVERHEAD DISTRIBUTION | CSC Stores | 2.91 | 2001-12-17 14:49 | Anjanece | 25 | 800 | #VALUE! | #VALUE!
MACLEAN POWER SYSTEMS | MGA345-AN | Y | MACLEAN POWER SYSTEMS , MGA345-AN |  |  | 2.92 | 2001-12-17 14:49 | Anjanece | 25 | 800 | #VALUE! | #VALUE!
MACLEAN POWER SYSTEMS | MGA345-AN | Y | MACLEAN POWER SYSTEMS , MGA345-AN |  |  | 2.93 | 2001-12-17 14:49 | Anjanece | 25 | 800 | #VALUE! | #VALUE!
MACLEAN POWER SYSTEMS | MGA345-AN | Y | MACLEAN POWER SYSTEMS , MGA345-AN |  |  | 3.01 | 2001-12-17 14:49 | Anjanece | 25 | 800 | #VALUE! | #VALUE!
MACLEAN POWER SYSTEMS | MGA345-AN | Y | MACLEAN POWER SYSTEMS , MGA345-AN |  |  | 3.14 | 2001-12-17 14:49 | Anjanece | 25 | 800 | #VALUE! | #VALUE!
MACLEAN POWER SYSTEMS | MGA345-AN | Y | MACLEAN POWER SYSTEMS , MGA345-AN |  |  | 4.11 | 2001-12-17 14:49 | Anjanece | 25 | 800 | #VALUE! | #VALUE!
MACLEAN POWER SYSTEMS | MGA345-AN | Y | MACLEAN POWER SYSTEMS , MGA345-AN |  |  | 4.47 | 2001-12-17 14:49 | Anjanece | 25 | 800 | #VALUE! | #VALUE!
MACLEAN POWER SYSTEMS | MGA345-AN | Y | MACLEAN POWER SYSTEMS , MGA345-AN |  |  | 6.18 | 2001-12-17 14:49 | Anjanece | 25 | 800 | #VALUE! | #VALUE!
MACLEAN POWER SYSTEMS | MGA345-AN | Y | MACLEAN POWER SYSTEMS , MGA345-AN |  |  | 6.22 | 2001-12-17 14:49 | Anjanece | 25 | 800 | #VALUE! | #VALUE!
MACLEAN POWER SYSTEMS | MGA345-AN | Y | MACLEAN POWER SYSTEMS , MGA345-AN |  |  | 6.33 | 2001-12-17 14:49 | Anjanece | 25 | 800 | #VALUE! | #VALUE!
MACLEAN POWER SYSTEMS | MGA345-AN | Y | MACLEAN POWER SYSTEMS , MGA345-AN |  |  | 6.44 | 2001-12-17 14:49 | Anjanece | 25 | 800 | #VALUE! | #VALUE!
MACLEAN POWER SYSTEMS | MGA345-AN | Y | MACLEAN POWER SYSTEMS , MGA345-AN |  |  | 6.57 | 2001-12-17 14:49 | Anjanece | 25 | 800 | #VALUE! | #VALUE!
MACLEAN POWER SYSTEMS | MGA345-AN | Y | MACLEAN POWER SYSTEMS , MGA345-AN |  |  | 6.61 | 2001-12-17 14:49 | Anjanece | 25 | 800 | #VALUE! | #VALUE!
MACLEAN POWER SYSTEMS | MGA345-AN | Y | MACLEAN POWER SYSTEMS , MGA345-AN |  |  | 6.65 | 2001-12-17 14:49 | Anjanece | 25 | 800 | #VALUE! | #VALUE!
MACLEAN POWER SYSTEMS | MGA345-AN | Y | MACLEAN POWER SYSTEMS , MGA345-AN |  |  | 6.81 | 2001-12-17 14:49 | Anjanece | 25 | 800 | #VALUE! | #VALUE!
MACLEAN POWER SYSTEMS | MGA345-AN | Y | MACLEAN POWER SYSTEMS , MGA345-AN |  |  | 6.83 | 2001-12-17 14:49 | Anjanece | 25 | 800 | #VALUE! | #VALUE!
MACLEAN POWER SYSTEMS | MGA345-AN | Y | MACLEAN POWER SYSTEMS , MGA345-AN |  |  | 6.89 | 2001-12-17 14:49 | Anjanece | 25 | 800 | #VALUE! | #VALUE!
MACLEAN POWER SYSTEMS | MGA345-AN | Y | MACLEAN POWER SYSTEMS , MGA345-AN |  |  | 6.94 | 2001-12-17 14:49 | Anjanece | 25 | 800 | #VALUE! | #VALUE!
MACLEAN POWER SYSTEMS | MGA345-AN | Y | MACLEAN POWER SYSTEMS , MGA345-AN |  |  | 6.95 | 2001-12-17 14:49 | Anjanece | 25 | 800 | #VALUE! | #VALUE!
MACLEAN POWER SYSTEMS | MGA345-AN | Y | MACLEAN POWER SYSTEMS , MGA345-AN |  |  | 6.96 | 2001-12-17 14:49 | Anjanece | 25 | 800 | #VALUE! | #VALUE!
MACLEAN POWER SYSTEMS | MGA345-AN | Y | MACLEAN POWER SYSTEMS , MGA345-AN |  |  | 7.3 | 2001-12-17 14:49 | Anjanece | 25 | 800 | #VALUE! | #VALUE!
MACLEAN POWER SYSTEMS | MGA345-AN | Y | MACLEAN POWER SYSTEMS , MGA345-AN |  |  | 7.94 | 2001-12-17 14:49 | Anjanece | 25 | 800 | #VALUE! | #VALUE!
MACLEAN POWER SYSTEMS | MGA345-AN | Y | MACLEAN POWER SYSTEMS , MGA345-AN |  |  | 8.16 | 2001-12-17 14:49 | Anjanece | 25 | 800 | #VALUE! | #VALUE!
MACLEAN POWER SYSTEMS | MGA345-AN | Y | MACLEAN POWER SYSTEMS , MGA345-AN |  |  | 9.29 | 2001-12-17 14:49 | Anjanece | 25 | 800 | #VALUE! | #VALUE!
MACLEAN POWER SYSTEMS | MGA345-AN | Y | MACLEAN POWER SYSTEMS , MGA345-AN |  |  | 9.37 | 2001-12-17 14:49 | Anjanece | 25 | 800 | #VALUE! | #VALUE!
MACLEAN POWER SYSTEMS | MGA345-AN | Y | MACLEAN POWER SYSTEMS , MGA345-AN |  |  | 9.43 | 2001-12-17 14:49 | Anjanece | 25 | 800 | #VALUE! | #VALUE!
MACLEAN POWER SYSTEMS | MGA345-AN | Y | MACLEAN POWER SYSTEMS , MGA345-AN |  |  | 9.45 | 2001-12-17 14:49 | Anjanece | 25 | 800 | #VALUE! | #VALUE!
MACLEAN POWER SYSTEMS | MGA345-AN | Y | MACLEAN POWER SYSTEMS , MGA345-AN |  |  | 9.5 | 2001-12-17 14:49 | Anjanece | 25 | 800 | #VALUE! | #VALUE!
MACLEAN POWER SYSTEMS | MGA345-AN | Y | MACLEAN POWER SYSTEMS , MGA345-AN |  |  | 10.05 | 2001-12-17 14:49 | Anjanece | 25 | 800 | #VALUE! | #VALUE!
MACLEAN POWER SYSTEMS | MGA345-AN | Y | MACLEAN POWER SYSTEMS , MGA345-AN |  |  | 10.11 | 2001-12-17 14:49 | Anjanece | 25 | 800 | #VALUE! | #VALUE!
MACLEAN POWER SYSTEMS | MGA345-AN | Y | MACLEAN POWER SYSTEMS , MGA345-AN |  |  | 10.19 | 2001-12-17 14:49 | Anjanece | 25 | 800 | #VALUE! | #VALUE!
MACLEAN POWER SYSTEMS | MGA345-AN | Y | MACLEAN POWER SYSTEMS , MGA345-AN |  |  | 10.36 | 2001-12-17 14:49 | Anjanece | 25 | 800 | #VALUE! | #VALUE!
MACLEAN POWER SYSTEMS | MGA345-AN | Y | MACLEAN POWER SYSTEMS , MGA345-AN |  |  | 10.47 | 2001-12-17 14:49 | Anjanece | 25 | 800 | #VALUE! | #VALUE!
MACLEAN POWER SYSTEMS | MGA345-AN | Y | MACLEAN POWER SYSTEMS , MGA345-AN |  | Storm Stores | 0 | 2018-04-16 10:24 | Anjanece | 25 | 800 | #VALUE! | #VALUE!
MACLEAN POWER SYSTEMS | MGA345-AN | Y | MACLEAN POWER SYSTEMS , MGA345-AN |  |  | 3.05 | 2018-04-16 10:24 | Anjanece | 25 | 800 | #VALUE! | #VALUE!
MACLEAN POWER SYSTEMS | MGA345-AN | Y | MACLEAN POWER SYSTEMS , MGA345-AN |  |  | 3.2 | 2018-04-16 10:24 | Anjanece | 25 | 800 | #VALUE! | #VALUE!
MACLEAN POWER SYSTEMS | MGA345-AN | Y | MACLEAN POWER SYSTEMS , MGA345-AN |  |  | 3.63 | 2018-04-16 10:24 | Anjanece | 25 | 800 | #VALUE! | #VALUE!
MACLEAN POWER SYSTEMS | MGA345-AN | Y | MACLEAN POWER SYSTEMS , MGA345-AN |  |  | 4.55 | 2018-04-16 10:24 | Anjanece | 25 | 800 | #VALUE! | #VALUE!
MACLEAN POWER SYSTEMS | MGA345-AN | Y | MACLEAN POWER SYSTEMS , MGA345-AN |  |  | 5.32 | 2018-04-16 10:24 | Anjanece | 25 | 800 | #VALUE! | #VALUE!
MACLEAN POWER SYSTEMS | MGA345-AN | Y | MACLEAN POWER SYSTEMS , MGA345-AN |  |  | 5.33 | 2018-04-16 10:24 | Anjanece | 25 | 800 | #VALUE! | #VALUE!
MACLEAN POWER SYSTEMS | MGA345-AN | Y | MACLEAN POWER SYSTEMS , MGA345-AN |  |  | 5.41 | 2018-04-16 10:24 | Anjanece | 25 | 800 | #VALUE! | #VALUE!
MACLEAN POWER SYSTEMS | MGA345-AN | Y | MACLEAN POWER SYSTEMS , MGA345-AN |  |  | 5.42 | 2018-04-16 10:24 | Anjanece | 25 | 800 | #VALUE! | #VALUE!
MACLEAN POWER SYSTEMS | MGA345-AN | Y | MACLEAN POWER SYSTEMS , MGA345-AN |  |  | 6.57 | 2018-04-16 10:24 | Anjanece | 25 | 800 | #VALUE! | #VALUE!
MACLEAN POWER SYSTEMS | MGA345-AN | Y | MACLEAN POWER SYSTEMS , MGA345-AN |  |  | 6.63 | 2018-04-16 10:24 | Anjanece | 25 | 800 | #VALUE! | #VALUE!
MACLEAN POWER SYSTEMS | MGA345-AN | Y | MACLEAN POWER SYSTEMS , MGA345-AN |  |  | 8.02 | 2018-04-16 10:24 | Anjanece | 25 | 800 | #VALUE! | #VALUE!
MACLEAN POWER SYSTEMS | MGA345-AN | Y | MACLEAN POWER SYSTEMS , MGA345-AN |  |  | 8.52 | 2018-04-16 10:24 | Anjanece | 25 | 800 | #VALUE! | #VALUE!
SALCO | MGE-6N | Y | SALCO , MGE-6N | JEA OVERHEAD DISTRIBUTION | CSC Stores | 2.91 | 2001-12-17 14:49 | Anjanece | 25 | 800 | #VALUE! | #VALUE!
SALCO | MGE-6N | Y | SALCO , MGE-6N |  |  | 2.92 | 2001-12-17 14:49 | Anjanece | 25 | 800 | #VALUE! | #VALUE!
SALCO | MGE-6N | Y | SALCO , MGE-6N |  |  | 2.93 | 2001-12-17 14:49 | Anjanece | 25 | 800 | #VALUE! | #VALUE!
SALCO | MGE-6N | Y | SALCO , MGE-6N |  |  | 3.01 | 2001-12-17 14:49 | Anjanece | 25 | 800 | #VALUE! | #VALUE!
SALCO | MGE-6N | Y | SALCO , MGE-6N |  |  | 3.14 | 2001-12-17 14:49 | Anjanece | 25 | 800 | #VALUE! | #VALUE!
SALCO | MGE-6N | Y | SALCO , MGE-6N |  |  | 4.11 | 2001-12-17 14:49 | Anjanece | 25 | 800 | #VALUE! | #VALUE!
SALCO | MGE-6N | Y | SALCO , MGE-6N |  |  | 4.47 | 2001-12-17 14:49 | Anjanece | 25 | 800 | #VALUE! | #VALUE!
SALCO | MGE-6N | Y | SALCO , MGE-6N |  |  | 6.18 | 2001-12-17 14:49 | Anjanece | 25 | 800 | #VALUE! | #VALUE!
SALCO | MGE-6N | Y | SALCO , MGE-6N |  |  | 6.22 | 2001-12-17 14:49 | Anjanece | 25 | 800 | #VALUE! | #VALUE!
SALCO | MGE-6N | Y | SALCO , MGE-6N |  |  | 6.33 | 2001-12-17 14:49 | Anjanece | 25 | 800 | #VALUE! | #VALUE!
SALCO | MGE-6N | Y | SALCO , MGE-6N |  |  | 6.44 | 2001-12-17 14:49 | Anjanece | 25 | 800 | #VALUE! | #VALUE!
SALCO | MGE-6N | Y | SALCO , MGE-6N |  |  | 6.57 | 2001-12-17 14:49 | Anjanece | 25 | 800 | #VALUE! | #VALUE!
SALCO | MGE-6N | Y | SALCO , MGE-6N |  |  | 6.61 | 2001-12-17 14:49 | Anjanece | 25 | 800 | #VALUE! | #VALUE!
SALCO | MGE-6N | Y | SALCO , MGE-6N |  |  | 6.65 | 2001-12-17 14:49 | Anjanece | 25 | 800 | #VALUE! | #VALUE!
SALCO | MGE-6N | Y | SALCO , MGE-6N |  |  | 6.81 | 2001-12-17 14:49 | Anjanece | 25 | 800 | #VALUE! | #VALUE!
SALCO | MGE-6N | Y | SALCO , MGE-6N |  |  | 6.83 | 2001-12-17 14:49 | Anjanece | 25 | 800 | #VALUE! | #VALUE!
SALCO | MGE-6N | Y | SALCO , MGE-6N |  |  | 6.89 | 2001-12-17 14:49 | Anjanece | 25 | 800 | #VALUE! | #VALUE!
SALCO | MGE-6N | Y | SALCO , MGE-6N |  |  | 6.94 | 2001-12-17 14:49 | Anjanece | 25 | 800 | #VALUE! | #VALUE!
SALCO | MGE-6N | Y | SALCO , MGE-6N |  |  | 6.95 | 2001-12-17 14:49 | Anjanece | 25 | 800 | #VALUE! | #VALUE!
SALCO | MGE-6N | Y | SALCO , MGE-6N |  |  | 6.96 | 2001-12-17 14:49 | Anjanece | 25 | 800 | #VALUE! | #VALUE!
SALCO | MGE-6N | Y | SALCO , MGE-6N |  |  | 7.3 | 2001-12-17 14:49 | Anjanece | 25 | 800 | #VALUE! | #VALUE!
SALCO | MGE-6N | Y | SALCO , MGE-6N |  |  | 7.94 | 2001-12-17 14:49 | Anjanece | 25 | 800 | #VALUE! | #VALUE!
SALCO | MGE-6N | Y | SALCO , MGE-6N |  |  | 8.16 | 2001-12-17 14:49 | Anjanece | 25 | 800 | #VALUE! | #VALUE!
SALCO | MGE-6N | Y | SALCO , MGE-6N |  |  | 9.29 | 2001-12-17 14:49 | Anjanece | 25 | 800 | #VALUE! | #VALUE!
SALCO | MGE-6N | Y | SALCO , MGE-6N |  |  | 9.37 | 2001-12-17 14:49 | Anjanece | 25 | 800 | #VALUE! | #VALUE!
SALCO | MGE-6N | Y | SALCO , MGE-6N |  |  | 9.43 | 2001-12-17 14:49 | Anjanece | 25 | 800 | #VALUE! | #VALUE!
SALCO | MGE-6N | Y | SALCO , MGE-6N |  |  | 9.45 | 2001-12-17 14:49 | Anjanece | 25 | 800 | #VALUE! | #VALUE!
SALCO | MGE-6N | Y | SALCO , MGE-6N |  |  | 9.5 | 2001-12-17 14:49 | Anjanece | 25 | 800 | #VALUE! | #VALUE!
SALCO | MGE-6N | Y | SALCO , MGE-6N |  |  | 10.05 | 2001-12-17 14:49 | Anjanece | 25 | 800 | #VALUE! | #VALUE!
SALCO | MGE-6N | Y | SALCO , MGE-6N |  |  | 10.11 | 2001-12-17 14:49 | Anjanece | 25 | 800 | #VALUE! | #VALUE!
SALCO | MGE-6N | Y | SALCO , MGE-6N |  |  | 10.19 | 2001-12-17 14:49 | Anjanece | 25 | 800 | #VALUE! | #VALUE!
SALCO | MGE-6N | Y | SALCO , MGE-6N |  |  | 10.36 | 2001-12-17 14:49 | Anjanece | 25 | 800 | #VALUE! | #VALUE!
SALCO | MGE-6N | Y | SALCO , MGE-6N |  |  | 10.47 | 2001-12-17 14:49 | Anjanece | 25 | 800 | #VALUE! | #VALUE!
SALCO | MGE-6N | Y | SALCO , MGE-6N |  | Storm Stores | 0 | 2018-04-16 10:24 | Anjanece | 25 | 800 | #VALUE! | #VALUE!
SALCO | MGE-6N | Y | SALCO , MGE-6N |  |  | 3.05 | 2018-04-16 10:24 | Anjanece | 25 | 800 | #VALUE! | #VALUE!
SALCO | MGE-6N | Y | SALCO , MGE-6N |  |  | 3.2 | 2018-04-16 10:24 | Anjanece | 25 | 800 | #VALUE! | #VALUE!
SALCO | MGE-6N | Y | SALCO , MGE-6N |  |  | 3.63 | 2018-04-16 10:24 | Anjanece | 25 | 800 | #VALUE! | #VALUE!
SALCO | MGE-6N | Y | SALCO , MGE-6N |  |  | 4.55 | 2018-04-16 10:24 | Anjanece | 25 | 800 | #VALUE! | #VALUE!
SALCO | MGE-6N | Y | SALCO , MGE-6N |  |  | 5.32 | 2018-04-16 10:24 | Anjanece | 25 | 800 | #VALUE! | #VALUE!
SALCO | MGE-6N | Y | SALCO , MGE-6N |  |  | 5.33 | 2018-04-16 10:24 | Anjanece | 25 | 800 | #VALUE! | #VALUE!
SALCO | MGE-6N | Y | SALCO , MGE-6N |  |  | 5.41 | 2018-04-16 10:24 | Anjanece | 25 | 800 | #VALUE! | #VALUE!
SALCO | MGE-6N | Y | SALCO , MGE-6N |  |  | 5.42 | 2018-04-16 10:24 | Anjanece | 25 | 800 | #VALUE! | #VALUE!
SALCO | MGE-6N | Y | SALCO , MGE-6N |  |  | 6.57 | 2018-04-16 10:24 | Anjanece | 25 | 800 | #VALUE! | #VALUE!
SALCO | MGE-6N | Y | SALCO , MGE-6N |  |  | 6.63 | 2018-04-16 10:24 | Anjanece | 25 | 800 | #VALUE! | #VALUE!
SALCO | MGE-6N | Y | SALCO , MGE-6N |  |  | 8.02 | 2018-04-16 10:24 | Anjanece | 25 | 800 | #VALUE! | #VALUE!
SALCO | MGE-6N | Y | SALCO , MGE-6N |  |  | 8.52 | 2018-04-16 10:24 | Anjanece | 25 | 800 | #VALUE! | #VALUE!
ALLIED BOLT, INC. | 1436 | Y | ALLIED BOLT, INC. , 1436 | JEA OVERHEAD DISTRIBUTION | CSC Stores | 7.58 | 2002-03-12 09:35 | Anjanece | 5 | 0 | #VALUE! | #VALUE!
ALLIED BOLT, INC. | 1436 | Y | ALLIED BOLT, INC. , 1436 |  |  | 7.64 | 2002-03-12 09:35 | Anjanece | 5 | 0 | #VALUE! | #VALUE!
ALLIED BOLT, INC. | 1436 | Y | ALLIED BOLT, INC. , 1436 |  |  | 7.78 | 2002-03-12 09:35 | Anjanece | 5 | 0 | #VALUE! | #VALUE!
ALLIED BOLT, INC. | 1436 | Y | ALLIED BOLT, INC. , 1436 |  |  | 7.82 | 2002-03-12 09:35 | Anjanece | 5 | 0 | #VALUE! | #VALUE!
ALLIED BOLT, INC. | 1436 | Y | ALLIED BOLT, INC. , 1436 |  |  | 8.66 | 2002-03-12 09:35 | Anjanece | 5 | 0 | #VALUE! | #VALUE!
ALLIED BOLT, INC. | 1436 | Y | ALLIED BOLT, INC. , 1436 |  |  | 9.07 | 2002-03-12 09:35 | Anjanece | 5 | 0 | #VALUE! | #VALUE!
ALLIED BOLT, INC. | 1436 | Y | ALLIED BOLT, INC. , 1436 |  |  | 11.57 | 2002-03-12 09:35 | Anjanece | 5 | 0 | #VALUE! | #VALUE!
ALLIED BOLT, INC. | 1436 | Y | ALLIED BOLT, INC. , 1436 |  |  | 12.03 | 2002-03-12 09:35 | Anjanece | 5 | 0 | #VALUE! | #VALUE!
ALLIED BOLT, INC. | 1436 | Y | ALLIED BOLT, INC. , 1436 |  |  | 12.34 | 2002-03-12 09:35 | Anjanece | 5 | 0 | #VALUE! | #VALUE!
ALLIED BOLT, INC. | 1436 | Y | ALLIED BOLT, INC. , 1436 |  |  | 12.39 | 2002-03-12 09:35 | Anjanece | 5 | 0 | #VALUE! | #VALUE!
ALLIED BOLT, INC. | 1436 | Y | ALLIED BOLT, INC. , 1436 |  |  | 13.32 | 2002-03-12 09:35 | Anjanece | 5 | 0 | #VALUE! | #VALUE!
ALLIED BOLT, INC. | 1436 | Y | ALLIED BOLT, INC. , 1436 |  |  | 13.34 | 2002-03-12 09:35 | Anjanece | 5 | 0 | #VALUE! | #VALUE!
ALLIED BOLT, INC. | 1436 | Y | ALLIED BOLT, INC. , 1436 |  |  | 13.36 | 2002-03-12 09:35 | Anjanece | 5 | 0 | #VALUE! | #VALUE!
ALLIED BOLT, INC. | 1436 | Y | ALLIED BOLT, INC. , 1436 |  |  | 13.39 | 2002-03-12 09:35 | Anjanece | 5 | 0 | #VALUE! | #VALUE!
ALLIED BOLT, INC. | 1436 | Y | ALLIED BOLT, INC. , 1436 |  |  | 13.49 | 2002-03-12 09:35 | Anjanece | 5 | 0 | #VALUE! | #VALUE!
ALLIED BOLT, INC. | 1436 | Y | ALLIED BOLT, INC. , 1436 |  |  | 13.75 | 2002-03-12 09:35 | Anjanece | 5 | 0 | #VALUE! | #VALUE!
ALLIED BOLT, INC. | 1436 | Y | ALLIED BOLT, INC. , 1436 |  |  | 14.26 | 2002-03-12 09:35 | Anjanece | 5 | 0 | #VALUE! | #VALUE!
ALLIED BOLT, INC. | 1436 | Y | ALLIED BOLT, INC. , 1436 |  |  | 14.89 | 2002-03-12 09:35 | Anjanece | 5 | 0 | #VALUE! | #VALUE!
ALLIED BOLT, INC. | 1436 | Y | ALLIED BOLT, INC. , 1436 |  |  | 16.88 | 2002-03-12 09:35 | Anjanece | 5 | 0 | #VALUE! | #VALUE!
ALLIED BOLT, INC. | 1436 | Y | ALLIED BOLT, INC. , 1436 |  |  | 17.77 | 2002-03-12 09:35 | Anjanece | 5 | 0 | #VALUE! | #VALUE!
ALLIED BOLT, INC. | 1436 | Y | ALLIED BOLT, INC. , 1436 |  |  | 18.01 | 2002-03-12 09:35 | Anjanece | 5 | 0 | #VALUE! | #VALUE!
ALLIED BOLT, INC. | 1436 | Y | ALLIED BOLT, INC. , 1436 |  |  | 18.64 | 2002-03-12 09:35 | Anjanece | 5 | 0 | #VALUE! | #VALUE!
ALLIED BOLT, INC. | 1436 | Y | ALLIED BOLT, INC. , 1436 |  |  | 19.03 | 2002-03-12 09:35 | Anjanece | 5 | 0 | #VALUE! | #VALUE!
ALLIED BOLT, INC. | 1436 | Y | ALLIED BOLT, INC. , 1436 |  |  | 19.26 | 2002-03-12 09:35 | Anjanece | 5 | 0 | #VALUE! | #VALUE!
CHANCE | 0501 | Y | CHANCE , 0501 | JEA OVERHEAD DISTRIBUTION | CSC Stores | 7.58 | 2002-03-12 09:35 | Anjanece | 5 | 0 | #VALUE! | #VALUE!
CHANCE | 0501 | Y | CHANCE , 0501 |  |  | 7.64 | 2002-03-12 09:35 | Anjanece | 5 | 0 | #VALUE! | #VALUE!
CHANCE | 0501 | Y | CHANCE , 0501 |  |  | 7.78 | 2002-03-12 09:35 | Anjanece | 5 | 0 | #VALUE! | #VALUE!
CHANCE | 0501 | Y | CHANCE , 0501 |  |  | 7.82 | 2002-03-12 09:35 | Anjanece | 5 | 0 | #VALUE! | #VALUE!
CHANCE | 0501 | Y | CHANCE , 0501 |  |  | 8.66 | 2002-03-12 09:35 | Anjanece | 5 | 0 | #VALUE! | #VALUE!
CHANCE | 0501 | Y | CHANCE , 0501 |  |  | 9.07 | 2002-03-12 09:35 | Anjanece | 5 | 0 | #VALUE! | #VALUE!
CHANCE | 0501 | Y | CHANCE , 0501 |  |  | 11.57 | 2002-03-12 09:35 | Anjanece | 5 | 0 | #VALUE! | #VALUE!
CHANCE | 0501 | Y | CHANCE , 0501 |  |  | 12.03 | 2002-03-12 09:35 | Anjanece | 5 | 0 | #VALUE! | #VALUE!
CHANCE | 0501 | Y | CHANCE , 0501 |  |  | 12.34 | 2002-03-12 09:35 | Anjanece | 5 | 0 | #VALUE! | #VALUE!
CHANCE | 0501 | Y | CHANCE , 0501 |  |  | 12.39 | 2002-03-12 09:35 | Anjanece | 5 | 0 | #VALUE! | #VALUE!
CHANCE | 0501 | Y | CHANCE , 0501 |  |  | 13.32 | 2002-03-12 09:35 | Anjanece | 5 | 0 | #VALUE! | #VALUE!
CHANCE | 0501 | Y | CHANCE , 0501 |  |  | 13.34 | 2002-03-12 09:35 | Anjanece | 5 | 0 | #VALUE! | #VALUE!
CHANCE | 0501 | Y | CHANCE , 0501 |  |  | 13.36 | 2002-03-12 09:35 | Anjanece | 5 | 0 | #VALUE! | #VALUE!
CHANCE | 0501 | Y | CHANCE , 0501 |  |  | 13.39 | 2002-03-12 09:35 | Anjanece | 5 | 0 | #VALUE! | #VALUE!
CHANCE | 0501 | Y | CHANCE , 0501 |  |  | 13.49 | 2002-03-12 09:35 | Anjanece | 5 | 0 | #VALUE! | #VALUE!
CHANCE | 0501 | Y | CHANCE , 0501 |  |  | 13.75 | 2002-03-12 09:35 | Anjanece | 5 | 0 | #VALUE! | #VALUE!
CHANCE | 0501 | Y | CHANCE , 0501 |  |  | 14.26 | 2002-03-12 09:35 | Anjanece | 5 | 0 | #VALUE! | #VALUE!
CHANCE | 0501 | Y | CHANCE , 0501 |  |  | 14.89 | 2002-03-12 09:35 | Anjanece | 5 | 0 | #VALUE! | #VALUE!
CHANCE | 0501 | Y | CHANCE , 0501 |  |  | 16.88 | 2002-03-12 09:35 | Anjanece | 5 | 0 | #VALUE! | #VALUE!
CHANCE | 0501 | Y | CHANCE , 0501 |  |  | 17.77 | 2002-03-12 09:35 | Anjanece | 5 | 0 | #VALUE! | #VALUE!
CHANCE | 0501 | Y | CHANCE , 0501 |  |  | 18.01 | 2002-03-12 09:35 | Anjanece | 5 | 0 | #VALUE! | #VALUE!
CHANCE | 0501 | Y | CHANCE , 0501 |  |  | 18.64 | 2002-03-12 09:35 | Anjanece | 5 | 0 | #VALUE! | #VALUE!
CHANCE | 0501 | Y | CHANCE , 0501 |  |  | 19.03 | 2002-03-12 09:35 | Anjanece | 5 | 0 | #VALUE! | #VALUE!
CHANCE | 0501 | Y | CHANCE , 0501 |  |  | 19.26 | 2002-03-12 09:35 | Anjanece | 5 | 0 | #VALUE! | #VALUE!
CONTINENTAL ELECTRIC | SWBG-20-54 | Y | CONTINENTAL ELECTRIC , SWBG-20-54 | JEA OVERHEAD DISTRIBUTION | CSC Stores | 7.58 | 2002-03-12 09:35 | Anjanece | 5 | 0 | #VALUE! | #VALUE!
CONTINENTAL ELECTRIC | SWBG-20-54 | Y | CONTINENTAL ELECTRIC , SWBG-20-54 |  |  | 7.64 | 2002-03-12 09:35 | Anjanece | 5 | 0 | #VALUE! | #VALUE!
CONTINENTAL ELECTRIC | SWBG-20-54 | Y | CONTINENTAL ELECTRIC , SWBG-20-54 |  |  | 7.78 | 2002-03-12 09:35 | Anjanece | 5 | 0 | #VALUE! | #VALUE!
CONTINENTAL ELECTRIC | SWBG-20-54 | Y | CONTINENTAL ELECTRIC , SWBG-20-54 |  |  | 7.82 | 2002-03-12 09:35 | Anjanece | 5 | 0 | #VALUE! | #VALUE!
CONTINENTAL ELECTRIC | SWBG-20-54 | Y | CONTINENTAL ELECTRIC , SWBG-20-54 |  |  | 8.66 | 2002-03-12 09:35 | Anjanece | 5 | 0 | #VALUE! | #VALUE!
CONTINENTAL ELECTRIC | SWBG-20-54 | Y | CONTINENTAL ELECTRIC , SWBG-20-54 |  |  | 9.07 | 2002-03-12 09:35 | Anjanece | 5 | 0 | #VALUE! | #VALUE!
CONTINENTAL ELECTRIC | SWBG-20-54 | Y | CONTINENTAL ELECTRIC , SWBG-20-54 |  |  | 11.57 | 2002-03-12 09:35 | Anjanece | 5 | 0 | #VALUE! | #VALUE!
CONTINENTAL ELECTRIC | SWBG-20-54 | Y | CONTINENTAL ELECTRIC , SWBG-20-54 |  |  | 12.03 | 2002-03-12 09:35 | Anjanece | 5 | 0 | #VALUE! | #VALUE!
CONTINENTAL ELECTRIC | SWBG-20-54 | Y | CONTINENTAL ELECTRIC , SWBG-20-54 |  |  | 12.34 | 2002-03-12 09:35 | Anjanece | 5 | 0 | #VALUE! | #VALUE!
CONTINENTAL ELECTRIC | SWBG-20-54 | Y | CONTINENTAL ELECTRIC , SWBG-20-54 |  |  | 12.39 | 2002-03-12 09:35 | Anjanece | 5 | 0 | #VALUE! | #VALUE!
CONTINENTAL ELECTRIC | SWBG-20-54 | Y | CONTINENTAL ELECTRIC , SWBG-20-54 |  |  | 13.32 | 2002-03-12 09:35 | Anjanece | 5 | 0 | #VALUE! | #VALUE!
CONTINENTAL ELECTRIC | SWBG-20-54 | Y | CONTINENTAL ELECTRIC , SWBG-20-54 |  |  | 13.34 | 2002-03-12 09:35 | Anjanece | 5 | 0 | #VALUE! | #VALUE!
CONTINENTAL ELECTRIC | SWBG-20-54 | Y | CONTINENTAL ELECTRIC , SWBG-20-54 |  |  | 13.36 | 2002-03-12 09:35 | Anjanece | 5 | 0 | #VALUE! | #VALUE!
CONTINENTAL ELECTRIC | SWBG-20-54 | Y | CONTINENTAL ELECTRIC , SWBG-20-54 |  |  | 13.39 | 2002-03-12 09:35 | Anjanece | 5 | 0 | #VALUE! | #VALUE!
CONTINENTAL ELECTRIC | SWBG-20-54 | Y | CONTINENTAL ELECTRIC , SWBG-20-54 |  |  | 13.49 | 2002-03-12 09:35 | Anjanece | 5 | 0 | #VALUE! | #VALUE!
CONTINENTAL ELECTRIC | SWBG-20-54 | Y | CONTINENTAL ELECTRIC , SWBG-20-54 |  |  | 13.75 | 2002-03-12 09:35 | Anjanece | 5 | 0 | #VALUE! | #VALUE!
CONTINENTAL ELECTRIC | SWBG-20-54 | Y | CONTINENTAL ELECTRIC , SWBG-20-54 |  |  | 14.26 | 2002-03-12 09:35 | Anjanece | 5 | 0 | #VALUE! | #VALUE!
CONTINENTAL ELECTRIC | SWBG-20-54 | Y | CONTINENTAL ELECTRIC , SWBG-20-54 |  |  | 14.89 | 2002-03-12 09:35 | Anjanece | 5 | 0 | #VALUE! | #VALUE!
CONTINENTAL ELECTRIC | SWBG-20-54 | Y | CONTINENTAL ELECTRIC , SWBG-20-54 |  |  | 16.88 | 2002-03-12 09:35 | Anjanece | 5 | 0 | #VALUE! | #VALUE!
CONTINENTAL ELECTRIC | SWBG-20-54 | Y | CONTINENTAL ELECTRIC , SWBG-20-54 |  |  | 17.77 | 2002-03-12 09:35 | Anjanece | 5 | 0 | #VALUE! | #VALUE!
CONTINENTAL ELECTRIC | SWBG-20-54 | Y | CONTINENTAL ELECTRIC , SWBG-20-54 |  |  | 18.01 | 2002-03-12 09:35 | Anjanece | 5 | 0 | #VALUE! | #VALUE!
CONTINENTAL ELECTRIC | SWBG-20-54 | Y | CONTINENTAL ELECTRIC , SWBG-20-54 |  |  | 18.64 | 2002-03-12 09:35 | Anjanece | 5 | 0 | #VALUE! | #VALUE!
CONTINENTAL ELECTRIC | SWBG-20-54 | Y | CONTINENTAL ELECTRIC , SWBG-20-54 |  |  | 19.03 | 2002-03-12 09:35 | Anjanece | 5 | 0 | #VALUE! | #VALUE!
CONTINENTAL ELECTRIC | SWBG-20-54 | Y | CONTINENTAL ELECTRIC , SWBG-20-54 |  |  | 19.26 | 2002-03-12 09:35 | Anjanece | 5 | 0 | #VALUE! | #VALUE!
JOSLYN HI-VOLTAGE CORP. | J1501 | Y | JOSLYN HI-VOLTAGE CORP. , J1501 | JEA OVERHEAD DISTRIBUTION | CSC Stores | 7.58 | 2002-03-12 09:35 | Anjanece | 5 | 0 | #VALUE! | #VALUE!
JOSLYN HI-VOLTAGE CORP. | J1501 | Y | JOSLYN HI-VOLTAGE CORP. , J1501 |  |  | 7.64 | 2002-03-12 09:35 | Anjanece | 5 | 0 | #VALUE! | #VALUE!
JOSLYN HI-VOLTAGE CORP. | J1501 | Y | JOSLYN HI-VOLTAGE CORP. , J1501 |  |  | 7.78 | 2002-03-12 09:35 | Anjanece | 5 | 0 | #VALUE! | #VALUE!
JOSLYN HI-VOLTAGE CORP. | J1501 | Y | JOSLYN HI-VOLTAGE CORP. , J1501 |  |  | 7.82 | 2002-03-12 09:35 | Anjanece | 5 | 0 | #VALUE! | #VALUE!
JOSLYN HI-VOLTAGE CORP. | J1501 | Y | JOSLYN HI-VOLTAGE CORP. , J1501 |  |  | 8.66 | 2002-03-12 09:35 | Anjanece | 5 | 0 | #VALUE! | #VALUE!
JOSLYN HI-VOLTAGE CORP. | J1501 | Y | JOSLYN HI-VOLTAGE CORP. , J1501 |  |  | 9.07 | 2002-03-12 09:35 | Anjanece | 5 | 0 | #VALUE! | #VALUE!
JOSLYN HI-VOLTAGE CORP. | J1501 | Y | JOSLYN HI-VOLTAGE CORP. , J1501 |  |  | 11.57 | 2002-03-12 09:35 | Anjanece | 5 | 0 | #VALUE! | #VALUE!
JOSLYN HI-VOLTAGE CORP. | J1501 | Y | JOSLYN HI-VOLTAGE CORP. , J1501 |  |  | 12.03 | 2002-03-12 09:35 | Anjanece | 5 | 0 | #VALUE! | #VALUE!
JOSLYN HI-VOLTAGE CORP. | J1501 | Y | JOSLYN HI-VOLTAGE CORP. , J1501 |  |  | 12.34 | 2002-03-12 09:35 | Anjanece | 5 | 0 | #VALUE! | #VALUE!
JOSLYN HI-VOLTAGE CORP. | J1501 | Y | JOSLYN HI-VOLTAGE CORP. , J1501 |  |  | 12.39 | 2002-03-12 09:35 | Anjanece | 5 | 0 | #VALUE! | #VALUE!
JOSLYN HI-VOLTAGE CORP. | J1501 | Y | JOSLYN HI-VOLTAGE CORP. , J1501 |  |  | 13.32 | 2002-03-12 09:35 | Anjanece | 5 | 0 | #VALUE! | #VALUE!
JOSLYN HI-VOLTAGE CORP. | J1501 | Y | JOSLYN HI-VOLTAGE CORP. , J1501 |  |  | 13.34 | 2002-03-12 09:35 | Anjanece | 5 | 0 | #VALUE! | #VALUE!
JOSLYN HI-VOLTAGE CORP. | J1501 | Y | JOSLYN HI-VOLTAGE CORP. , J1501 |  |  | 13.36 | 2002-03-12 09:35 | Anjanece | 5 | 0 | #VALUE! | #VALUE!
JOSLYN HI-VOLTAGE CORP. | J1501 | Y | JOSLYN HI-VOLTAGE CORP. , J1501 |  |  | 13.39 | 2002-03-12 09:35 | Anjanece | 5 | 0 | #VALUE! | #VALUE!
JOSLYN HI-VOLTAGE CORP. | J1501 | Y | JOSLYN HI-VOLTAGE CORP. , J1501 |  |  | 13.49 | 2002-03-12 09:35 | Anjanece | 5 | 0 | #VALUE! | #VALUE!
JOSLYN HI-VOLTAGE CORP. | J1501 | Y | JOSLYN HI-VOLTAGE CORP. , J1501 |  |  | 13.75 | 2002-03-12 09:35 | Anjanece | 5 | 0 | #VALUE! | #VALUE!
JOSLYN HI-VOLTAGE CORP. | J1501 | Y | JOSLYN HI-VOLTAGE CORP. , J1501 |  |  | 14.26 | 2002-03-12 09:35 | Anjanece | 5 | 0 | #VALUE! | #VALUE!
JOSLYN HI-VOLTAGE CORP. | J1501 | Y | JOSLYN HI-VOLTAGE CORP. , J1501 |  |  | 14.89 | 2002-03-12 09:35 | Anjanece | 5 | 0 | #VALUE! | #VALUE!
JOSLYN HI-VOLTAGE CORP. | J1501 | Y | JOSLYN HI-VOLTAGE CORP. , J1501 |  |  | 16.88 | 2002-03-12 09:35 | Anjanece | 5 | 0 | #VALUE! | #VALUE!
JOSLYN HI-VOLTAGE CORP. | J1501 | Y | JOSLYN HI-VOLTAGE CORP. , J1501 |  |  | 17.77 | 2002-03-12 09:35 | Anjanece | 5 | 0 | #VALUE! | #VALUE!
JOSLYN HI-VOLTAGE CORP. | J1501 | Y | JOSLYN HI-VOLTAGE CORP. , J1501 |  |  | 18.01 | 2002-03-12 09:35 | Anjanece | 5 | 0 | #VALUE! | #VALUE!
JOSLYN HI-VOLTAGE CORP. | J1501 | Y | JOSLYN HI-VOLTAGE CORP. , J1501 |  |  | 18.64 | 2002-03-12 09:35 | Anjanece | 5 | 0 | #VALUE! | #VALUE!
JOSLYN HI-VOLTAGE CORP. | J1501 | Y | JOSLYN HI-VOLTAGE CORP. , J1501 |  |  | 19.03 | 2002-03-12 09:35 | Anjanece | 5 | 0 | #VALUE! | #VALUE!
JOSLYN HI-VOLTAGE CORP. | J1501 | Y | JOSLYN HI-VOLTAGE CORP. , J1501 |  |  | 19.26 | 2002-03-12 09:35 | Anjanece | 5 | 0 | #VALUE! | #VALUE!
MC GRAW EDISON | DG1D1 | Y | MC GRAW EDISON , DG1D1 | JEA OVERHEAD DISTRIBUTION | CSC Stores | 7.58 | 2002-03-12 09:35 | Anjanece | 5 | 0 | #VALUE! | #VALUE!
MC GRAW EDISON | DG1D1 | Y | MC GRAW EDISON , DG1D1 |  |  | 7.64 | 2002-03-12 09:35 | Anjanece | 5 | 0 | #VALUE! | #VALUE!
MC GRAW EDISON | DG1D1 | Y | MC GRAW EDISON , DG1D1 |  |  | 7.78 | 2002-03-12 09:35 | Anjanece | 5 | 0 | #VALUE! | #VALUE!
MC GRAW EDISON | DG1D1 | Y | MC GRAW EDISON , DG1D1 |  |  | 7.82 | 2002-03-12 09:35 | Anjanece | 5 | 0 | #VALUE! | #VALUE!
MC GRAW EDISON | DG1D1 | Y | MC GRAW EDISON , DG1D1 |  |  | 8.66 | 2002-03-12 09:35 | Anjanece | 5 | 0 | #VALUE! | #VALUE!
MC GRAW EDISON | DG1D1 | Y | MC GRAW EDISON , DG1D1 |  |  | 9.07 | 2002-03-12 09:35 | Anjanece | 5 | 0 | #VALUE! | #VALUE!
MC GRAW EDISON | DG1D1 | Y | MC GRAW EDISON , DG1D1 |  |  | 11.57 | 2002-03-12 09:35 | Anjanece | 5 | 0 | #VALUE! | #VALUE!
MC GRAW EDISON | DG1D1 | Y | MC GRAW EDISON , DG1D1 |  |  | 12.03 | 2002-03-12 09:35 | Anjanece | 5 | 0 | #VALUE! | #VALUE!
MC GRAW EDISON | DG1D1 | Y | MC GRAW EDISON , DG1D1 |  |  | 12.34 | 2002-03-12 09:35 | Anjanece | 5 | 0 | #VALUE! | #VALUE!
MC GRAW EDISON | DG1D1 | Y | MC GRAW EDISON , DG1D1 |  |  | 12.39 | 2002-03-12 09:35 | Anjanece | 5 | 0 | #VALUE! | #VALUE!
MC GRAW EDISON | DG1D1 | Y | MC GRAW EDISON , DG1D1 |  |  | 13.32 | 2002-03-12 09:35 | Anjanece | 5 | 0 | #VALUE! | #VALUE!
MC GRAW EDISON | DG1D1 | Y | MC GRAW EDISON , DG1D1 |  |  | 13.34 | 2002-03-12 09:35 | Anjanece | 5 | 0 | #VALUE! | #VALUE!
MC GRAW EDISON | DG1D1 | Y | MC GRAW EDISON , DG1D1 |  |  | 13.36 | 2002-03-12 09:35 | Anjanece | 5 | 0 | #VALUE! | #VALUE!
MC GRAW EDISON | DG1D1 | Y | MC GRAW EDISON , DG1D1 |  |  | 13.39 | 2002-03-12 09:35 | Anjanece | 5 | 0 | #VALUE! | #VALUE!
MC GRAW EDISON | DG1D1 | Y | MC GRAW EDISON , DG1D1 |  |  | 13.49 | 2002-03-12 09:35 | Anjanece | 5 | 0 | #VALUE! | #VALUE!
MC GRAW EDISON | DG1D1 | Y | MC GRAW EDISON , DG1D1 |  |  | 13.75 | 2002-03-12 09:35 | Anjanece | 5 | 0 | #VALUE! | #VALUE!
MC GRAW EDISON | DG1D1 | Y | MC GRAW EDISON , DG1D1 |  |  | 14.26 | 2002-03-12 09:35 | Anjanece | 5 | 0 | #VALUE! | #VALUE!
MC GRAW EDISON | DG1D1 | Y | MC GRAW EDISON , DG1D1 |  |  | 14.89 | 2002-03-12 09:35 | Anjanece | 5 | 0 | #VALUE! | #VALUE!
MC GRAW EDISON | DG1D1 | Y | MC GRAW EDISON , DG1D1 |  |  | 16.88 | 2002-03-12 09:35 | Anjanece | 5 | 0 | #VALUE! | #VALUE!
MC GRAW EDISON | DG1D1 | Y | MC GRAW EDISON , DG1D1 |  |  | 17.77 | 2002-03-12 09:35 | Anjanece | 5 | 0 | #VALUE! | #VALUE!
MC GRAW EDISON | DG1D1 | Y | MC GRAW EDISON , DG1D1 |  |  | 18.01 | 2002-03-12 09:35 | Anjanece | 5 | 0 | #VALUE! | #VALUE!
MC GRAW EDISON | DG1D1 | Y | MC GRAW EDISON , DG1D1 |  |  | 18.64 | 2002-03-12 09:35 | Anjanece | 5 | 0 | #VALUE! | #VALUE!
MC GRAW EDISON | DG1D1 | Y | MC GRAW EDISON , DG1D1 |  |  | 19.03 | 2002-03-12 09:35 | Anjanece | 5 | 0 | #VALUE! | #VALUE!
MC GRAW EDISON | DG1D1 | Y | MC GRAW EDISON , DG1D1 |  |  | 19.26 | 2002-03-12 09:35 | Anjanece | 5 | 0 | #VALUE! | #VALUE!
MIDWEST FABRICATION | PX 34A | Y | MIDWEST FABRICATION , PX 34A | JEA OVERHEAD DISTRIBUTION | CSC Stores | 7.58 | 2002-03-12 09:35 | Anjanece | 5 | 0 | #VALUE! | #VALUE!
MIDWEST FABRICATION | PX 34A | Y | MIDWEST FABRICATION , PX 34A |  |  | 7.64 | 2002-03-12 09:35 | Anjanece | 5 | 0 | #VALUE! | #VALUE!
MIDWEST FABRICATION | PX 34A | Y | MIDWEST FABRICATION , PX 34A |  |  | 7.78 | 2002-03-12 09:35 | Anjanece | 5 | 0 | #VALUE! | #VALUE!
MIDWEST FABRICATION | PX 34A | Y | MIDWEST FABRICATION , PX 34A |  |  | 7.82 | 2002-03-12 09:35 | Anjanece | 5 | 0 | #VALUE! | #VALUE!
MIDWEST FABRICATION | PX 34A | Y | MIDWEST FABRICATION , PX 34A |  |  | 8.66 | 2002-03-12 09:35 | Anjanece | 5 | 0 | #VALUE! | #VALUE!
MIDWEST FABRICATION | PX 34A | Y | MIDWEST FABRICATION , PX 34A |  |  | 9.07 | 2002-03-12 09:35 | Anjanece | 5 | 0 | #VALUE! | #VALUE!
MIDWEST FABRICATION | PX 34A | Y | MIDWEST FABRICATION , PX 34A |  |  | 11.57 | 2002-03-12 09:35 | Anjanece | 5 | 0 | #VALUE! | #VALUE!
MIDWEST FABRICATION | PX 34A | Y | MIDWEST FABRICATION , PX 34A |  |  | 12.03 | 2002-03-12 09:35 | Anjanece | 5 | 0 | #VALUE! | #VALUE!
MIDWEST FABRICATION | PX 34A | Y | MIDWEST FABRICATION , PX 34A |  |  | 12.34 | 2002-03-12 09:35 | Anjanece | 5 | 0 | #VALUE! | #VALUE!
MIDWEST FABRICATION | PX 34A | Y | MIDWEST FABRICATION , PX 34A |  |  | 12.39 | 2002-03-12 09:35 | Anjanece | 5 | 0 | #VALUE! | #VALUE!
MIDWEST FABRICATION | PX 34A | Y | MIDWEST FABRICATION , PX 34A |  |  | 13.32 | 2002-03-12 09:35 | Anjanece | 5 | 0 | #VALUE! | #VALUE!
MIDWEST FABRICATION | PX 34A | Y | MIDWEST FABRICATION , PX 34A |  |  | 13.34 | 2002-03-12 09:35 | Anjanece | 5 | 0 | #VALUE! | #VALUE!
MIDWEST FABRICATION | PX 34A | Y | MIDWEST FABRICATION , PX 34A |  |  | 13.36 | 2002-03-12 09:35 | Anjanece | 5 | 0 | #VALUE! | #VALUE!
MIDWEST FABRICATION | PX 34A | Y | MIDWEST FABRICATION , PX 34A |  |  | 13.39 | 2002-03-12 09:35 | Anjanece | 5 | 0 | #VALUE! | #VALUE!
MIDWEST FABRICATION | PX 34A | Y | MIDWEST FABRICATION , PX 34A |  |  | 13.49 | 2002-03-12 09:35 | Anjanece | 5 | 0 | #VALUE! | #VALUE!
MIDWEST FABRICATION | PX 34A | Y | MIDWEST FABRICATION , PX 34A |  |  | 13.75 | 2002-03-12 09:35 | Anjanece | 5 | 0 | #VALUE! | #VALUE!
MIDWEST FABRICATION | PX 34A | Y | MIDWEST FABRICATION , PX 34A |  |  | 14.26 | 2002-03-12 09:35 | Anjanece | 5 | 0 | #VALUE! | #VALUE!
MIDWEST FABRICATION | PX 34A | Y | MIDWEST FABRICATION , PX 34A |  |  | 14.89 | 2002-03-12 09:35 | Anjanece | 5 | 0 | #VALUE! | #VALUE!
MIDWEST FABRICATION | PX 34A | Y | MIDWEST FABRICATION , PX 34A |  |  | 16.88 | 2002-03-12 09:35 | Anjanece | 5 | 0 | #VALUE! | #VALUE!
MIDWEST FABRICATION | PX 34A | Y | MIDWEST FABRICATION , PX 34A |  |  | 17.77 | 2002-03-12 09:35 | Anjanece | 5 | 0 | #VALUE! | #VALUE!
MIDWEST FABRICATION | PX 34A | Y | MIDWEST FABRICATION , PX 34A |  |  | 18.01 | 2002-03-12 09:35 | Anjanece | 5 | 0 | #VALUE! | #VALUE!
MIDWEST FABRICATION | PX 34A | Y | MIDWEST FABRICATION , PX 34A |  |  | 18.64 | 2002-03-12 09:35 | Anjanece | 5 | 0 | #VALUE! | #VALUE!
MIDWEST FABRICATION | PX 34A | Y | MIDWEST FABRICATION , PX 34A |  |  | 19.03 | 2002-03-12 09:35 | Anjanece | 5 | 0 | #VALUE! | #VALUE!
MIDWEST FABRICATION | PX 34A | Y | MIDWEST FABRICATION , PX 34A |  |  | 19.26 | 2002-03-12 09:35 | Anjanece | 5 | 0 | #VALUE! | #VALUE!
UTILITIES SERVICE | 1296 | Y | UTILITIES SERVICE , 1296 | JEA OVERHEAD DISTRIBUTION | CSC Stores | 7.58 | 2002-03-12 09:35 | Anjanece | 5 | 0 | #VALUE! | #VALUE!
UTILITIES SERVICE | 1296 | Y | UTILITIES SERVICE , 1296 |  |  | 7.64 | 2002-03-12 09:35 | Anjanece | 5 | 0 | #VALUE! | #VALUE!
UTILITIES SERVICE | 1296 | Y | UTILITIES SERVICE , 1296 |  |  | 7.78 | 2002-03-12 09:35 | Anjanece | 5 | 0 | #VALUE! | #VALUE!
UTILITIES SERVICE | 1296 | Y | UTILITIES SERVICE , 1296 |  |  | 7.82 | 2002-03-12 09:35 | Anjanece | 5 | 0 | #VALUE! | #VALUE!
UTILITIES SERVICE | 1296 | Y | UTILITIES SERVICE , 1296 |  |  | 8.66 | 2002-03-12 09:35 | Anjanece | 5 | 0 | #VALUE! | #VALUE!
UTILITIES SERVICE | 1296 | Y | UTILITIES SERVICE , 1296 |  |  | 9.07 | 2002-03-12 09:35 | Anjanece | 5 | 0 | #VALUE! | #VALUE!
UTILITIES SERVICE | 1296 | Y | UTILITIES SERVICE , 1296 |  |  | 11.57 | 2002-03-12 09:35 | Anjanece | 5 | 0 | #VALUE! | #VALUE!
UTILITIES SERVICE | 1296 | Y | UTILITIES SERVICE , 1296 |  |  | 12.03 | 2002-03-12 09:35 | Anjanece | 5 | 0 | #VALUE! | #VALUE!
UTILITIES SERVICE | 1296 | Y | UTILITIES SERVICE , 1296 |  |  | 12.34 | 2002-03-12 09:35 | Anjanece | 5 | 0 | #VALUE! | #VALUE!
UTILITIES SERVICE | 1296 | Y | UTILITIES SERVICE , 1296 |  |  | 12.39 | 2002-03-12 09:35 | Anjanece | 5 | 0 | #VALUE! | #VALUE!
UTILITIES SERVICE | 1296 | Y | UTILITIES SERVICE , 1296 |  |  | 13.32 | 2002-03-12 09:35 | Anjanece | 5 | 0 | #VALUE! | #VALUE!
UTILITIES SERVICE | 1296 | Y | UTILITIES SERVICE , 1296 |  |  | 13.34 | 2002-03-12 09:35 | Anjanece | 5 | 0 | #VALUE! | #VALUE!
UTILITIES SERVICE | 1296 | Y | UTILITIES SERVICE , 1296 |  |  | 13.36 | 2002-03-12 09:35 | Anjanece | 5 | 0 | #VALUE! | #VALUE!
UTILITIES SERVICE | 1296 | Y | UTILITIES SERVICE , 1296 |  |  | 13.39 | 2002-03-12 09:35 | Anjanece | 5 | 0 | #VALUE! | #VALUE!
UTILITIES SERVICE | 1296 | Y | UTILITIES SERVICE , 1296 |  |  | 13.49 | 2002-03-12 09:35 | Anjanece | 5 | 0 | #VALUE! | #VALUE!
UTILITIES SERVICE | 1296 | Y | UTILITIES SERVICE , 1296 |  |  | 13.75 | 2002-03-12 09:35 | Anjanece | 5 | 0 | #VALUE! | #VALUE!
UTILITIES SERVICE | 1296 | Y | UTILITIES SERVICE , 1296 |  |  | 14.26 | 2002-03-12 09:35 | Anjanece | 5 | 0 | #VALUE! | #VALUE!
UTILITIES SERVICE | 1296 | Y | UTILITIES SERVICE , 1296 |  |  | 14.89 | 2002-03-12 09:35 | Anjanece | 5 | 0 | #VALUE! | #VALUE!
UTILITIES SERVICE | 1296 | Y | UTILITIES SERVICE , 1296 |  |  | 16.88 | 2002-03-12 09:35 | Anjanece | 5 | 0 | #VALUE! | #VALUE!
UTILITIES SERVICE | 1296 | Y | UTILITIES SERVICE , 1296 |  |  | 17.77 | 2002-03-12 09:35 | Anjanece | 5 | 0 | #VALUE! | #VALUE!
UTILITIES SERVICE | 1296 | Y | UTILITIES SERVICE , 1296 |  |  | 18.01 | 2002-03-12 09:35 | Anjanece | 5 | 0 | #VALUE! | #VALUE!
UTILITIES SERVICE | 1296 | Y | UTILITIES SERVICE , 1296 |  |  | 18.64 | 2002-03-12 09:35 | Anjanece | 5 | 0 | #VALUE! | #VALUE!
UTILITIES SERVICE | 1296 | Y | UTILITIES SERVICE , 1296 |  |  | 19.03 | 2002-03-12 09:35 | Anjanece | 5 | 0 | #VALUE! | #VALUE!
UTILITIES SERVICE | 1296 | Y | UTILITIES SERVICE , 1296 |  |  | 19.26 | 2002-03-12 09:35 | Anjanece | 5 | 0 | #VALUE! | #VALUE!
ALLIED BOLT, INC. | 1437 | Y | ALLIED BOLT, INC. , 1437 | JEA OVERHEAD DISTRIBUTION | CSC Stores | 7.53 | 2002-03-12 09:36 | Anjanece | 5 | 0 | #VALUE! | #VALUE!
ALLIED BOLT, INC. | 1437 | Y | ALLIED BOLT, INC. , 1437 |  |  | 7.6 | 2002-03-12 09:36 | Anjanece | 5 | 0 | #VALUE! | #VALUE!
ALLIED BOLT, INC. | 1437 | Y | ALLIED BOLT, INC. , 1437 |  |  | 7.63 | 2002-03-12 09:36 | Anjanece | 5 | 0 | #VALUE! | #VALUE!
ALLIED BOLT, INC. | 1437 | Y | ALLIED BOLT, INC. , 1437 |  |  | 7.73 | 2002-03-12 09:36 | Anjanece | 5 | 0 | #VALUE! | #VALUE!
ALLIED BOLT, INC. | 1437 | Y | ALLIED BOLT, INC. , 1437 |  |  | 7.78 | 2002-03-12 09:36 | Anjanece | 5 | 0 | #VALUE! | #VALUE!
ALLIED BOLT, INC. | 1437 | Y | ALLIED BOLT, INC. , 1437 |  |  | 8.32 | 2002-03-12 09:36 | Anjanece | 5 | 0 | #VALUE! | #VALUE!
ALLIED BOLT, INC. | 1437 | Y | ALLIED BOLT, INC. , 1437 |  |  | 9.12 | 2002-03-12 09:36 | Anjanece | 5 | 0 | #VALUE! | #VALUE!
ALLIED BOLT, INC. | 1437 | Y | ALLIED BOLT, INC. , 1437 |  |  | 9.23 | 2002-03-12 09:36 | Anjanece | 5 | 0 | #VALUE! | #VALUE!
ALLIED BOLT, INC. | 1437 | Y | ALLIED BOLT, INC. , 1437 |  |  | 10.77 | 2002-03-12 09:36 | Anjanece | 5 | 0 | #VALUE! | #VALUE!
ALLIED BOLT, INC. | 1437 | Y | ALLIED BOLT, INC. , 1437 |  |  | 11.46 | 2002-03-12 09:36 | Anjanece | 5 | 0 | #VALUE! | #VALUE!
ALLIED BOLT, INC. | 1437 | Y | ALLIED BOLT, INC. , 1437 |  |  | 12.5 | 2002-03-12 09:36 | Anjanece | 5 | 0 | #VALUE! | #VALUE!
CHANCE | 0502 | Y | CHANCE , 0502 | JEA OVERHEAD DISTRIBUTION | CSC Stores | 7.53 | 2002-03-12 09:36 | Anjanece | 5 | 0 | #VALUE! | #VALUE!
CHANCE | 0502 | Y | CHANCE , 0502 |  |  | 7.6 | 2002-03-12 09:36 | Anjanece | 5 | 0 | #VALUE! | #VALUE!
CHANCE | 0502 | Y | CHANCE , 0502 |  |  | 7.63 | 2002-03-12 09:36 | Anjanece | 5 | 0 | #VALUE! | #VALUE!
CHANCE | 0502 | Y | CHANCE , 0502 |  |  | 7.73 | 2002-03-12 09:36 | Anjanece | 5 | 0 | #VALUE! | #VALUE!
CHANCE | 0502 | Y | CHANCE , 0502 |  |  | 7.78 | 2002-03-12 09:36 | Anjanece | 5 | 0 | #VALUE! | #VALUE!
CHANCE | 0502 | Y | CHANCE , 0502 |  |  | 8.32 | 2002-03-12 09:36 | Anjanece | 5 | 0 | #VALUE! | #VALUE!
CHANCE | 0502 | Y | CHANCE , 0502 |  |  | 9.12 | 2002-03-12 09:36 | Anjanece | 5 | 0 | #VALUE! | #VALUE!
CHANCE | 0502 | Y | CHANCE , 0502 |  |  | 9.23 | 2002-03-12 09:36 | Anjanece | 5 | 0 | #VALUE! | #VALUE!
CHANCE | 0502 | Y | CHANCE , 0502 |  |  | 10.77 | 2002-03-12 09:36 | Anjanece | 5 | 0 | #VALUE! | #VALUE!
CHANCE | 0502 | Y | CHANCE , 0502 |  |  | 11.46 | 2002-03-12 09:36 | Anjanece | 5 | 0 | #VALUE! | #VALUE!
CHANCE | 0502 | Y | CHANCE , 0502 |  |  | 12.5 | 2002-03-12 09:36 | Anjanece | 5 | 0 | #VALUE! | #VALUE!
CONTINENTAL ELECTRIC | SWG-20-5 | Y | CONTINENTAL ELECTRIC , SWG-20-5 | JEA OVERHEAD DISTRIBUTION | CSC Stores | 7.53 | 2002-03-12 09:36 | Anjanece | 5 | 0 | #VALUE! | #VALUE!
CONTINENTAL ELECTRIC | SWG-20-5 | Y | CONTINENTAL ELECTRIC , SWG-20-5 |  |  | 7.6 | 2002-03-12 09:36 | Anjanece | 5 | 0 | #VALUE! | #VALUE!
CONTINENTAL ELECTRIC | SWG-20-5 | Y | CONTINENTAL ELECTRIC , SWG-20-5 |  |  | 7.63 | 2002-03-12 09:36 | Anjanece | 5 | 0 | #VALUE! | #VALUE!
CONTINENTAL ELECTRIC | SWG-20-5 | Y | CONTINENTAL ELECTRIC , SWG-20-5 |  |  | 7.73 | 2002-03-12 09:36 | Anjanece | 5 | 0 | #VALUE! | #VALUE!
CONTINENTAL ELECTRIC | SWG-20-5 | Y | CONTINENTAL ELECTRIC , SWG-20-5 |  |  | 7.78 | 2002-03-12 09:36 | Anjanece | 5 | 0 | #VALUE! | #VALUE!
CONTINENTAL ELECTRIC | SWG-20-5 | Y | CONTINENTAL ELECTRIC , SWG-20-5 |  |  | 8.32 | 2002-03-12 09:36 | Anjanece | 5 | 0 | #VALUE! | #VALUE!
CONTINENTAL ELECTRIC | SWG-20-5 | Y | CONTINENTAL ELECTRIC , SWG-20-5 |  |  | 9.12 | 2002-03-12 09:36 | Anjanece | 5 | 0 | #VALUE! | #VALUE!
CONTINENTAL ELECTRIC | SWG-20-5 | Y | CONTINENTAL ELECTRIC , SWG-20-5 |  |  | 9.23 | 2002-03-12 09:36 | Anjanece | 5 | 0 | #VALUE! | #VALUE!
CONTINENTAL ELECTRIC | SWG-20-5 | Y | CONTINENTAL ELECTRIC , SWG-20-5 |  |  | 10.77 | 2002-03-12 09:36 | Anjanece | 5 | 0 | #VALUE! | #VALUE!
CONTINENTAL ELECTRIC | SWG-20-5 | Y | CONTINENTAL ELECTRIC , SWG-20-5 |  |  | 11.46 | 2002-03-12 09:36 | Anjanece | 5 | 0 | #VALUE! | #VALUE!
CONTINENTAL ELECTRIC | SWG-20-5 | Y | CONTINENTAL ELECTRIC , SWG-20-5 |  |  | 12.5 | 2002-03-12 09:36 | Anjanece | 5 | 0 | #VALUE! | #VALUE!
JOSLYN HI-VOLTAGE CORP. | J1502 | Y | JOSLYN HI-VOLTAGE CORP. , J1502 | JEA OVERHEAD DISTRIBUTION | CSC Stores | 7.53 | 2002-03-12 09:36 | Anjanece | 5 | 0 | #VALUE! | #VALUE!
JOSLYN HI-VOLTAGE CORP. | J1502 | Y | JOSLYN HI-VOLTAGE CORP. , J1502 |  |  | 7.6 | 2002-03-12 09:36 | Anjanece | 5 | 0 | #VALUE! | #VALUE!
JOSLYN HI-VOLTAGE CORP. | J1502 | Y | JOSLYN HI-VOLTAGE CORP. , J1502 |  |  | 7.63 | 2002-03-12 09:36 | Anjanece | 5 | 0 | #VALUE! | #VALUE!
JOSLYN HI-VOLTAGE CORP. | J1502 | Y | JOSLYN HI-VOLTAGE CORP. , J1502 |  |  | 7.73 | 2002-03-12 09:36 | Anjanece | 5 | 0 | #VALUE! | #VALUE!
JOSLYN HI-VOLTAGE CORP. | J1502 | Y | JOSLYN HI-VOLTAGE CORP. , J1502 |  |  | 7.78 | 2002-03-12 09:36 | Anjanece | 5 | 0 | #VALUE! | #VALUE!
JOSLYN HI-VOLTAGE CORP. | J1502 | Y | JOSLYN HI-VOLTAGE CORP. , J1502 |  |  | 8.32 | 2002-03-12 09:36 | Anjanece | 5 | 0 | #VALUE! | #VALUE!
JOSLYN HI-VOLTAGE CORP. | J1502 | Y | JOSLYN HI-VOLTAGE CORP. , J1502 |  |  | 9.12 | 2002-03-12 09:36 | Anjanece | 5 | 0 | #VALUE! | #VALUE!
JOSLYN HI-VOLTAGE CORP. | J1502 | Y | JOSLYN HI-VOLTAGE CORP. , J1502 |  |  | 9.23 | 2002-03-12 09:36 | Anjanece | 5 | 0 | #VALUE! | #VALUE!
JOSLYN HI-VOLTAGE CORP. | J1502 | Y | JOSLYN HI-VOLTAGE CORP. , J1502 |  |  | 10.77 | 2002-03-12 09:36 | Anjanece | 5 | 0 | #VALUE! | #VALUE!
JOSLYN HI-VOLTAGE CORP. | J1502 | Y | JOSLYN HI-VOLTAGE CORP. , J1502 |  |  | 11.46 | 2002-03-12 09:36 | Anjanece | 5 | 0 | #VALUE! | #VALUE!
JOSLYN HI-VOLTAGE CORP. | J1502 | Y | JOSLYN HI-VOLTAGE CORP. , J1502 |  |  | 12.5 | 2002-03-12 09:36 | Anjanece | 5 | 0 | #VALUE! | #VALUE!
MC GRAW EDISON | DG3D1 | Y | MC GRAW EDISON , DG3D1 | JEA OVERHEAD DISTRIBUTION | CSC Stores | 7.53 | 2002-03-12 09:36 | Anjanece | 5 | 0 | #VALUE! | #VALUE!
MC GRAW EDISON | DG3D1 | Y | MC GRAW EDISON , DG3D1 |  |  | 7.6 | 2002-03-12 09:36 | Anjanece | 5 | 0 | #VALUE! | #VALUE!
MC GRAW EDISON | DG3D1 | Y | MC GRAW EDISON , DG3D1 |  |  | 7.63 | 2002-03-12 09:36 | Anjanece | 5 | 0 | #VALUE! | #VALUE!
MC GRAW EDISON | DG3D1 | Y | MC GRAW EDISON , DG3D1 |  |  | 7.73 | 2002-03-12 09:36 | Anjanece | 5 | 0 | #VALUE! | #VALUE!
MC GRAW EDISON | DG3D1 | Y | MC GRAW EDISON , DG3D1 |  |  | 7.78 | 2002-03-12 09:36 | Anjanece | 5 | 0 | #VALUE! | #VALUE!
MC GRAW EDISON | DG3D1 | Y | MC GRAW EDISON , DG3D1 |  |  | 8.32 | 2002-03-12 09:36 | Anjanece | 5 | 0 | #VALUE! | #VALUE!
MC GRAW EDISON | DG3D1 | Y | MC GRAW EDISON , DG3D1 |  |  | 9.12 | 2002-03-12 09:36 | Anjanece | 5 | 0 | #VALUE! | #VALUE!
MC GRAW EDISON | DG3D1 | Y | MC GRAW EDISON , DG3D1 |  |  | 9.23 | 2002-03-12 09:36 | Anjanece | 5 | 0 | #VALUE! | #VALUE!
MC GRAW EDISON | DG3D1 | Y | MC GRAW EDISON , DG3D1 |  |  | 10.77 | 2002-03-12 09:36 | Anjanece | 5 | 0 | #VALUE! | #VALUE!
MC GRAW EDISON | DG3D1 | Y | MC GRAW EDISON , DG3D1 |  |  | 11.46 | 2002-03-12 09:36 | Anjanece | 5 | 0 | #VALUE! | #VALUE!
MC GRAW EDISON | DG3D1 | Y | MC GRAW EDISON , DG3D1 |  |  | 12.5 | 2002-03-12 09:36 | Anjanece | 5 | 0 | #VALUE! | #VALUE!
MIDWEST FABRICATION | PX 33A | Y | MIDWEST FABRICATION , PX 33A | JEA OVERHEAD DISTRIBUTION | CSC Stores | 7.53 | 2002-03-12 09:36 | Anjanece | 5 | 0 | #VALUE! | #VALUE!
MIDWEST FABRICATION | PX 33A | Y | MIDWEST FABRICATION , PX 33A |  |  | 7.6 | 2002-03-12 09:36 | Anjanece | 5 | 0 | #VALUE! | #VALUE!
MIDWEST FABRICATION | PX 33A | Y | MIDWEST FABRICATION , PX 33A |  |  | 7.63 | 2002-03-12 09:36 | Anjanece | 5 | 0 | #VALUE! | #VALUE!
MIDWEST FABRICATION | PX 33A | Y | MIDWEST FABRICATION , PX 33A |  |  | 7.73 | 2002-03-12 09:36 | Anjanece | 5 | 0 | #VALUE! | #VALUE!
MIDWEST FABRICATION | PX 33A | Y | MIDWEST FABRICATION , PX 33A |  |  | 7.78 | 2002-03-12 09:36 | Anjanece | 5 | 0 | #VALUE! | #VALUE!
MIDWEST FABRICATION | PX 33A | Y | MIDWEST FABRICATION , PX 33A |  |  | 8.32 | 2002-03-12 09:36 | Anjanece | 5 | 0 | #VALUE! | #VALUE!
MIDWEST FABRICATION | PX 33A | Y | MIDWEST FABRICATION , PX 33A |  |  | 9.12 | 2002-03-12 09:36 | Anjanece | 5 | 0 | #VALUE! | #VALUE!
MIDWEST FABRICATION | PX 33A | Y | MIDWEST FABRICATION , PX 33A |  |  | 9.23 | 2002-03-12 09:36 | Anjanece | 5 | 0 | #VALUE! | #VALUE!
MIDWEST FABRICATION | PX 33A | Y | MIDWEST FABRICATION , PX 33A |  |  | 10.77 | 2002-03-12 09:36 | Anjanece | 5 | 0 | #VALUE! | #VALUE!
MIDWEST FABRICATION | PX 33A | Y | MIDWEST FABRICATION , PX 33A |  |  | 11.46 | 2002-03-12 09:36 | Anjanece | 5 | 0 | #VALUE! | #VALUE!
MIDWEST FABRICATION | PX 33A | Y | MIDWEST FABRICATION , PX 33A |  |  | 12.5 | 2002-03-12 09:36 | Anjanece | 5 | 0 | #VALUE! | #VALUE!
UTILITIES SERVICE | 1297 | Y | UTILITIES SERVICE , 1297 | JEA OVERHEAD DISTRIBUTION | CSC Stores | 7.53 | 2002-03-12 09:36 | Anjanece | 5 | 0 | #VALUE! | #VALUE!
UTILITIES SERVICE | 1297 | Y | UTILITIES SERVICE , 1297 |  |  | 7.6 | 2002-03-12 09:36 | Anjanece | 5 | 0 | #VALUE! | #VALUE!
UTILITIES SERVICE | 1297 | Y | UTILITIES SERVICE , 1297 |  |  | 7.63 | 2002-03-12 09:36 | Anjanece | 5 | 0 | #VALUE! | #VALUE!
UTILITIES SERVICE | 1297 | Y | UTILITIES SERVICE , 1297 |  |  | 7.73 | 2002-03-12 09:36 | Anjanece | 5 | 0 | #VALUE! | #VALUE!
UTILITIES SERVICE | 1297 | Y | UTILITIES SERVICE , 1297 |  |  | 7.78 | 2002-03-12 09:36 | Anjanece | 5 | 0 | #VALUE! | #VALUE!
UTILITIES SERVICE | 1297 | Y | UTILITIES SERVICE , 1297 |  |  | 8.32 | 2002-03-12 09:36 | Anjanece | 5 | 0 | #VALUE! | #VALUE!
UTILITIES SERVICE | 1297 | Y | UTILITIES SERVICE , 1297 |  |  | 9.12 | 2002-03-12 09:36 | Anjanece | 5 | 0 | #VALUE! | #VALUE!
UTILITIES SERVICE | 1297 | Y | UTILITIES SERVICE , 1297 |  |  | 9.23 | 2002-03-12 09:36 | Anjanece | 5 | 0 | #VALUE! | #VALUE!
UTILITIES SERVICE | 1297 | Y | UTILITIES SERVICE , 1297 |  |  | 10.77 | 2002-03-12 09:36 | Anjanece | 5 | 0 | #VALUE! | #VALUE!
UTILITIES SERVICE | 1297 | Y | UTILITIES SERVICE , 1297 |  |  | 11.46 | 2002-03-12 09:36 | Anjanece | 5 | 0 | #VALUE! | #VALUE!
UTILITIES SERVICE | 1297 | Y | UTILITIES SERVICE , 1297 |  |  | 12.5 | 2002-03-12 09:36 | Anjanece | 5 | 0 | #VALUE! | #VALUE!
DULMISON | SGG-0915C | Y | DULMISON , SGG-0915C | JEA OVERHEAD DISTRIBUTION | CSC Stores | 2.08 | 2002-03-12 09:37 | Anjanece | 50 | 1700 | #VALUE! | #VALUE!
DULMISON | SGG-0915C | Y | DULMISON , SGG-0915C |  |  | 2.09 | 2002-03-12 09:37 | Anjanece | 50 | 1700 | #VALUE! | #VALUE!
DULMISON | SGG-0915C | Y | DULMISON , SGG-0915C |  |  | 2.1 | 2002-03-12 09:37 | Anjanece | 50 | 1700 | #VALUE! | #VALUE!
DULMISON | SGG-0915C | Y | DULMISON , SGG-0915C |  |  | 2.11 | 2002-03-12 09:37 | Anjanece | 50 | 1700 | #VALUE! | #VALUE!
DULMISON | SGG-0915C | Y | DULMISON , SGG-0915C |  |  | 2.13 | 2002-03-12 09:37 | Anjanece | 50 | 1700 | #VALUE! | #VALUE!
DULMISON | SGG-0915C | Y | DULMISON , SGG-0915C |  |  | 2.14 | 2002-03-12 09:37 | Anjanece | 50 | 1700 | #VALUE! | #VALUE!
DULMISON | SGG-0915C | Y | DULMISON , SGG-0915C |  |  | 2.27 | 2002-03-12 09:37 | Anjanece | 50 | 1700 | #VALUE! | #VALUE!
DULMISON | SGG-0915C | Y | DULMISON , SGG-0915C |  |  | 2.28 | 2002-03-12 09:37 | Anjanece | 50 | 1700 | #VALUE! | #VALUE!
DULMISON | SGG-0915C | Y | DULMISON , SGG-0915C |  |  | 2.29 | 2002-03-12 09:37 | Anjanece | 50 | 1700 | #VALUE! | #VALUE!
DULMISON | SGG-0915C | Y | DULMISON , SGG-0915C |  |  | 2.3 | 2002-03-12 09:37 | Anjanece | 50 | 1700 | #VALUE! | #VALUE!
DULMISON | SGG-0915C | Y | DULMISON , SGG-0915C |  |  | 2.31 | 2002-03-12 09:37 | Anjanece | 50 | 1700 | #VALUE! | #VALUE!
DULMISON | SGG-0915C | Y | DULMISON , SGG-0915C |  |  | 2.32 | 2002-03-12 09:37 | Anjanece | 50 | 1700 | #VALUE! | #VALUE!
DULMISON | SGG-0915C | Y | DULMISON , SGG-0915C |  |  | 2.34 | 2002-03-12 09:37 | Anjanece | 50 | 1700 | #VALUE! | #VALUE!
DULMISON | SGG-0915C | Y | DULMISON , SGG-0915C |  |  | 2.35 | 2002-03-12 09:37 | Anjanece | 50 | 1700 | #VALUE! | #VALUE!
DULMISON | SGG-0915C | Y | DULMISON , SGG-0915C |  |  | 2.41 | 2002-03-12 09:37 | Anjanece | 50 | 1700 | #VALUE! | #VALUE!
DULMISON | SGG-0915C | Y | DULMISON , SGG-0915C |  |  | 2.45 | 2002-03-12 09:37 | Anjanece | 50 | 1700 | #VALUE! | #VALUE!
DULMISON | SGG-0915C | Y | DULMISON , SGG-0915C |  |  | 2.51 | 2002-03-12 09:37 | Anjanece | 50 | 1700 | #VALUE! | #VALUE!
DULMISON | SGG-0915C | Y | DULMISON , SGG-0915C |  |  | 2.53 | 2002-03-12 09:37 | Anjanece | 50 | 1700 | #VALUE! | #VALUE!
DULMISON | SGG-0915C | Y | DULMISON , SGG-0915C |  |  | 2.55 | 2002-03-12 09:37 | Anjanece | 50 | 1700 | #VALUE! | #VALUE!
DULMISON | SGG-0915C | Y | DULMISON , SGG-0915C |  |  | 2.58 | 2002-03-12 09:37 | Anjanece | 50 | 1700 | #VALUE! | #VALUE!
DULMISON | SGG-0915C | Y | DULMISON , SGG-0915C |  |  | 2.59 | 2002-03-12 09:37 | Anjanece | 50 | 1700 | #VALUE! | #VALUE!
DULMISON | SGG-0915C | Y | DULMISON , SGG-0915C |  |  | 3.09 | 2002-03-12 09:37 | Anjanece | 50 | 1700 | #VALUE! | #VALUE!
DULMISON | SGG-0915C | Y | DULMISON , SGG-0915C |  |  | 3.71 | 2002-03-12 09:37 | Anjanece | 50 | 1700 | #VALUE! | #VALUE!
DULMISON | SGG-0915C | Y | DULMISON , SGG-0915C |  |  | 3.74 | 2002-03-12 09:37 | Anjanece | 50 | 1700 | #VALUE! | #VALUE!
DULMISON | SGG-0915C | Y | DULMISON , SGG-0915C |  |  | 3.79 | 2002-03-12 09:37 | Anjanece | 50 | 1700 | #VALUE! | #VALUE!
DULMISON | SGG-0915C | Y | DULMISON , SGG-0915C |  |  | 3.82 | 2002-03-12 09:37 | Anjanece | 50 | 1700 | #VALUE! | #VALUE!
DULMISON | SGG-0915C | Y | DULMISON , SGG-0915C |  |  | 3.83 | 2002-03-12 09:37 | Anjanece | 50 | 1700 | #VALUE! | #VALUE!
DULMISON | SGG-0915C | Y | DULMISON , SGG-0915C |  |  | 3.85 | 2002-03-12 09:37 | Anjanece | 50 | 1700 | #VALUE! | #VALUE!
DULMISON | SGG-0915C | Y | DULMISON , SGG-0915C |  | Storm Stores | 0 | 2018-04-16 10:24 | Anjanece | 50 | 1700 | #VALUE! | #VALUE!
DULMISON | SGG-0915C | Y | DULMISON , SGG-0915C |  |  | 2.17 | 2018-04-16 10:24 | Anjanece | 50 | 1700 | #VALUE! | #VALUE!
DULMISON | SGG-0915C | Y | DULMISON , SGG-0915C |  |  | 2.19 | 2018-04-16 10:24 | Anjanece | 50 | 1700 | #VALUE! | #VALUE!
DULMISON | SGG-0915C | Y | DULMISON , SGG-0915C |  |  | 2.27 | 2018-04-16 10:24 | Anjanece | 50 | 1700 | #VALUE! | #VALUE!
DULMISON | SGG-0915C | Y | DULMISON , SGG-0915C |  |  | 2.43 | 2018-04-16 10:24 | Anjanece | 50 | 1700 | #VALUE! | #VALUE!
DULMISON | SGG-0915C | Y | DULMISON , SGG-0915C |  |  | 2.44 | 2018-04-16 10:24 | Anjanece | 50 | 1700 | #VALUE! | #VALUE!
DULMISON | SGG-0915C | Y | DULMISON , SGG-0915C |  |  | 2.91 | 2018-04-16 10:24 | Anjanece | 50 | 1700 | #VALUE! | #VALUE!
DULMISON | SGG-0915C | Y | DULMISON , SGG-0915C |  |  | 3.24 | 2018-04-16 10:24 | Anjanece | 50 | 1700 | #VALUE! | #VALUE!
FLORIDA WIRE AND CABLE | FLB-3600 | Y | FLORIDA WIRE AND CABLE , FLB-3600 | JEA OVERHEAD DISTRIBUTION | CSC Stores | 2.08 | 2002-03-12 09:37 | Anjanece | 50 | 1700 | #VALUE! | #VALUE!
FLORIDA WIRE AND CABLE | FLB-3600 | Y | FLORIDA WIRE AND CABLE , FLB-3600 |  |  | 2.09 | 2002-03-12 09:37 | Anjanece | 50 | 1700 | #VALUE! | #VALUE!
FLORIDA WIRE AND CABLE | FLB-3600 | Y | FLORIDA WIRE AND CABLE , FLB-3600 |  |  | 2.1 | 2002-03-12 09:37 | Anjanece | 50 | 1700 | #VALUE! | #VALUE!
FLORIDA WIRE AND CABLE | FLB-3600 | Y | FLORIDA WIRE AND CABLE , FLB-3600 |  |  | 2.11 | 2002-03-12 09:37 | Anjanece | 50 | 1700 | #VALUE! | #VALUE!
FLORIDA WIRE AND CABLE | FLB-3600 | Y | FLORIDA WIRE AND CABLE , FLB-3600 |  |  | 2.13 | 2002-03-12 09:37 | Anjanece | 50 | 1700 | #VALUE! | #VALUE!
FLORIDA WIRE AND CABLE | FLB-3600 | Y | FLORIDA WIRE AND CABLE , FLB-3600 |  |  | 2.14 | 2002-03-12 09:37 | Anjanece | 50 | 1700 | #VALUE! | #VALUE!
FLORIDA WIRE AND CABLE | FLB-3600 | Y | FLORIDA WIRE AND CABLE , FLB-3600 |  |  | 2.27 | 2002-03-12 09:37 | Anjanece | 50 | 1700 | #VALUE! | #VALUE!
FLORIDA WIRE AND CABLE | FLB-3600 | Y | FLORIDA WIRE AND CABLE , FLB-3600 |  |  | 2.28 | 2002-03-12 09:37 | Anjanece | 50 | 1700 | #VALUE! | #VALUE!
FLORIDA WIRE AND CABLE | FLB-3600 | Y | FLORIDA WIRE AND CABLE , FLB-3600 |  |  | 2.29 | 2002-03-12 09:37 | Anjanece | 50 | 1700 | #VALUE! | #VALUE!
FLORIDA WIRE AND CABLE | FLB-3600 | Y | FLORIDA WIRE AND CABLE , FLB-3600 |  |  | 2.3 | 2002-03-12 09:37 | Anjanece | 50 | 1700 | #VALUE! | #VALUE!
FLORIDA WIRE AND CABLE | FLB-3600 | Y | FLORIDA WIRE AND CABLE , FLB-3600 |  |  | 2.31 | 2002-03-12 09:37 | Anjanece | 50 | 1700 | #VALUE! | #VALUE!
FLORIDA WIRE AND CABLE | FLB-3600 | Y | FLORIDA WIRE AND CABLE , FLB-3600 |  |  | 2.32 | 2002-03-12 09:37 | Anjanece | 50 | 1700 | #VALUE! | #VALUE!
FLORIDA WIRE AND CABLE | FLB-3600 | Y | FLORIDA WIRE AND CABLE , FLB-3600 |  |  | 2.34 | 2002-03-12 09:37 | Anjanece | 50 | 1700 | #VALUE! | #VALUE!
FLORIDA WIRE AND CABLE | FLB-3600 | Y | FLORIDA WIRE AND CABLE , FLB-3600 |  |  | 2.35 | 2002-03-12 09:37 | Anjanece | 50 | 1700 | #VALUE! | #VALUE!
FLORIDA WIRE AND CABLE | FLB-3600 | Y | FLORIDA WIRE AND CABLE , FLB-3600 |  |  | 2.41 | 2002-03-12 09:37 | Anjanece | 50 | 1700 | #VALUE! | #VALUE!
FLORIDA WIRE AND CABLE | FLB-3600 | Y | FLORIDA WIRE AND CABLE , FLB-3600 |  |  | 2.45 | 2002-03-12 09:37 | Anjanece | 50 | 1700 | #VALUE! | #VALUE!
FLORIDA WIRE AND CABLE | FLB-3600 | Y | FLORIDA WIRE AND CABLE , FLB-3600 |  |  | 2.51 | 2002-03-12 09:37 | Anjanece | 50 | 1700 | #VALUE! | #VALUE!
FLORIDA WIRE AND CABLE | FLB-3600 | Y | FLORIDA WIRE AND CABLE , FLB-3600 |  |  | 2.53 | 2002-03-12 09:37 | Anjanece | 50 | 1700 | #VALUE! | #VALUE!
FLORIDA WIRE AND CABLE | FLB-3600 | Y | FLORIDA WIRE AND CABLE , FLB-3600 |  |  | 2.55 | 2002-03-12 09:37 | Anjanece | 50 | 1700 | #VALUE! | #VALUE!
FLORIDA WIRE AND CABLE | FLB-3600 | Y | FLORIDA WIRE AND CABLE , FLB-3600 |  |  | 2.58 | 2002-03-12 09:37 | Anjanece | 50 | 1700 | #VALUE! | #VALUE!
FLORIDA WIRE AND CABLE | FLB-3600 | Y | FLORIDA WIRE AND CABLE , FLB-3600 |  |  | 2.59 | 2002-03-12 09:37 | Anjanece | 50 | 1700 | #VALUE! | #VALUE!
FLORIDA WIRE AND CABLE | FLB-3600 | Y | FLORIDA WIRE AND CABLE , FLB-3600 |  |  | 3.09 | 2002-03-12 09:37 | Anjanece | 50 | 1700 | #VALUE! | #VALUE!
FLORIDA WIRE AND CABLE | FLB-3600 | Y | FLORIDA WIRE AND CABLE , FLB-3600 |  |  | 3.71 | 2002-03-12 09:37 | Anjanece | 50 | 1700 | #VALUE! | #VALUE!
FLORIDA WIRE AND CABLE | FLB-3600 | Y | FLORIDA WIRE AND CABLE , FLB-3600 |  |  | 3.74 | 2002-03-12 09:37 | Anjanece | 50 | 1700 | #VALUE! | #VALUE!
FLORIDA WIRE AND CABLE | FLB-3600 | Y | FLORIDA WIRE AND CABLE , FLB-3600 |  |  | 3.79 | 2002-03-12 09:37 | Anjanece | 50 | 1700 | #VALUE! | #VALUE!
FLORIDA WIRE AND CABLE | FLB-3600 | Y | FLORIDA WIRE AND CABLE , FLB-3600 |  |  | 3.82 | 2002-03-12 09:37 | Anjanece | 50 | 1700 | #VALUE! | #VALUE!
FLORIDA WIRE AND CABLE | FLB-3600 | Y | FLORIDA WIRE AND CABLE , FLB-3600 |  |  | 3.83 | 2002-03-12 09:37 | Anjanece | 50 | 1700 | #VALUE! | #VALUE!
FLORIDA WIRE AND CABLE | FLB-3600 | Y | FLORIDA WIRE AND CABLE , FLB-3600 |  |  | 3.85 | 2002-03-12 09:37 | Anjanece | 50 | 1700 | #VALUE! | #VALUE!
FLORIDA WIRE AND CABLE | FLB-3600 | Y | FLORIDA WIRE AND CABLE , FLB-3600 |  | Storm Stores | 0 | 2018-04-16 10:24 | Anjanece | 50 | 1700 | #VALUE! | #VALUE!
FLORIDA WIRE AND CABLE | FLB-3600 | Y | FLORIDA WIRE AND CABLE , FLB-3600 |  |  | 2.17 | 2018-04-16 10:24 | Anjanece | 50 | 1700 | #VALUE! | #VALUE!
FLORIDA WIRE AND CABLE | FLB-3600 | Y | FLORIDA WIRE AND CABLE , FLB-3600 |  |  | 2.19 | 2018-04-16 10:24 | Anjanece | 50 | 1700 | #VALUE! | #VALUE!
FLORIDA WIRE AND CABLE | FLB-3600 | Y | FLORIDA WIRE AND CABLE , FLB-3600 |  |  | 2.27 | 2018-04-16 10:24 | Anjanece | 50 | 1700 | #VALUE! | #VALUE!
FLORIDA WIRE AND CABLE | FLB-3600 | Y | FLORIDA WIRE AND CABLE , FLB-3600 |  |  | 2.43 | 2018-04-16 10:24 | Anjanece | 50 | 1700 | #VALUE! | #VALUE!
FLORIDA WIRE AND CABLE | FLB-3600 | Y | FLORIDA WIRE AND CABLE , FLB-3600 |  |  | 2.44 | 2018-04-16 10:24 | Anjanece | 50 | 1700 | #VALUE! | #VALUE!
FLORIDA WIRE AND CABLE | FLB-3600 | Y | FLORIDA WIRE AND CABLE , FLB-3600 |  |  | 2.91 | 2018-04-16 10:24 | Anjanece | 50 | 1700 | #VALUE! | #VALUE!
FLORIDA WIRE AND CABLE | FLB-3600 | Y | FLORIDA WIRE AND CABLE , FLB-3600 |  |  | 3.24 | 2018-04-16 10:24 | Anjanece | 50 | 1700 | #VALUE! | #VALUE!
HELICAL | HG-310-3/8 | Y | HELICAL , HG-310-3/8 | JEA OVERHEAD DISTRIBUTION | CSC Stores | 2.08 | 2002-03-12 09:37 | Anjanece | 50 | 1700 | #VALUE! | #VALUE!
HELICAL | HG-310-3/8 | Y | HELICAL , HG-310-3/8 |  |  | 2.09 | 2002-03-12 09:37 | Anjanece | 50 | 1700 | #VALUE! | #VALUE!
HELICAL | HG-310-3/8 | Y | HELICAL , HG-310-3/8 |  |  | 2.1 | 2002-03-12 09:37 | Anjanece | 50 | 1700 | #VALUE! | #VALUE!
HELICAL | HG-310-3/8 | Y | HELICAL , HG-310-3/8 |  |  | 2.11 | 2002-03-12 09:37 | Anjanece | 50 | 1700 | #VALUE! | #VALUE!
HELICAL | HG-310-3/8 | Y | HELICAL , HG-310-3/8 |  |  | 2.13 | 2002-03-12 09:37 | Anjanece | 50 | 1700 | #VALUE! | #VALUE!
HELICAL | HG-310-3/8 | Y | HELICAL , HG-310-3/8 |  |  | 2.14 | 2002-03-12 09:37 | Anjanece | 50 | 1700 | #VALUE! | #VALUE!
HELICAL | HG-310-3/8 | Y | HELICAL , HG-310-3/8 |  |  | 2.27 | 2002-03-12 09:37 | Anjanece | 50 | 1700 | #VALUE! | #VALUE!
HELICAL | HG-310-3/8 | Y | HELICAL , HG-310-3/8 |  |  | 2.28 | 2002-03-12 09:37 | Anjanece | 50 | 1700 | #VALUE! | #VALUE!
HELICAL | HG-310-3/8 | Y | HELICAL , HG-310-3/8 |  |  | 2.29 | 2002-03-12 09:37 | Anjanece | 50 | 1700 | #VALUE! | #VALUE!
HELICAL | HG-310-3/8 | Y | HELICAL , HG-310-3/8 |  |  | 2.3 | 2002-03-12 09:37 | Anjanece | 50 | 1700 | #VALUE! | #VALUE!
HELICAL | HG-310-3/8 | Y | HELICAL , HG-310-3/8 |  |  | 2.31 | 2002-03-12 09:37 | Anjanece | 50 | 1700 | #VALUE! | #VALUE!
HELICAL | HG-310-3/8 | Y | HELICAL , HG-310-3/8 |  |  | 2.32 | 2002-03-12 09:37 | Anjanece | 50 | 1700 | #VALUE! | #VALUE!
HELICAL | HG-310-3/8 | Y | HELICAL , HG-310-3/8 |  |  | 2.34 | 2002-03-12 09:37 | Anjanece | 50 | 1700 | #VALUE! | #VALUE!
HELICAL | HG-310-3/8 | Y | HELICAL , HG-310-3/8 |  |  | 2.35 | 2002-03-12 09:37 | Anjanece | 50 | 1700 | #VALUE! | #VALUE!
HELICAL | HG-310-3/8 | Y | HELICAL , HG-310-3/8 |  |  | 2.41 | 2002-03-12 09:37 | Anjanece | 50 | 1700 | #VALUE! | #VALUE!
HELICAL | HG-310-3/8 | Y | HELICAL , HG-310-3/8 |  |  | 2.45 | 2002-03-12 09:37 | Anjanece | 50 | 1700 | #VALUE! | #VALUE!
HELICAL | HG-310-3/8 | Y | HELICAL , HG-310-3/8 |  |  | 2.51 | 2002-03-12 09:37 | Anjanece | 50 | 1700 | #VALUE! | #VALUE!
HELICAL | HG-310-3/8 | Y | HELICAL , HG-310-3/8 |  |  | 2.53 | 2002-03-12 09:37 | Anjanece | 50 | 1700 | #VALUE! | #VALUE!
HELICAL | HG-310-3/8 | Y | HELICAL , HG-310-3/8 |  |  | 2.55 | 2002-03-12 09:37 | Anjanece | 50 | 1700 | #VALUE! | #VALUE!
HELICAL | HG-310-3/8 | Y | HELICAL , HG-310-3/8 |  |  | 2.58 | 2002-03-12 09:37 | Anjanece | 50 | 1700 | #VALUE! | #VALUE!
HELICAL | HG-310-3/8 | Y | HELICAL , HG-310-3/8 |  |  | 2.59 | 2002-03-12 09:37 | Anjanece | 50 | 1700 | #VALUE! | #VALUE!
HELICAL | HG-310-3/8 | Y | HELICAL , HG-310-3/8 |  |  | 3.09 | 2002-03-12 09:37 | Anjanece | 50 | 1700 | #VALUE! | #VALUE!
HELICAL | HG-310-3/8 | Y | HELICAL , HG-310-3/8 |  |  | 3.71 | 2002-03-12 09:37 | Anjanece | 50 | 1700 | #VALUE! | #VALUE!
HELICAL | HG-310-3/8 | Y | HELICAL , HG-310-3/8 |  |  | 3.74 | 2002-03-12 09:37 | Anjanece | 50 | 1700 | #VALUE! | #VALUE!
HELICAL | HG-310-3/8 | Y | HELICAL , HG-310-3/8 |  |  | 3.79 | 2002-03-12 09:37 | Anjanece | 50 | 1700 | #VALUE! | #VALUE!
HELICAL | HG-310-3/8 | Y | HELICAL , HG-310-3/8 |  |  | 3.82 | 2002-03-12 09:37 | Anjanece | 50 | 1700 | #VALUE! | #VALUE!
HELICAL | HG-310-3/8 | Y | HELICAL , HG-310-3/8 |  |  | 3.83 | 2002-03-12 09:37 | Anjanece | 50 | 1700 | #VALUE! | #VALUE!
HELICAL | HG-310-3/8 | Y | HELICAL , HG-310-3/8 |  |  | 3.85 | 2002-03-12 09:37 | Anjanece | 50 | 1700 | #VALUE! | #VALUE!
HELICAL | HG-310-3/8 | Y | HELICAL , HG-310-3/8 |  | Storm Stores | 0 | 2018-04-16 10:24 | Anjanece | 50 | 1700 | #VALUE! | #VALUE!
HELICAL | HG-310-3/8 | Y | HELICAL , HG-310-3/8 |  |  | 2.17 | 2018-04-16 10:24 | Anjanece | 50 | 1700 | #VALUE! | #VALUE!
HELICAL | HG-310-3/8 | Y | HELICAL , HG-310-3/8 |  |  | 2.19 | 2018-04-16 10:24 | Anjanece | 50 | 1700 | #VALUE! | #VALUE!
HELICAL | HG-310-3/8 | Y | HELICAL , HG-310-3/8 |  |  | 2.27 | 2018-04-16 10:24 | Anjanece | 50 | 1700 | #VALUE! | #VALUE!
HELICAL | HG-310-3/8 | Y | HELICAL , HG-310-3/8 |  |  | 2.43 | 2018-04-16 10:24 | Anjanece | 50 | 1700 | #VALUE! | #VALUE!
HELICAL | HG-310-3/8 | Y | HELICAL , HG-310-3/8 |  |  | 2.44 | 2018-04-16 10:24 | Anjanece | 50 | 1700 | #VALUE! | #VALUE!
HELICAL | HG-310-3/8 | Y | HELICAL , HG-310-3/8 |  |  | 2.91 | 2018-04-16 10:24 | Anjanece | 50 | 1700 | #VALUE! | #VALUE!
HELICAL | HG-310-3/8 | Y | HELICAL , HG-310-3/8 |  |  | 3.24 | 2018-04-16 10:24 | Anjanece | 50 | 1700 | #VALUE! | #VALUE!
PAYER | 3/8-35-GN-C | Y | PAYER , 3/8-35-GN-C | JEA OVERHEAD DISTRIBUTION | CSC Stores | 2.08 | 2002-03-12 09:37 | Anjanece | 50 | 1700 | #VALUE! | #VALUE!
PAYER | 3/8-35-GN-C | Y | PAYER , 3/8-35-GN-C |  |  | 2.09 | 2002-03-12 09:37 | Anjanece | 50 | 1700 | #VALUE! | #VALUE!
PAYER | 3/8-35-GN-C | Y | PAYER , 3/8-35-GN-C |  |  | 2.1 | 2002-03-12 09:37 | Anjanece | 50 | 1700 | #VALUE! | #VALUE!
PAYER | 3/8-35-GN-C | Y | PAYER , 3/8-35-GN-C |  |  | 2.11 | 2002-03-12 09:37 | Anjanece | 50 | 1700 | #VALUE! | #VALUE!
PAYER | 3/8-35-GN-C | Y | PAYER , 3/8-35-GN-C |  |  | 2.13 | 2002-03-12 09:37 | Anjanece | 50 | 1700 | #VALUE! | #VALUE!
PAYER | 3/8-35-GN-C | Y | PAYER , 3/8-35-GN-C |  |  | 2.14 | 2002-03-12 09:37 | Anjanece | 50 | 1700 | #VALUE! | #VALUE!
PAYER | 3/8-35-GN-C | Y | PAYER , 3/8-35-GN-C |  |  | 2.27 | 2002-03-12 09:37 | Anjanece | 50 | 1700 | #VALUE! | #VALUE!
PAYER | 3/8-35-GN-C | Y | PAYER , 3/8-35-GN-C |  |  | 2.28 | 2002-03-12 09:37 | Anjanece | 50 | 1700 | #VALUE! | #VALUE!
PAYER | 3/8-35-GN-C | Y | PAYER , 3/8-35-GN-C |  |  | 2.29 | 2002-03-12 09:37 | Anjanece | 50 | 1700 | #VALUE! | #VALUE!
PAYER | 3/8-35-GN-C | Y | PAYER , 3/8-35-GN-C |  |  | 2.3 | 2002-03-12 09:37 | Anjanece | 50 | 1700 | #VALUE! | #VALUE!
PAYER | 3/8-35-GN-C | Y | PAYER , 3/8-35-GN-C |  |  | 2.31 | 2002-03-12 09:37 | Anjanece | 50 | 1700 | #VALUE! | #VALUE!
PAYER | 3/8-35-GN-C | Y | PAYER , 3/8-35-GN-C |  |  | 2.32 | 2002-03-12 09:37 | Anjanece | 50 | 1700 | #VALUE! | #VALUE!
PAYER | 3/8-35-GN-C | Y | PAYER , 3/8-35-GN-C |  |  | 2.34 | 2002-03-12 09:37 | Anjanece | 50 | 1700 | #VALUE! | #VALUE!
PAYER | 3/8-35-GN-C | Y | PAYER , 3/8-35-GN-C |  |  | 2.35 | 2002-03-12 09:37 | Anjanece | 50 | 1700 | #VALUE! | #VALUE!
PAYER | 3/8-35-GN-C | Y | PAYER , 3/8-35-GN-C |  |  | 2.41 | 2002-03-12 09:37 | Anjanece | 50 | 1700 | #VALUE! | #VALUE!
PAYER | 3/8-35-GN-C | Y | PAYER , 3/8-35-GN-C |  |  | 2.45 | 2002-03-12 09:37 | Anjanece | 50 | 1700 | #VALUE! | #VALUE!
PAYER | 3/8-35-GN-C | Y | PAYER , 3/8-35-GN-C |  |  | 2.51 | 2002-03-12 09:37 | Anjanece | 50 | 1700 | #VALUE! | #VALUE!
PAYER | 3/8-35-GN-C | Y | PAYER , 3/8-35-GN-C |  |  | 2.53 | 2002-03-12 09:37 | Anjanece | 50 | 1700 | #VALUE! | #VALUE!
PAYER | 3/8-35-GN-C | Y | PAYER , 3/8-35-GN-C |  |  | 2.55 | 2002-03-12 09:37 | Anjanece | 50 | 1700 | #VALUE! | #VALUE!
PAYER | 3/8-35-GN-C | Y | PAYER , 3/8-35-GN-C |  |  | 2.58 | 2002-03-12 09:37 | Anjanece | 50 | 1700 | #VALUE! | #VALUE!
PAYER | 3/8-35-GN-C | Y | PAYER , 3/8-35-GN-C |  |  | 2.59 | 2002-03-12 09:37 | Anjanece | 50 | 1700 | #VALUE! | #VALUE!
PAYER | 3/8-35-GN-C | Y | PAYER , 3/8-35-GN-C |  |  | 3.09 | 2002-03-12 09:37 | Anjanece | 50 | 1700 | #VALUE! | #VALUE!
PAYER | 3/8-35-GN-C | Y | PAYER , 3/8-35-GN-C |  |  | 3.71 | 2002-03-12 09:37 | Anjanece | 50 | 1700 | #VALUE! | #VALUE!
PAYER | 3/8-35-GN-C | Y | PAYER , 3/8-35-GN-C |  |  | 3.74 | 2002-03-12 09:37 | Anjanece | 50 | 1700 | #VALUE! | #VALUE!
PAYER | 3/8-35-GN-C | Y | PAYER , 3/8-35-GN-C |  |  | 3.79 | 2002-03-12 09:37 | Anjanece | 50 | 1700 | #VALUE! | #VALUE!
PAYER | 3/8-35-GN-C | Y | PAYER , 3/8-35-GN-C |  |  | 3.82 | 2002-03-12 09:37 | Anjanece | 50 | 1700 | #VALUE! | #VALUE!
PAYER | 3/8-35-GN-C | Y | PAYER , 3/8-35-GN-C |  |  | 3.83 | 2002-03-12 09:37 | Anjanece | 50 | 1700 | #VALUE! | #VALUE!
PAYER | 3/8-35-GN-C | Y | PAYER , 3/8-35-GN-C |  |  | 3.85 | 2002-03-12 09:37 | Anjanece | 50 | 1700 | #VALUE! | #VALUE!
PAYER | 3/8-35-GN-C | Y | PAYER , 3/8-35-GN-C |  | Storm Stores | 0 | 2018-04-16 10:24 | Anjanece | 50 | 1700 | #VALUE! | #VALUE!
PAYER | 3/8-35-GN-C | Y | PAYER , 3/8-35-GN-C |  |  | 2.17 | 2018-04-16 10:24 | Anjanece | 50 | 1700 | #VALUE! | #VALUE!
PAYER | 3/8-35-GN-C | Y | PAYER , 3/8-35-GN-C |  |  | 2.19 | 2018-04-16 10:24 | Anjanece | 50 | 1700 | #VALUE! | #VALUE!
PAYER | 3/8-35-GN-C | Y | PAYER , 3/8-35-GN-C |  |  | 2.27 | 2018-04-16 10:24 | Anjanece | 50 | 1700 | #VALUE! | #VALUE!
PAYER | 3/8-35-GN-C | Y | PAYER , 3/8-35-GN-C |  |  | 2.43 | 2018-04-16 10:24 | Anjanece | 50 | 1700 | #VALUE! | #VALUE!
PAYER | 3/8-35-GN-C | Y | PAYER , 3/8-35-GN-C |  |  | 2.44 | 2018-04-16 10:24 | Anjanece | 50 | 1700 | #VALUE! | #VALUE!
PAYER | 3/8-35-GN-C | Y | PAYER , 3/8-35-GN-C |  |  | 2.91 | 2018-04-16 10:24 | Anjanece | 50 | 1700 | #VALUE! | #VALUE!
PAYER | 3/8-35-GN-C | Y | PAYER , 3/8-35-GN-C |  |  | 3.24 | 2018-04-16 10:24 | Anjanece | 50 | 1700 | #VALUE! | #VALUE!
PREFORMED LINE PRODUCTS CO. | GDE-2107 | Y | PREFORMED LINE PRODUCTS CO. , GDE-2107 | JEA OVERHEAD DISTRIBUTION | CSC Stores | 2.08 | 2002-03-12 09:37 | Anjanece | 50 | 1700 | #VALUE! | #VALUE!
PREFORMED LINE PRODUCTS CO. | GDE-2107 | Y | PREFORMED LINE PRODUCTS CO. , GDE-2107 |  |  | 2.09 | 2002-03-12 09:37 | Anjanece | 50 | 1700 | #VALUE! | #VALUE!
PREFORMED LINE PRODUCTS CO. | GDE-2107 | Y | PREFORMED LINE PRODUCTS CO. , GDE-2107 |  |  | 2.1 | 2002-03-12 09:37 | Anjanece | 50 | 1700 | #VALUE! | #VALUE!
PREFORMED LINE PRODUCTS CO. | GDE-2107 | Y | PREFORMED LINE PRODUCTS CO. , GDE-2107 |  |  | 2.11 | 2002-03-12 09:37 | Anjanece | 50 | 1700 | #VALUE! | #VALUE!
PREFORMED LINE PRODUCTS CO. | GDE-2107 | Y | PREFORMED LINE PRODUCTS CO. , GDE-2107 |  |  | 2.13 | 2002-03-12 09:37 | Anjanece | 50 | 1700 | #VALUE! | #VALUE!
PREFORMED LINE PRODUCTS CO. | GDE-2107 | Y | PREFORMED LINE PRODUCTS CO. , GDE-2107 |  |  | 2.14 | 2002-03-12 09:37 | Anjanece | 50 | 1700 | #VALUE! | #VALUE!
PREFORMED LINE PRODUCTS CO. | GDE-2107 | Y | PREFORMED LINE PRODUCTS CO. , GDE-2107 |  |  | 2.27 | 2002-03-12 09:37 | Anjanece | 50 | 1700 | #VALUE! | #VALUE!
PREFORMED LINE PRODUCTS CO. | GDE-2107 | Y | PREFORMED LINE PRODUCTS CO. , GDE-2107 |  |  | 2.28 | 2002-03-12 09:37 | Anjanece | 50 | 1700 | #VALUE! | #VALUE!
PREFORMED LINE PRODUCTS CO. | GDE-2107 | Y | PREFORMED LINE PRODUCTS CO. , GDE-2107 |  |  | 2.29 | 2002-03-12 09:37 | Anjanece | 50 | 1700 | #VALUE! | #VALUE!
PREFORMED LINE PRODUCTS CO. | GDE-2107 | Y | PREFORMED LINE PRODUCTS CO. , GDE-2107 |  |  | 2.3 | 2002-03-12 09:37 | Anjanece | 50 | 1700 | #VALUE! | #VALUE!
PREFORMED LINE PRODUCTS CO. | GDE-2107 | Y | PREFORMED LINE PRODUCTS CO. , GDE-2107 |  |  | 2.31 | 2002-03-12 09:37 | Anjanece | 50 | 1700 | #VALUE! | #VALUE!
PREFORMED LINE PRODUCTS CO. | GDE-2107 | Y | PREFORMED LINE PRODUCTS CO. , GDE-2107 |  |  | 2.32 | 2002-03-12 09:37 | Anjanece | 50 | 1700 | #VALUE! | #VALUE!
PREFORMED LINE PRODUCTS CO. | GDE-2107 | Y | PREFORMED LINE PRODUCTS CO. , GDE-2107 |  |  | 2.34 | 2002-03-12 09:37 | Anjanece | 50 | 1700 | #VALUE! | #VALUE!
PREFORMED LINE PRODUCTS CO. | GDE-2107 | Y | PREFORMED LINE PRODUCTS CO. , GDE-2107 |  |  | 2.35 | 2002-03-12 09:37 | Anjanece | 50 | 1700 | #VALUE! | #VALUE!
PREFORMED LINE PRODUCTS CO. | GDE-2107 | Y | PREFORMED LINE PRODUCTS CO. , GDE-2107 |  |  | 2.41 | 2002-03-12 09:37 | Anjanece | 50 | 1700 | #VALUE! | #VALUE!
PREFORMED LINE PRODUCTS CO. | GDE-2107 | Y | PREFORMED LINE PRODUCTS CO. , GDE-2107 |  |  | 2.45 | 2002-03-12 09:37 | Anjanece | 50 | 1700 | #VALUE! | #VALUE!
PREFORMED LINE PRODUCTS CO. | GDE-2107 | Y | PREFORMED LINE PRODUCTS CO. , GDE-2107 |  |  | 2.51 | 2002-03-12 09:37 | Anjanece | 50 | 1700 | #VALUE! | #VALUE!
PREFORMED LINE PRODUCTS CO. | GDE-2107 | Y | PREFORMED LINE PRODUCTS CO. , GDE-2107 |  |  | 2.53 | 2002-03-12 09:37 | Anjanece | 50 | 1700 | #VALUE! | #VALUE!
PREFORMED LINE PRODUCTS CO. | GDE-2107 | Y | PREFORMED LINE PRODUCTS CO. , GDE-2107 |  |  | 2.55 | 2002-03-12 09:37 | Anjanece | 50 | 1700 | #VALUE! | #VALUE!
PREFORMED LINE PRODUCTS CO. | GDE-2107 | Y | PREFORMED LINE PRODUCTS CO. , GDE-2107 |  |  | 2.58 | 2002-03-12 09:37 | Anjanece | 50 | 1700 | #VALUE! | #VALUE!
PREFORMED LINE PRODUCTS CO. | GDE-2107 | Y | PREFORMED LINE PRODUCTS CO. , GDE-2107 |  |  | 2.59 | 2002-03-12 09:37 | Anjanece | 50 | 1700 | #VALUE! | #VALUE!
PREFORMED LINE PRODUCTS CO. | GDE-2107 | Y | PREFORMED LINE PRODUCTS CO. , GDE-2107 |  |  | 3.09 | 2002-03-12 09:37 | Anjanece | 50 | 1700 | #VALUE! | #VALUE!
PREFORMED LINE PRODUCTS CO. | GDE-2107 | Y | PREFORMED LINE PRODUCTS CO. , GDE-2107 |  |  | 3.71 | 2002-03-12 09:37 | Anjanece | 50 | 1700 | #VALUE! | #VALUE!
PREFORMED LINE PRODUCTS CO. | GDE-2107 | Y | PREFORMED LINE PRODUCTS CO. , GDE-2107 |  |  | 3.74 | 2002-03-12 09:37 | Anjanece | 50 | 1700 | #VALUE! | #VALUE!
PREFORMED LINE PRODUCTS CO. | GDE-2107 | Y | PREFORMED LINE PRODUCTS CO. , GDE-2107 |  |  | 3.79 | 2002-03-12 09:37 | Anjanece | 50 | 1700 | #VALUE! | #VALUE!
PREFORMED LINE PRODUCTS CO. | GDE-2107 | Y | PREFORMED LINE PRODUCTS CO. , GDE-2107 |  |  | 3.82 | 2002-03-12 09:37 | Anjanece | 50 | 1700 | #VALUE! | #VALUE!
PREFORMED LINE PRODUCTS CO. | GDE-2107 | Y | PREFORMED LINE PRODUCTS CO. , GDE-2107 |  |  | 3.83 | 2002-03-12 09:37 | Anjanece | 50 | 1700 | #VALUE! | #VALUE!
PREFORMED LINE PRODUCTS CO. | GDE-2107 | Y | PREFORMED LINE PRODUCTS CO. , GDE-2107 |  |  | 3.85 | 2002-03-12 09:37 | Anjanece | 50 | 1700 | #VALUE! | #VALUE!
PREFORMED LINE PRODUCTS CO. | GDE-2107 | Y | PREFORMED LINE PRODUCTS CO. , GDE-2107 |  | Storm Stores | 0 | 2018-04-16 10:24 | Anjanece | 50 | 1700 | #VALUE! | #VALUE!
PREFORMED LINE PRODUCTS CO. | GDE-2107 | Y | PREFORMED LINE PRODUCTS CO. , GDE-2107 |  |  | 2.17 | 2018-04-16 10:24 | Anjanece | 50 | 1700 | #VALUE! | #VALUE!
PREFORMED LINE PRODUCTS CO. | GDE-2107 | Y | PREFORMED LINE PRODUCTS CO. , GDE-2107 |  |  | 2.19 | 2018-04-16 10:24 | Anjanece | 50 | 1700 | #VALUE! | #VALUE!
PREFORMED LINE PRODUCTS CO. | GDE-2107 | Y | PREFORMED LINE PRODUCTS CO. , GDE-2107 |  |  | 2.27 | 2018-04-16 10:24 | Anjanece | 50 | 1700 | #VALUE! | #VALUE!
PREFORMED LINE PRODUCTS CO. | GDE-2107 | Y | PREFORMED LINE PRODUCTS CO. , GDE-2107 |  |  | 2.43 | 2018-04-16 10:24 | Anjanece | 50 | 1700 | #VALUE! | #VALUE!
PREFORMED LINE PRODUCTS CO. | GDE-2107 | Y | PREFORMED LINE PRODUCTS CO. , GDE-2107 |  |  | 2.44 | 2018-04-16 10:24 | Anjanece | 50 | 1700 | #VALUE! | #VALUE!
PREFORMED LINE PRODUCTS CO. | GDE-2107 | Y | PREFORMED LINE PRODUCTS CO. , GDE-2107 |  |  | 2.91 | 2018-04-16 10:24 | Anjanece | 50 | 1700 | #VALUE! | #VALUE!
PREFORMED LINE PRODUCTS CO. | GDE-2107 | Y | PREFORMED LINE PRODUCTS CO. , GDE-2107 |  |  | 3.24 | 2018-04-16 10:24 | Anjanece | 50 | 1700 | #VALUE! | #VALUE!
SLACAN | 80281 | Y | SLACAN , 80281 | JEA OVERHEAD DISTRIBUTION | CSC Stores | 2.08 | 2002-03-12 09:37 | Anjanece | 50 | 1700 | #VALUE! | #VALUE!
SLACAN | 80281 | Y | SLACAN , 80281 |  |  | 2.09 | 2002-03-12 09:37 | Anjanece | 50 | 1700 | #VALUE! | #VALUE!
SLACAN | 80281 | Y | SLACAN , 80281 |  |  | 2.1 | 2002-03-12 09:37 | Anjanece | 50 | 1700 | #VALUE! | #VALUE!
SLACAN | 80281 | Y | SLACAN , 80281 |  |  | 2.11 | 2002-03-12 09:37 | Anjanece | 50 | 1700 | #VALUE! | #VALUE!
SLACAN | 80281 | Y | SLACAN , 80281 |  |  | 2.13 | 2002-03-12 09:37 | Anjanece | 50 | 1700 | #VALUE! | #VALUE!
SLACAN | 80281 | Y | SLACAN , 80281 |  |  | 2.14 | 2002-03-12 09:37 | Anjanece | 50 | 1700 | #VALUE! | #VALUE!
SLACAN | 80281 | Y | SLACAN , 80281 |  |  | 2.27 | 2002-03-12 09:37 | Anjanece | 50 | 1700 | #VALUE! | #VALUE!
SLACAN | 80281 | Y | SLACAN , 80281 |  |  | 2.28 | 2002-03-12 09:37 | Anjanece | 50 | 1700 | #VALUE! | #VALUE!
SLACAN | 80281 | Y | SLACAN , 80281 |  |  | 2.29 | 2002-03-12 09:37 | Anjanece | 50 | 1700 | #VALUE! | #VALUE!
SLACAN | 80281 | Y | SLACAN , 80281 |  |  | 2.3 | 2002-03-12 09:37 | Anjanece | 50 | 1700 | #VALUE! | #VALUE!
SLACAN | 80281 | Y | SLACAN , 80281 |  |  | 2.31 | 2002-03-12 09:37 | Anjanece | 50 | 1700 | #VALUE! | #VALUE!
SLACAN | 80281 | Y | SLACAN , 80281 |  |  | 2.32 | 2002-03-12 09:37 | Anjanece | 50 | 1700 | #VALUE! | #VALUE!
SLACAN | 80281 | Y | SLACAN , 80281 |  |  | 2.34 | 2002-03-12 09:37 | Anjanece | 50 | 1700 | #VALUE! | #VALUE!
SLACAN | 80281 | Y | SLACAN , 80281 |  |  | 2.35 | 2002-03-12 09:37 | Anjanece | 50 | 1700 | #VALUE! | #VALUE!
SLACAN | 80281 | Y | SLACAN , 80281 |  |  | 2.41 | 2002-03-12 09:37 | Anjanece | 50 | 1700 | #VALUE! | #VALUE!
SLACAN | 80281 | Y | SLACAN , 80281 |  |  | 2.45 | 2002-03-12 09:37 | Anjanece | 50 | 1700 | #VALUE! | #VALUE!
SLACAN | 80281 | Y | SLACAN , 80281 |  |  | 2.51 | 2002-03-12 09:37 | Anjanece | 50 | 1700 | #VALUE! | #VALUE!
SLACAN | 80281 | Y | SLACAN , 80281 |  |  | 2.53 | 2002-03-12 09:37 | Anjanece | 50 | 1700 | #VALUE! | #VALUE!
SLACAN | 80281 | Y | SLACAN , 80281 |  |  | 2.55 | 2002-03-12 09:37 | Anjanece | 50 | 1700 | #VALUE! | #VALUE!
SLACAN | 80281 | Y | SLACAN , 80281 |  |  | 2.58 | 2002-03-12 09:37 | Anjanece | 50 | 1700 | #VALUE! | #VALUE!
SLACAN | 80281 | Y | SLACAN , 80281 |  |  | 2.59 | 2002-03-12 09:37 | Anjanece | 50 | 1700 | #VALUE! | #VALUE!
SLACAN | 80281 | Y | SLACAN , 80281 |  |  | 3.09 | 2002-03-12 09:37 | Anjanece | 50 | 1700 | #VALUE! | #VALUE!
SLACAN | 80281 | Y | SLACAN , 80281 |  |  | 3.71 | 2002-03-12 09:37 | Anjanece | 50 | 1700 | #VALUE! | #VALUE!
SLACAN | 80281 | Y | SLACAN , 80281 |  |  | 3.74 | 2002-03-12 09:37 | Anjanece | 50 | 1700 | #VALUE! | #VALUE!
SLACAN | 80281 | Y | SLACAN , 80281 |  |  | 3.79 | 2002-03-12 09:37 | Anjanece | 50 | 1700 | #VALUE! | #VALUE!
SLACAN | 80281 | Y | SLACAN , 80281 |  |  | 3.82 | 2002-03-12 09:37 | Anjanece | 50 | 1700 | #VALUE! | #VALUE!
SLACAN | 80281 | Y | SLACAN , 80281 |  |  | 3.83 | 2002-03-12 09:37 | Anjanece | 50 | 1700 | #VALUE! | #VALUE!
SLACAN | 80281 | Y | SLACAN , 80281 |  |  | 3.85 | 2002-03-12 09:37 | Anjanece | 50 | 1700 | #VALUE! | #VALUE!
SLACAN | 80281 | Y | SLACAN , 80281 |  | Storm Stores | 0 | 2018-04-16 10:24 | Anjanece | 50 | 1700 | #VALUE! | #VALUE!
SLACAN | 80281 | Y | SLACAN , 80281 |  |  | 2.17 | 2018-04-16 10:24 | Anjanece | 50 | 1700 | #VALUE! | #VALUE!
SLACAN | 80281 | Y | SLACAN , 80281 |  |  | 2.19 | 2018-04-16 10:24 | Anjanece | 50 | 1700 | #VALUE! | #VALUE!
SLACAN | 80281 | Y | SLACAN , 80281 |  |  | 2.27 | 2018-04-16 10:24 | Anjanece | 50 | 1700 | #VALUE! | #VALUE!
SLACAN | 80281 | Y | SLACAN , 80281 |  |  | 2.43 | 2018-04-16 10:24 | Anjanece | 50 | 1700 | #VALUE! | #VALUE!
SLACAN | 80281 | Y | SLACAN , 80281 |  |  | 2.44 | 2018-04-16 10:24 | Anjanece | 50 | 1700 | #VALUE! | #VALUE!
SLACAN | 80281 | Y | SLACAN , 80281 |  |  | 2.91 | 2018-04-16 10:24 | Anjanece | 50 | 1700 | #VALUE! | #VALUE!
SLACAN | 80281 | Y | SLACAN , 80281 |  |  | 3.24 | 2018-04-16 10:24 | Anjanece | 50 | 1700 | #VALUE! | #VALUE!
DULMISON | SGG-1105C | Y | DULMISON , SGG-1105C | JEA OVERHEAD DISTRIBUTION | CSC Stores | 3.53 | 2002-03-12 09:38 | Anjanece | 25 | 0 | #VALUE! | #VALUE!
DULMISON | SGG-1105C | Y | DULMISON , SGG-1105C |  |  | 3.77 | 2002-03-12 09:38 | Anjanece | 25 | 0 | #VALUE! | #VALUE!
DULMISON | SGG-1105C | Y | DULMISON , SGG-1105C |  |  | 3.79 | 2002-03-12 09:38 | Anjanece | 25 | 0 | #VALUE! | #VALUE!
DULMISON | SGG-1105C | Y | DULMISON , SGG-1105C |  |  | 3.81 | 2002-03-12 09:38 | Anjanece | 25 | 0 | #VALUE! | #VALUE!
DULMISON | SGG-1105C | Y | DULMISON , SGG-1105C |  |  | 3.82 | 2002-03-12 09:38 | Anjanece | 25 | 0 | #VALUE! | #VALUE!
DULMISON | SGG-1105C | Y | DULMISON , SGG-1105C |  |  | 3.83 | 2002-03-12 09:38 | Anjanece | 25 | 0 | #VALUE! | #VALUE!
DULMISON | SGG-1105C | Y | DULMISON , SGG-1105C |  |  | 3.84 | 2002-03-12 09:38 | Anjanece | 25 | 0 | #VALUE! | #VALUE!
DULMISON | SGG-1105C | Y | DULMISON , SGG-1105C |  |  | 3.86 | 2002-03-12 09:38 | Anjanece | 25 | 0 | #VALUE! | #VALUE!
DULMISON | SGG-1105C | Y | DULMISON , SGG-1105C |  |  | 3.88 | 2002-03-12 09:38 | Anjanece | 25 | 0 | #VALUE! | #VALUE!
DULMISON | SGG-1105C | Y | DULMISON , SGG-1105C |  |  | 3.99 | 2002-03-12 09:38 | Anjanece | 25 | 0 | #VALUE! | #VALUE!
DULMISON | SGG-1105C | Y | DULMISON , SGG-1105C |  |  | 4.15 | 2002-03-12 09:38 | Anjanece | 25 | 0 | #VALUE! | #VALUE!
DULMISON | SGG-1105C | Y | DULMISON , SGG-1105C |  |  | 4.78 | 2002-03-12 09:38 | Anjanece | 25 | 0 | #VALUE! | #VALUE!
DULMISON | SGG-1105C | Y | DULMISON , SGG-1105C |  |  | 4.93 | 2002-03-12 09:38 | Anjanece | 25 | 0 | #VALUE! | #VALUE!
DULMISON | SGG-1105C | Y | DULMISON , SGG-1105C |  |  | 4.95 | 2002-03-12 09:38 | Anjanece | 25 | 0 | #VALUE! | #VALUE!
DULMISON | SGG-1105C | Y | DULMISON , SGG-1105C |  |  | 5.3 | 2002-03-12 09:38 | Anjanece | 25 | 0 | #VALUE! | #VALUE!
DULMISON | SGG-1105C | Y | DULMISON , SGG-1105C |  |  | 5.34 | 2002-03-12 09:38 | Anjanece | 25 | 0 | #VALUE! | #VALUE!
DULMISON | SGG-1105C | Y | DULMISON , SGG-1105C |  |  | 5.37 | 2002-03-12 09:38 | Anjanece | 25 | 0 | #VALUE! | #VALUE!
FLORIDA WIRE AND CABLE | FLB-3700 | Y | FLORIDA WIRE AND CABLE , FLB-3700 | JEA OVERHEAD DISTRIBUTION | CSC Stores | 3.53 | 2002-03-12 09:38 | Anjanece | 25 | 0 | #VALUE! | #VALUE!
FLORIDA WIRE AND CABLE | FLB-3700 | Y | FLORIDA WIRE AND CABLE , FLB-3700 |  |  | 3.77 | 2002-03-12 09:38 | Anjanece | 25 | 0 | #VALUE! | #VALUE!
FLORIDA WIRE AND CABLE | FLB-3700 | Y | FLORIDA WIRE AND CABLE , FLB-3700 |  |  | 3.79 | 2002-03-12 09:38 | Anjanece | 25 | 0 | #VALUE! | #VALUE!
FLORIDA WIRE AND CABLE | FLB-3700 | Y | FLORIDA WIRE AND CABLE , FLB-3700 |  |  | 3.81 | 2002-03-12 09:38 | Anjanece | 25 | 0 | #VALUE! | #VALUE!
FLORIDA WIRE AND CABLE | FLB-3700 | Y | FLORIDA WIRE AND CABLE , FLB-3700 |  |  | 3.82 | 2002-03-12 09:38 | Anjanece | 25 | 0 | #VALUE! | #VALUE!
FLORIDA WIRE AND CABLE | FLB-3700 | Y | FLORIDA WIRE AND CABLE , FLB-3700 |  |  | 3.83 | 2002-03-12 09:38 | Anjanece | 25 | 0 | #VALUE! | #VALUE!
FLORIDA WIRE AND CABLE | FLB-3700 | Y | FLORIDA WIRE AND CABLE , FLB-3700 |  |  | 3.84 | 2002-03-12 09:38 | Anjanece | 25 | 0 | #VALUE! | #VALUE!
FLORIDA WIRE AND CABLE | FLB-3700 | Y | FLORIDA WIRE AND CABLE , FLB-3700 |  |  | 3.86 | 2002-03-12 09:38 | Anjanece | 25 | 0 | #VALUE! | #VALUE!
FLORIDA WIRE AND CABLE | FLB-3700 | Y | FLORIDA WIRE AND CABLE , FLB-3700 |  |  | 3.88 | 2002-03-12 09:38 | Anjanece | 25 | 0 | #VALUE! | #VALUE!
FLORIDA WIRE AND CABLE | FLB-3700 | Y | FLORIDA WIRE AND CABLE , FLB-3700 |  |  | 3.99 | 2002-03-12 09:38 | Anjanece | 25 | 0 | #VALUE! | #VALUE!
FLORIDA WIRE AND CABLE | FLB-3700 | Y | FLORIDA WIRE AND CABLE , FLB-3700 |  |  | 4.15 | 2002-03-12 09:38 | Anjanece | 25 | 0 | #VALUE! | #VALUE!
FLORIDA WIRE AND CABLE | FLB-3700 | Y | FLORIDA WIRE AND CABLE , FLB-3700 |  |  | 4.78 | 2002-03-12 09:38 | Anjanece | 25 | 0 | #VALUE! | #VALUE!
FLORIDA WIRE AND CABLE | FLB-3700 | Y | FLORIDA WIRE AND CABLE , FLB-3700 |  |  | 4.93 | 2002-03-12 09:38 | Anjanece | 25 | 0 | #VALUE! | #VALUE!
FLORIDA WIRE AND CABLE | FLB-3700 | Y | FLORIDA WIRE AND CABLE , FLB-3700 |  |  | 4.95 | 2002-03-12 09:38 | Anjanece | 25 | 0 | #VALUE! | #VALUE!
FLORIDA WIRE AND CABLE | FLB-3700 | Y | FLORIDA WIRE AND CABLE , FLB-3700 |  |  | 5.3 | 2002-03-12 09:38 | Anjanece | 25 | 0 | #VALUE! | #VALUE!
FLORIDA WIRE AND CABLE | FLB-3700 | Y | FLORIDA WIRE AND CABLE , FLB-3700 |  |  | 5.34 | 2002-03-12 09:38 | Anjanece | 25 | 0 | #VALUE! | #VALUE!
FLORIDA WIRE AND CABLE | FLB-3700 | Y | FLORIDA WIRE AND CABLE , FLB-3700 |  |  | 5.37 | 2002-03-12 09:38 | Anjanece | 25 | 0 | #VALUE! | #VALUE!
HELICAL | HG-311-7/16 | Y | HELICAL , HG-311-7/16 | JEA OVERHEAD DISTRIBUTION | CSC Stores | 3.53 | 2002-03-12 09:38 | Anjanece | 25 | 0 | #VALUE! | #VALUE!
HELICAL | HG-311-7/16 | Y | HELICAL , HG-311-7/16 |  |  | 3.77 | 2002-03-12 09:38 | Anjanece | 25 | 0 | #VALUE! | #VALUE!
HELICAL | HG-311-7/16 | Y | HELICAL , HG-311-7/16 |  |  | 3.79 | 2002-03-12 09:38 | Anjanece | 25 | 0 | #VALUE! | #VALUE!
HELICAL | HG-311-7/16 | Y | HELICAL , HG-311-7/16 |  |  | 3.81 | 2002-03-12 09:38 | Anjanece | 25 | 0 | #VALUE! | #VALUE!
HELICAL | HG-311-7/16 | Y | HELICAL , HG-311-7/16 |  |  | 3.82 | 2002-03-12 09:38 | Anjanece | 25 | 0 | #VALUE! | #VALUE!
HELICAL | HG-311-7/16 | Y | HELICAL , HG-311-7/16 |  |  | 3.83 | 2002-03-12 09:38 | Anjanece | 25 | 0 | #VALUE! | #VALUE!
HELICAL | HG-311-7/16 | Y | HELICAL , HG-311-7/16 |  |  | 3.84 | 2002-03-12 09:38 | Anjanece | 25 | 0 | #VALUE! | #VALUE!
HELICAL | HG-311-7/16 | Y | HELICAL , HG-311-7/16 |  |  | 3.86 | 2002-03-12 09:38 | Anjanece | 25 | 0 | #VALUE! | #VALUE!
HELICAL | HG-311-7/16 | Y | HELICAL , HG-311-7/16 |  |  | 3.88 | 2002-03-12 09:38 | Anjanece | 25 | 0 | #VALUE! | #VALUE!
HELICAL | HG-311-7/16 | Y | HELICAL , HG-311-7/16 |  |  | 3.99 | 2002-03-12 09:38 | Anjanece | 25 | 0 | #VALUE! | #VALUE!
HELICAL | HG-311-7/16 | Y | HELICAL , HG-311-7/16 |  |  | 4.15 | 2002-03-12 09:38 | Anjanece | 25 | 0 | #VALUE! | #VALUE!
HELICAL | HG-311-7/16 | Y | HELICAL , HG-311-7/16 |  |  | 4.78 | 2002-03-12 09:38 | Anjanece | 25 | 0 | #VALUE! | #VALUE!
HELICAL | HG-311-7/16 | Y | HELICAL , HG-311-7/16 |  |  | 4.93 | 2002-03-12 09:38 | Anjanece | 25 | 0 | #VALUE! | #VALUE!
HELICAL | HG-311-7/16 | Y | HELICAL , HG-311-7/16 |  |  | 4.95 | 2002-03-12 09:38 | Anjanece | 25 | 0 | #VALUE! | #VALUE!
HELICAL | HG-311-7/16 | Y | HELICAL , HG-311-7/16 |  |  | 5.3 | 2002-03-12 09:38 | Anjanece | 25 | 0 | #VALUE! | #VALUE!
HELICAL | HG-311-7/16 | Y | HELICAL , HG-311-7/16 |  |  | 5.34 | 2002-03-12 09:38 | Anjanece | 25 | 0 | #VALUE! | #VALUE!
HELICAL | HG-311-7/16 | Y | HELICAL , HG-311-7/16 |  |  | 5.37 | 2002-03-12 09:38 | Anjanece | 25 | 0 | #VALUE! | #VALUE!
PAYER | 7/16-38-GN-C | Y | PAYER , 7/16-38-GN-C | JEA OVERHEAD DISTRIBUTION | CSC Stores | 3.53 | 2002-03-12 09:38 | Anjanece | 25 | 0 | #VALUE! | #VALUE!
PAYER | 7/16-38-GN-C | Y | PAYER , 7/16-38-GN-C |  |  | 3.77 | 2002-03-12 09:38 | Anjanece | 25 | 0 | #VALUE! | #VALUE!
PAYER | 7/16-38-GN-C | Y | PAYER , 7/16-38-GN-C |  |  | 3.79 | 2002-03-12 09:38 | Anjanece | 25 | 0 | #VALUE! | #VALUE!
PAYER | 7/16-38-GN-C | Y | PAYER , 7/16-38-GN-C |  |  | 3.81 | 2002-03-12 09:38 | Anjanece | 25 | 0 | #VALUE! | #VALUE!
PAYER | 7/16-38-GN-C | Y | PAYER , 7/16-38-GN-C |  |  | 3.82 | 2002-03-12 09:38 | Anjanece | 25 | 0 | #VALUE! | #VALUE!
PAYER | 7/16-38-GN-C | Y | PAYER , 7/16-38-GN-C |  |  | 3.83 | 2002-03-12 09:38 | Anjanece | 25 | 0 | #VALUE! | #VALUE!
PAYER | 7/16-38-GN-C | Y | PAYER , 7/16-38-GN-C |  |  | 3.84 | 2002-03-12 09:38 | Anjanece | 25 | 0 | #VALUE! | #VALUE!
PAYER | 7/16-38-GN-C | Y | PAYER , 7/16-38-GN-C |  |  | 3.86 | 2002-03-12 09:38 | Anjanece | 25 | 0 | #VALUE! | #VALUE!
PAYER | 7/16-38-GN-C | Y | PAYER , 7/16-38-GN-C |  |  | 3.88 | 2002-03-12 09:38 | Anjanece | 25 | 0 | #VALUE! | #VALUE!
PAYER | 7/16-38-GN-C | Y | PAYER , 7/16-38-GN-C |  |  | 3.99 | 2002-03-12 09:38 | Anjanece | 25 | 0 | #VALUE! | #VALUE!
PAYER | 7/16-38-GN-C | Y | PAYER , 7/16-38-GN-C |  |  | 4.15 | 2002-03-12 09:38 | Anjanece | 25 | 0 | #VALUE! | #VALUE!
PAYER | 7/16-38-GN-C | Y | PAYER , 7/16-38-GN-C |  |  | 4.78 | 2002-03-12 09:38 | Anjanece | 25 | 0 | #VALUE! | #VALUE!
PAYER | 7/16-38-GN-C | Y | PAYER , 7/16-38-GN-C |  |  | 4.93 | 2002-03-12 09:38 | Anjanece | 25 | 0 | #VALUE! | #VALUE!
PAYER | 7/16-38-GN-C | Y | PAYER , 7/16-38-GN-C |  |  | 4.95 | 2002-03-12 09:38 | Anjanece | 25 | 0 | #VALUE! | #VALUE!
PAYER | 7/16-38-GN-C | Y | PAYER , 7/16-38-GN-C |  |  | 5.3 | 2002-03-12 09:38 | Anjanece | 25 | 0 | #VALUE! | #VALUE!
PAYER | 7/16-38-GN-C | Y | PAYER , 7/16-38-GN-C |  |  | 5.34 | 2002-03-12 09:38 | Anjanece | 25 | 0 | #VALUE! | #VALUE!
PAYER | 7/16-38-GN-C | Y | PAYER , 7/16-38-GN-C |  |  | 5.37 | 2002-03-12 09:38 | Anjanece | 25 | 0 | #VALUE! | #VALUE!
PREFORMED LINE PRODUCTS CO. | GDE-2108 | Y | PREFORMED LINE PRODUCTS CO. , GDE-2108 | JEA OVERHEAD DISTRIBUTION | CSC Stores | 3.53 | 2002-03-12 09:38 | Anjanece | 25 | 0 | #VALUE! | #VALUE!
PREFORMED LINE PRODUCTS CO. | GDE-2108 | Y | PREFORMED LINE PRODUCTS CO. , GDE-2108 |  |  | 3.77 | 2002-03-12 09:38 | Anjanece | 25 | 0 | #VALUE! | #VALUE!
PREFORMED LINE PRODUCTS CO. | GDE-2108 | Y | PREFORMED LINE PRODUCTS CO. , GDE-2108 |  |  | 3.79 | 2002-03-12 09:38 | Anjanece | 25 | 0 | #VALUE! | #VALUE!
PREFORMED LINE PRODUCTS CO. | GDE-2108 | Y | PREFORMED LINE PRODUCTS CO. , GDE-2108 |  |  | 3.81 | 2002-03-12 09:38 | Anjanece | 25 | 0 | #VALUE! | #VALUE!
PREFORMED LINE PRODUCTS CO. | GDE-2108 | Y | PREFORMED LINE PRODUCTS CO. , GDE-2108 |  |  | 3.82 | 2002-03-12 09:38 | Anjanece | 25 | 0 | #VALUE! | #VALUE!
PREFORMED LINE PRODUCTS CO. | GDE-2108 | Y | PREFORMED LINE PRODUCTS CO. , GDE-2108 |  |  | 3.83 | 2002-03-12 09:38 | Anjanece | 25 | 0 | #VALUE! | #VALUE!
PREFORMED LINE PRODUCTS CO. | GDE-2108 | Y | PREFORMED LINE PRODUCTS CO. , GDE-2108 |  |  | 3.84 | 2002-03-12 09:38 | Anjanece | 25 | 0 | #VALUE! | #VALUE!
PREFORMED LINE PRODUCTS CO. | GDE-2108 | Y | PREFORMED LINE PRODUCTS CO. , GDE-2108 |  |  | 3.86 | 2002-03-12 09:38 | Anjanece | 25 | 0 | #VALUE! | #VALUE!
PREFORMED LINE PRODUCTS CO. | GDE-2108 | Y | PREFORMED LINE PRODUCTS CO. , GDE-2108 |  |  | 3.88 | 2002-03-12 09:38 | Anjanece | 25 | 0 | #VALUE! | #VALUE!
PREFORMED LINE PRODUCTS CO. | GDE-2108 | Y | PREFORMED LINE PRODUCTS CO. , GDE-2108 |  |  | 3.99 | 2002-03-12 09:38 | Anjanece | 25 | 0 | #VALUE! | #VALUE!
PREFORMED LINE PRODUCTS CO. | GDE-2108 | Y | PREFORMED LINE PRODUCTS CO. , GDE-2108 |  |  | 4.15 | 2002-03-12 09:38 | Anjanece | 25 | 0 | #VALUE! | #VALUE!
PREFORMED LINE PRODUCTS CO. | GDE-2108 | Y | PREFORMED LINE PRODUCTS CO. , GDE-2108 |  |  | 4.78 | 2002-03-12 09:38 | Anjanece | 25 | 0 | #VALUE! | #VALUE!
PREFORMED LINE PRODUCTS CO. | GDE-2108 | Y | PREFORMED LINE PRODUCTS CO. , GDE-2108 |  |  | 4.93 | 2002-03-12 09:38 | Anjanece | 25 | 0 | #VALUE! | #VALUE!
PREFORMED LINE PRODUCTS CO. | GDE-2108 | Y | PREFORMED LINE PRODUCTS CO. , GDE-2108 |  |  | 4.95 | 2002-03-12 09:38 | Anjanece | 25 | 0 | #VALUE! | #VALUE!
PREFORMED LINE PRODUCTS CO. | GDE-2108 | Y | PREFORMED LINE PRODUCTS CO. , GDE-2108 |  |  | 5.3 | 2002-03-12 09:38 | Anjanece | 25 | 0 | #VALUE! | #VALUE!
PREFORMED LINE PRODUCTS CO. | GDE-2108 | Y | PREFORMED LINE PRODUCTS CO. , GDE-2108 |  |  | 5.34 | 2002-03-12 09:38 | Anjanece | 25 | 0 | #VALUE! | #VALUE!
PREFORMED LINE PRODUCTS CO. | GDE-2108 | Y | PREFORMED LINE PRODUCTS CO. , GDE-2108 |  |  | 5.37 | 2002-03-12 09:38 | Anjanece | 25 | 0 | #VALUE! | #VALUE!
SLACAN | 80282 | Y | SLACAN , 80282 | JEA OVERHEAD DISTRIBUTION | CSC Stores | 3.53 | 2002-03-12 09:38 | Anjanece | 25 | 0 | #VALUE! | #VALUE!
SLACAN | 80282 | Y | SLACAN , 80282 |  |  | 3.77 | 2002-03-12 09:38 | Anjanece | 25 | 0 | #VALUE! | #VALUE!
SLACAN | 80282 | Y | SLACAN , 80282 |  |  | 3.79 | 2002-03-12 09:38 | Anjanece | 25 | 0 | #VALUE! | #VALUE!
SLACAN | 80282 | Y | SLACAN , 80282 |  |  | 3.81 | 2002-03-12 09:38 | Anjanece | 25 | 0 | #VALUE! | #VALUE!
SLACAN | 80282 | Y | SLACAN , 80282 |  |  | 3.82 | 2002-03-12 09:38 | Anjanece | 25 | 0 | #VALUE! | #VALUE!
SLACAN | 80282 | Y | SLACAN , 80282 |  |  | 3.83 | 2002-03-12 09:38 | Anjanece | 25 | 0 | #VALUE! | #VALUE!
SLACAN | 80282 | Y | SLACAN , 80282 |  |  | 3.84 | 2002-03-12 09:38 | Anjanece | 25 | 0 | #VALUE! | #VALUE!
SLACAN | 80282 | Y | SLACAN , 80282 |  |  | 3.86 | 2002-03-12 09:38 | Anjanece | 25 | 0 | #VALUE! | #VALUE!
SLACAN | 80282 | Y | SLACAN , 80282 |  |  | 3.88 | 2002-03-12 09:38 | Anjanece | 25 | 0 | #VALUE! | #VALUE!
SLACAN | 80282 | Y | SLACAN , 80282 |  |  | 3.99 | 2002-03-12 09:38 | Anjanece | 25 | 0 | #VALUE! | #VALUE!
SLACAN | 80282 | Y | SLACAN , 80282 |  |  | 4.15 | 2002-03-12 09:38 | Anjanece | 25 | 0 | #VALUE! | #VALUE!
SLACAN | 80282 | Y | SLACAN , 80282 |  |  | 4.78 | 2002-03-12 09:38 | Anjanece | 25 | 0 | #VALUE! | #VALUE!
SLACAN | 80282 | Y | SLACAN , 80282 |  |  | 4.93 | 2002-03-12 09:38 | Anjanece | 25 | 0 | #VALUE! | #VALUE!
SLACAN | 80282 | Y | SLACAN , 80282 |  |  | 4.95 | 2002-03-12 09:38 | Anjanece | 25 | 0 | #VALUE! | #VALUE!
SLACAN | 80282 | Y | SLACAN , 80282 |  |  | 5.3 | 2002-03-12 09:38 | Anjanece | 25 | 0 | #VALUE! | #VALUE!
SLACAN | 80282 | Y | SLACAN , 80282 |  |  | 5.34 | 2002-03-12 09:38 | Anjanece | 25 | 0 | #VALUE! | #VALUE!
SLACAN | 80282 | Y | SLACAN , 80282 |  |  | 5.37 | 2002-03-12 09:38 | Anjanece | 25 | 0 | #VALUE! | #VALUE!
CHANCE | 9/16CTLG-C | Y | CHANCE , 9/16CTLG-C | JEA TRANSMISSION | CSC Stores | 12.47 | 2002-03-12 09:39 | John | 10 | 0 | N | N
CHANCE | 9/16CTLG-C | Y | CHANCE , 9/16CTLG-C |  |  | 14.44 | 2002-03-12 09:39 | John | 10 | 0 | N | N
CHANCE | 9/16CTLG-C | Y | CHANCE , 9/16CTLG-C |  |  | 14.9 | 2002-03-12 09:39 | John | 10 | 0 | N | N
CHANCE | 9/16CTLG-C | Y | CHANCE , 9/16CTLG-C |  |  | 14.98 | 2002-03-12 09:39 | John | 10 | 0 | N | N
CHANCE | 9/16CTLG-C | Y | CHANCE , 9/16CTLG-C |  |  | 15.95 | 2002-03-12 09:39 | John | 10 | 0 | N | N
CHANCE | 9/16CTLG-C | Y | CHANCE , 9/16CTLG-C |  |  | 16.84 | 2002-03-12 09:39 | John | 10 | 0 | N | N
CHANCE | 9/16CTLG-C | Y | CHANCE , 9/16CTLG-C |  |  | 17.17 | 2002-03-12 09:39 | John | 10 | 0 | N | N
CHANCE | 9/16CTLG-C | Y | CHANCE , 9/16CTLG-C |  |  | 20.62 | 2002-03-12 09:39 | John | 10 | 0 | N | N
DULMISON | SGG-1435C | Y | DULMISON , SGG-1435C | JEA TRANSMISSION | CSC Stores | 12.47 | 2002-03-12 09:39 | John | 10 | 0 | N | N
DULMISON | SGG-1435C | Y | DULMISON , SGG-1435C |  |  | 14.44 | 2002-03-12 09:39 | John | 10 | 0 | N | N
DULMISON | SGG-1435C | Y | DULMISON , SGG-1435C |  |  | 14.9 | 2002-03-12 09:39 | John | 10 | 0 | N | N
DULMISON | SGG-1435C | Y | DULMISON , SGG-1435C |  |  | 14.98 | 2002-03-12 09:39 | John | 10 | 0 | N | N
DULMISON | SGG-1435C | Y | DULMISON , SGG-1435C |  |  | 15.95 | 2002-03-12 09:39 | John | 10 | 0 | N | N
DULMISON | SGG-1435C | Y | DULMISON , SGG-1435C |  |  | 16.84 | 2002-03-12 09:39 | John | 10 | 0 | N | N
DULMISON | SGG-1435C | Y | DULMISON , SGG-1435C |  |  | 17.17 | 2002-03-12 09:39 | John | 10 | 0 | N | N
DULMISON | SGG-1435C | Y | DULMISON , SGG-1435C |  |  | 20.62 | 2002-03-12 09:39 | John | 10 | 0 | N | N
FLORIDA WIRE AND CABLE | FLB-3900 | Y | FLORIDA WIRE AND CABLE , FLB-3900 | JEA TRANSMISSION | CSC Stores | 12.47 | 2002-03-12 09:39 | John | 10 | 0 | N | N
FLORIDA WIRE AND CABLE | FLB-3900 | Y | FLORIDA WIRE AND CABLE , FLB-3900 |  |  | 14.44 | 2002-03-12 09:39 | John | 10 | 0 | N | N
FLORIDA WIRE AND CABLE | FLB-3900 | Y | FLORIDA WIRE AND CABLE , FLB-3900 |  |  | 14.9 | 2002-03-12 09:39 | John | 10 | 0 | N | N
FLORIDA WIRE AND CABLE | FLB-3900 | Y | FLORIDA WIRE AND CABLE , FLB-3900 |  |  | 14.98 | 2002-03-12 09:39 | John | 10 | 0 | N | N
FLORIDA WIRE AND CABLE | FLB-3900 | Y | FLORIDA WIRE AND CABLE , FLB-3900 |  |  | 15.95 | 2002-03-12 09:39 | John | 10 | 0 | N | N
FLORIDA WIRE AND CABLE | FLB-3900 | Y | FLORIDA WIRE AND CABLE , FLB-3900 |  |  | 16.84 | 2002-03-12 09:39 | John | 10 | 0 | N | N
FLORIDA WIRE AND CABLE | FLB-3900 | Y | FLORIDA WIRE AND CABLE , FLB-3900 |  |  | 17.17 | 2002-03-12 09:39 | John | 10 | 0 | N | N
FLORIDA WIRE AND CABLE | FLB-3900 | Y | FLORIDA WIRE AND CABLE , FLB-3900 |  |  | 20.62 | 2002-03-12 09:39 | John | 10 | 0 | N | N
PAYER | 9/16-55-GN-C | Y | PAYER , 9/16-55-GN-C | JEA TRANSMISSION | CSC Stores | 12.47 | 2002-03-12 09:39 | John | 10 | 0 | N | N
PAYER | 9/16-55-GN-C | Y | PAYER , 9/16-55-GN-C |  |  | 14.44 | 2002-03-12 09:39 | John | 10 | 0 | N | N
PAYER | 9/16-55-GN-C | Y | PAYER , 9/16-55-GN-C |  |  | 14.9 | 2002-03-12 09:39 | John | 10 | 0 | N | N
PAYER | 9/16-55-GN-C | Y | PAYER , 9/16-55-GN-C |  |  | 14.98 | 2002-03-12 09:39 | John | 10 | 0 | N | N
PAYER | 9/16-55-GN-C | Y | PAYER , 9/16-55-GN-C |  |  | 15.95 | 2002-03-12 09:39 | John | 10 | 0 | N | N
PAYER | 9/16-55-GN-C | Y | PAYER , 9/16-55-GN-C |  |  | 16.84 | 2002-03-12 09:39 | John | 10 | 0 | N | N
PAYER | 9/16-55-GN-C | Y | PAYER , 9/16-55-GN-C |  |  | 17.17 | 2002-03-12 09:39 | John | 10 | 0 | N | N
PAYER | 9/16-55-GN-C | Y | PAYER , 9/16-55-GN-C |  |  | 20.62 | 2002-03-12 09:39 | John | 10 | 0 | N | N
PREFORMED LINE PRODUCTS CO. | BG-2116 | Y | PREFORMED LINE PRODUCTS CO. , BG-2116 | JEA TRANSMISSION | CSC Stores | 12.47 | 2002-03-12 09:39 | John | 10 | 0 | N | N
PREFORMED LINE PRODUCTS CO. | BG-2116 | Y | PREFORMED LINE PRODUCTS CO. , BG-2116 |  |  | 14.44 | 2002-03-12 09:39 | John | 10 | 0 | N | N
PREFORMED LINE PRODUCTS CO. | BG-2116 | Y | PREFORMED LINE PRODUCTS CO. , BG-2116 |  |  | 14.9 | 2002-03-12 09:39 | John | 10 | 0 | N | N
PREFORMED LINE PRODUCTS CO. | BG-2116 | Y | PREFORMED LINE PRODUCTS CO. , BG-2116 |  |  | 14.98 | 2002-03-12 09:39 | John | 10 | 0 | N | N
PREFORMED LINE PRODUCTS CO. | BG-2116 | Y | PREFORMED LINE PRODUCTS CO. , BG-2116 |  |  | 15.95 | 2002-03-12 09:39 | John | 10 | 0 | N | N
PREFORMED LINE PRODUCTS CO. | BG-2116 | Y | PREFORMED LINE PRODUCTS CO. , BG-2116 |  |  | 16.84 | 2002-03-12 09:39 | John | 10 | 0 | N | N
PREFORMED LINE PRODUCTS CO. | BG-2116 | Y | PREFORMED LINE PRODUCTS CO. , BG-2116 |  |  | 17.17 | 2002-03-12 09:39 | John | 10 | 0 | N | N
PREFORMED LINE PRODUCTS CO. | BG-2116 | Y | PREFORMED LINE PRODUCTS CO. , BG-2116 |  |  | 20.62 | 2002-03-12 09:39 | John | 10 | 0 | N | N
SLACAN | 80182 | Y | SLACAN , 80182 | JEA TRANSMISSION | CSC Stores | 12.47 | 2002-03-12 09:39 | John | 10 | 0 | N | N
SLACAN | 80182 | Y | SLACAN , 80182 |  |  | 14.44 | 2002-03-12 09:39 | John | 10 | 0 | N | N
SLACAN | 80182 | Y | SLACAN , 80182 |  |  | 14.9 | 2002-03-12 09:39 | John | 10 | 0 | N | N
SLACAN | 80182 | Y | SLACAN , 80182 |  |  | 14.98 | 2002-03-12 09:39 | John | 10 | 0 | N | N
SLACAN | 80182 | Y | SLACAN , 80182 |  |  | 15.95 | 2002-03-12 09:39 | John | 10 | 0 | N | N
SLACAN | 80182 | Y | SLACAN , 80182 |  |  | 16.84 | 2002-03-12 09:39 | John | 10 | 0 | N | N
SLACAN | 80182 | Y | SLACAN , 80182 |  |  | 17.17 | 2002-03-12 09:39 | John | 10 | 0 | N | N
SLACAN | 80182 | Y | SLACAN , 80182 |  |  | 20.62 | 2002-03-12 09:39 | John | 10 | 0 | N | N
DULMISON | SGG-1905C | Y | DULMISON , SGG-1905C | JEA OVERHEAD DISTRIBUTION | CSC Stores | 49.78 | 2002-03-12 09:40 | Anjanece | 5 | 0 | #VALUE! | #VALUE!
DULMISON | SGG-1905C | Y | DULMISON , SGG-1905C |  |  | 49.99 | 2002-03-12 09:40 | Anjanece | 5 | 0 | #VALUE! | #VALUE!
DULMISON | SGG-1905C | Y | DULMISON , SGG-1905C |  |  | 50.67 | 2002-03-12 09:40 | Anjanece | 5 | 0 | #VALUE! | #VALUE!
DULMISON | SGG-1905C | Y | DULMISON , SGG-1905C |  |  | 54.21 | 2002-03-12 09:40 | Anjanece | 5 | 0 | #VALUE! | #VALUE!
DULMISON | SGG-1905C | Y | DULMISON , SGG-1905C |  |  | 57.37 | 2002-03-12 09:40 | Anjanece | 5 | 0 | #VALUE! | #VALUE!
DULMISON | SGG-1905C | Y | DULMISON , SGG-1905C |  |  | 58.28 | 2002-03-12 09:40 | Anjanece | 5 | 0 | #VALUE! | #VALUE!
DULMISON | SGG-1905C | Y | DULMISON , SGG-1905C |  |  | 59.17 | 2002-03-12 09:40 | Anjanece | 5 | 0 | #VALUE! | #VALUE!
DULMISON | SGG-1905C | Y | DULMISON , SGG-1905C |  |  | 61.12 | 2002-03-12 09:40 | Anjanece | 5 | 0 | #VALUE! | #VALUE!
DULMISON | SGG-1905C | Y | DULMISON , SGG-1905C |  |  | 61.62 | 2002-03-12 09:40 | Anjanece | 5 | 0 | #VALUE! | #VALUE!
DULMISON | SGG-1905C | Y | DULMISON , SGG-1905C |  |  | 64.35 | 2002-03-12 09:40 | Anjanece | 5 | 0 | #VALUE! | #VALUE!
DULMISON | SGG-1905C | Y | DULMISON , SGG-1905C |  |  | 65.74 | 2002-03-12 09:40 | Anjanece | 5 | 0 | #VALUE! | #VALUE!
DULMISON | SGG-1905C | Y | DULMISON , SGG-1905C |  |  | 76.1 | 2002-03-12 09:40 | Anjanece | 5 | 0 | #VALUE! | #VALUE!
DULMISON | SGG-1905C | Y | DULMISON , SGG-1905C |  |  | 85.51 | 2002-03-12 09:40 | Anjanece | 5 | 0 | #VALUE! | #VALUE!
PREFORMED LINE PRODUCTS | BG-1112 | Y | PREFORMED LINE PRODUCTS , BG-1112 | JEA OVERHEAD DISTRIBUTION | CSC Stores | 49.78 | 2002-03-12 09:40 | Anjanece | 5 | 0 | #VALUE! | #VALUE!
PREFORMED LINE PRODUCTS | BG-1112 | Y | PREFORMED LINE PRODUCTS , BG-1112 |  |  | 49.99 | 2002-03-12 09:40 | Anjanece | 5 | 0 | #VALUE! | #VALUE!
PREFORMED LINE PRODUCTS | BG-1112 | Y | PREFORMED LINE PRODUCTS , BG-1112 |  |  | 50.67 | 2002-03-12 09:40 | Anjanece | 5 | 0 | #VALUE! | #VALUE!
PREFORMED LINE PRODUCTS | BG-1112 | Y | PREFORMED LINE PRODUCTS , BG-1112 |  |  | 54.21 | 2002-03-12 09:40 | Anjanece | 5 | 0 | #VALUE! | #VALUE!
PREFORMED LINE PRODUCTS | BG-1112 | Y | PREFORMED LINE PRODUCTS , BG-1112 |  |  | 57.37 | 2002-03-12 09:40 | Anjanece | 5 | 0 | #VALUE! | #VALUE!
PREFORMED LINE PRODUCTS | BG-1112 | Y | PREFORMED LINE PRODUCTS , BG-1112 |  |  | 58.28 | 2002-03-12 09:40 | Anjanece | 5 | 0 | #VALUE! | #VALUE!
PREFORMED LINE PRODUCTS | BG-1112 | Y | PREFORMED LINE PRODUCTS , BG-1112 |  |  | 59.17 | 2002-03-12 09:40 | Anjanece | 5 | 0 | #VALUE! | #VALUE!
PREFORMED LINE PRODUCTS | BG-1112 | Y | PREFORMED LINE PRODUCTS , BG-1112 |  |  | 61.12 | 2002-03-12 09:40 | Anjanece | 5 | 0 | #VALUE! | #VALUE!
PREFORMED LINE PRODUCTS | BG-1112 | Y | PREFORMED LINE PRODUCTS , BG-1112 |  |  | 61.62 | 2002-03-12 09:40 | Anjanece | 5 | 0 | #VALUE! | #VALUE!
PREFORMED LINE PRODUCTS | BG-1112 | Y | PREFORMED LINE PRODUCTS , BG-1112 |  |  | 64.35 | 2002-03-12 09:40 | Anjanece | 5 | 0 | #VALUE! | #VALUE!
PREFORMED LINE PRODUCTS | BG-1112 | Y | PREFORMED LINE PRODUCTS , BG-1112 |  |  | 65.74 | 2002-03-12 09:40 | Anjanece | 5 | 0 | #VALUE! | #VALUE!
PREFORMED LINE PRODUCTS | BG-1112 | Y | PREFORMED LINE PRODUCTS , BG-1112 |  |  | 76.1 | 2002-03-12 09:40 | Anjanece | 5 | 0 | #VALUE! | #VALUE!
PREFORMED LINE PRODUCTS | BG-1112 | Y | PREFORMED LINE PRODUCTS , BG-1112 |  |  | 85.51 | 2002-03-12 09:40 | Anjanece | 5 | 0 | #VALUE! | #VALUE!
BEKAERT CORPORATION | 118574 CLASS B | Y | BEKAERT CORPORATION , 118574 CLASS B | JEA OVERHEAD DISTRIBUTION | CSC Stores | 0.28 | 2002-03-12 09:41 | Anjanece | 500 | 24000 | #VALUE! | #VALUE!
BEKAERT CORPORATION | 118574 CLASS B | Y | BEKAERT CORPORATION , 118574 CLASS B |  |  | 0.29 | 2002-03-12 09:41 | Anjanece | 500 | 24000 | #VALUE! | #VALUE!
BEKAERT CORPORATION | 118574 CLASS B | Y | BEKAERT CORPORATION , 118574 CLASS B |  |  | 0.3 | 2002-03-12 09:41 | Anjanece | 500 | 24000 | #VALUE! | #VALUE!
BEKAERT CORPORATION | 118574 CLASS B | Y | BEKAERT CORPORATION , 118574 CLASS B |  |  | 0.31 | 2002-03-12 09:41 | Anjanece | 500 | 24000 | #VALUE! | #VALUE!
BEKAERT CORPORATION | 118574 CLASS B | Y | BEKAERT CORPORATION , 118574 CLASS B |  |  | 0.32 | 2002-03-12 09:41 | Anjanece | 500 | 24000 | #VALUE! | #VALUE!
BEKAERT CORPORATION | 118574 CLASS B | Y | BEKAERT CORPORATION , 118574 CLASS B |  |  | 0.34 | 2002-03-12 09:41 | Anjanece | 500 | 24000 | #VALUE! | #VALUE!
BEKAERT CORPORATION | 118574 CLASS B | Y | BEKAERT CORPORATION , 118574 CLASS B |  |  | 0.35 | 2002-03-12 09:41 | Anjanece | 500 | 24000 | #VALUE! | #VALUE!
BEKAERT CORPORATION | 118574 CLASS B | Y | BEKAERT CORPORATION , 118574 CLASS B |  |  | 0.37 | 2002-03-12 09:41 | Anjanece | 500 | 24000 | #VALUE! | #VALUE!
BEKAERT CORPORATION | 118574 CLASS B | Y | BEKAERT CORPORATION , 118574 CLASS B |  |  | 0.41 | 2002-03-12 09:41 | Anjanece | 500 | 24000 | #VALUE! | #VALUE!
BEKAERT CORPORATION | 118574 CLASS B | Y | BEKAERT CORPORATION , 118574 CLASS B |  |  | 0.42 | 2002-03-12 09:41 | Anjanece | 500 | 24000 | #VALUE! | #VALUE!
BEKAERT CORPORATION | 118574 CLASS B | Y | BEKAERT CORPORATION , 118574 CLASS B |  |  | 0.57 | 2002-03-12 09:41 | Anjanece | 500 | 24000 | #VALUE! | #VALUE!
BEKAERT CORPORATION | 118574 CLASS B | Y | BEKAERT CORPORATION , 118574 CLASS B |  |  | 0.59 | 2002-03-12 09:41 | Anjanece | 500 | 24000 | #VALUE! | #VALUE!
BEKAERT CORPORATION | 118574 CLASS B | Y | BEKAERT CORPORATION , 118574 CLASS B |  |  | 0.6 | 2002-03-12 09:41 | Anjanece | 500 | 24000 | #VALUE! | #VALUE!
BEKAERT CORPORATION | 118574 CLASS B | Y | BEKAERT CORPORATION , 118574 CLASS B |  |  | 0.61 | 2002-03-12 09:41 | Anjanece | 500 | 24000 | #VALUE! | #VALUE!
BEKAERT CORPORATION | 118574 CLASS B | Y | BEKAERT CORPORATION , 118574 CLASS B |  |  | 0.62 | 2002-03-12 09:41 | Anjanece | 500 | 24000 | #VALUE! | #VALUE!
BEKAERT CORPORATION | 118574 CLASS B | Y | BEKAERT CORPORATION , 118574 CLASS B |  | Storm Stores | 0 | 2018-04-16 10:25 | Anjanece |  | 24000 | #VALUE! | #VALUE!
BEKAERT CORPORATION | 118574 CLASS B | Y | BEKAERT CORPORATION , 118574 CLASS B |  |  | 0.29 | 2018-04-16 10:25 | Anjanece |  | 24000 | #VALUE! | #VALUE!
BEKAERT CORPORATION | 118574 CLASS B | Y | BEKAERT CORPORATION , 118574 CLASS B |  |  | 0.3 | 2018-04-16 10:25 | Anjanece |  | 24000 | #VALUE! | #VALUE!
BEKAERT CORPORATION | 118574 CLASS B | Y | BEKAERT CORPORATION , 118574 CLASS B |  |  | 0.48 | 2018-04-16 10:25 | Anjanece |  | 24000 | #VALUE! | #VALUE!
BEKAERT CORPORATION | 118574 CLASS B | Y | BEKAERT CORPORATION , 118574 CLASS B |  |  | 0.51 | 2018-04-16 10:25 | Anjanece |  | 24000 | #VALUE! | #VALUE!
BEKAERT CORPORATION | AST3087EX58C00500 | Y | BEKAERT CORPORATION , AST3087EX58C00500 | JEA OVERHEAD DISTRIBUTION | CSC Stores | 0.28 | 2002-03-12 09:41 | Anjanece | 500 | 24000 | #VALUE! | #VALUE!
BEKAERT CORPORATION | AST3087EX58C00500 | Y | BEKAERT CORPORATION , AST3087EX58C00500 |  |  | 0.29 | 2002-03-12 09:41 | Anjanece | 500 | 24000 | #VALUE! | #VALUE!
BEKAERT CORPORATION | AST3087EX58C00500 | Y | BEKAERT CORPORATION , AST3087EX58C00500 |  |  | 0.3 | 2002-03-12 09:41 | Anjanece | 500 | 24000 | #VALUE! | #VALUE!
BEKAERT CORPORATION | AST3087EX58C00500 | Y | BEKAERT CORPORATION , AST3087EX58C00500 |  |  | 0.31 | 2002-03-12 09:41 | Anjanece | 500 | 24000 | #VALUE! | #VALUE!
BEKAERT CORPORATION | AST3087EX58C00500 | Y | BEKAERT CORPORATION , AST3087EX58C00500 |  |  | 0.32 | 2002-03-12 09:41 | Anjanece | 500 | 24000 | #VALUE! | #VALUE!
BEKAERT CORPORATION | AST3087EX58C00500 | Y | BEKAERT CORPORATION , AST3087EX58C00500 |  |  | 0.34 | 2002-03-12 09:41 | Anjanece | 500 | 24000 | #VALUE! | #VALUE!
BEKAERT CORPORATION | AST3087EX58C00500 | Y | BEKAERT CORPORATION , AST3087EX58C00500 |  |  | 0.35 | 2002-03-12 09:41 | Anjanece | 500 | 24000 | #VALUE! | #VALUE!
BEKAERT CORPORATION | AST3087EX58C00500 | Y | BEKAERT CORPORATION , AST3087EX58C00500 |  |  | 0.37 | 2002-03-12 09:41 | Anjanece | 500 | 24000 | #VALUE! | #VALUE!
BEKAERT CORPORATION | AST3087EX58C00500 | Y | BEKAERT CORPORATION , AST3087EX58C00500 |  |  | 0.41 | 2002-03-12 09:41 | Anjanece | 500 | 24000 | #VALUE! | #VALUE!
BEKAERT CORPORATION | AST3087EX58C00500 | Y | BEKAERT CORPORATION , AST3087EX58C00500 |  |  | 0.42 | 2002-03-12 09:41 | Anjanece | 500 | 24000 | #VALUE! | #VALUE!
BEKAERT CORPORATION | AST3087EX58C00500 | Y | BEKAERT CORPORATION , AST3087EX58C00500 |  |  | 0.57 | 2002-03-12 09:41 | Anjanece | 500 | 24000 | #VALUE! | #VALUE!
BEKAERT CORPORATION | AST3087EX58C00500 | Y | BEKAERT CORPORATION , AST3087EX58C00500 |  |  | 0.59 | 2002-03-12 09:41 | Anjanece | 500 | 24000 | #VALUE! | #VALUE!
BEKAERT CORPORATION | AST3087EX58C00500 | Y | BEKAERT CORPORATION , AST3087EX58C00500 |  |  | 0.6 | 2002-03-12 09:41 | Anjanece | 500 | 24000 | #VALUE! | #VALUE!
BEKAERT CORPORATION | AST3087EX58C00500 | Y | BEKAERT CORPORATION , AST3087EX58C00500 |  |  | 0.61 | 2002-03-12 09:41 | Anjanece | 500 | 24000 | #VALUE! | #VALUE!
BEKAERT CORPORATION | AST3087EX58C00500 | Y | BEKAERT CORPORATION , AST3087EX58C00500 |  |  | 0.62 | 2002-03-12 09:41 | Anjanece | 500 | 24000 | #VALUE! | #VALUE!
BEKAERT CORPORATION | AST3087EX58C00500 | Y | BEKAERT CORPORATION , AST3087EX58C00500 |  | Storm Stores | 0 | 2018-04-16 10:25 | Anjanece |  | 24000 | #VALUE! | #VALUE!
BEKAERT CORPORATION | AST3087EX58C00500 | Y | BEKAERT CORPORATION , AST3087EX58C00500 |  |  | 0.29 | 2018-04-16 10:25 | Anjanece |  | 24000 | #VALUE! | #VALUE!
BEKAERT CORPORATION | AST3087EX58C00500 | Y | BEKAERT CORPORATION , AST3087EX58C00500 |  |  | 0.3 | 2018-04-16 10:25 | Anjanece |  | 24000 | #VALUE! | #VALUE!
BEKAERT CORPORATION | AST3087EX58C00500 | Y | BEKAERT CORPORATION , AST3087EX58C00500 |  |  | 0.48 | 2018-04-16 10:25 | Anjanece |  | 24000 | #VALUE! | #VALUE!
BEKAERT CORPORATION | AST3087EX58C00500 | Y | BEKAERT CORPORATION , AST3087EX58C00500 |  |  | 0.51 | 2018-04-16 10:25 | Anjanece |  | 24000 | #VALUE! | #VALUE!
FLORIDA WIRE AND CABLE | CLASS B ONLY | Y | FLORIDA WIRE AND CABLE , CLASS B ONLY | JEA OVERHEAD DISTRIBUTION | CSC Stores | 0.28 | 2002-03-12 09:41 | Anjanece | 500 | 24000 | #VALUE! | #VALUE!
FLORIDA WIRE AND CABLE | CLASS B ONLY | Y | FLORIDA WIRE AND CABLE , CLASS B ONLY |  |  | 0.29 | 2002-03-12 09:41 | Anjanece | 500 | 24000 | #VALUE! | #VALUE!
FLORIDA WIRE AND CABLE | CLASS B ONLY | Y | FLORIDA WIRE AND CABLE , CLASS B ONLY |  |  | 0.3 | 2002-03-12 09:41 | Anjanece | 500 | 24000 | #VALUE! | #VALUE!
FLORIDA WIRE AND CABLE | CLASS B ONLY | Y | FLORIDA WIRE AND CABLE , CLASS B ONLY |  |  | 0.31 | 2002-03-12 09:41 | Anjanece | 500 | 24000 | #VALUE! | #VALUE!
FLORIDA WIRE AND CABLE | CLASS B ONLY | Y | FLORIDA WIRE AND CABLE , CLASS B ONLY |  |  | 0.32 | 2002-03-12 09:41 | Anjanece | 500 | 24000 | #VALUE! | #VALUE!
FLORIDA WIRE AND CABLE | CLASS B ONLY | Y | FLORIDA WIRE AND CABLE , CLASS B ONLY |  |  | 0.34 | 2002-03-12 09:41 | Anjanece | 500 | 24000 | #VALUE! | #VALUE!
FLORIDA WIRE AND CABLE | CLASS B ONLY | Y | FLORIDA WIRE AND CABLE , CLASS B ONLY |  |  | 0.35 | 2002-03-12 09:41 | Anjanece | 500 | 24000 | #VALUE! | #VALUE!
FLORIDA WIRE AND CABLE | CLASS B ONLY | Y | FLORIDA WIRE AND CABLE , CLASS B ONLY |  |  | 0.37 | 2002-03-12 09:41 | Anjanece | 500 | 24000 | #VALUE! | #VALUE!
FLORIDA WIRE AND CABLE | CLASS B ONLY | Y | FLORIDA WIRE AND CABLE , CLASS B ONLY |  |  | 0.41 | 2002-03-12 09:41 | Anjanece | 500 | 24000 | #VALUE! | #VALUE!
FLORIDA WIRE AND CABLE | CLASS B ONLY | Y | FLORIDA WIRE AND CABLE , CLASS B ONLY |  |  | 0.42 | 2002-03-12 09:41 | Anjanece | 500 | 24000 | #VALUE! | #VALUE!
FLORIDA WIRE AND CABLE | CLASS B ONLY | Y | FLORIDA WIRE AND CABLE , CLASS B ONLY |  |  | 0.57 | 2002-03-12 09:41 | Anjanece | 500 | 24000 | #VALUE! | #VALUE!
FLORIDA WIRE AND CABLE | CLASS B ONLY | Y | FLORIDA WIRE AND CABLE , CLASS B ONLY |  |  | 0.59 | 2002-03-12 09:41 | Anjanece | 500 | 24000 | #VALUE! | #VALUE!
FLORIDA WIRE AND CABLE | CLASS B ONLY | Y | FLORIDA WIRE AND CABLE , CLASS B ONLY |  |  | 0.6 | 2002-03-12 09:41 | Anjanece | 500 | 24000 | #VALUE! | #VALUE!
FLORIDA WIRE AND CABLE | CLASS B ONLY | Y | FLORIDA WIRE AND CABLE , CLASS B ONLY |  |  | 0.61 | 2002-03-12 09:41 | Anjanece | 500 | 24000 | #VALUE! | #VALUE!
FLORIDA WIRE AND CABLE | CLASS B ONLY | Y | FLORIDA WIRE AND CABLE , CLASS B ONLY |  |  | 0.62 | 2002-03-12 09:41 | Anjanece | 500 | 24000 | #VALUE! | #VALUE!
FLORIDA WIRE AND CABLE | CLASS B ONLY | Y | FLORIDA WIRE AND CABLE , CLASS B ONLY |  | Storm Stores | 0 | 2018-04-16 10:25 | Anjanece |  | 24000 | #VALUE! | #VALUE!
FLORIDA WIRE AND CABLE | CLASS B ONLY | Y | FLORIDA WIRE AND CABLE , CLASS B ONLY |  |  | 0.29 | 2018-04-16 10:25 | Anjanece |  | 24000 | #VALUE! | #VALUE!
FLORIDA WIRE AND CABLE | CLASS B ONLY | Y | FLORIDA WIRE AND CABLE , CLASS B ONLY |  |  | 0.3 | 2018-04-16 10:25 | Anjanece |  | 24000 | #VALUE! | #VALUE!
FLORIDA WIRE AND CABLE | CLASS B ONLY | Y | FLORIDA WIRE AND CABLE , CLASS B ONLY |  |  | 0.48 | 2018-04-16 10:25 | Anjanece |  | 24000 | #VALUE! | #VALUE!
FLORIDA WIRE AND CABLE | CLASS B ONLY | Y | FLORIDA WIRE AND CABLE , CLASS B ONLY |  |  | 0.51 | 2018-04-16 10:25 | Anjanece |  | 24000 | #VALUE! | #VALUE!
GUARDIAN CABLE SYSTEMS | 38EHS95ZN5AL500 | Y | GUARDIAN CABLE SYSTEMS , 38EHS95ZN5AL500 | JEA OVERHEAD DISTRIBUTION | CSC Stores | 0.28 | 2002-03-12 09:41 | Anjanece | 500 | 24000 | #VALUE! | #VALUE!
GUARDIAN CABLE SYSTEMS | 38EHS95ZN5AL500 | Y | GUARDIAN CABLE SYSTEMS , 38EHS95ZN5AL500 |  |  | 0.29 | 2002-03-12 09:41 | Anjanece | 500 | 24000 | #VALUE! | #VALUE!
GUARDIAN CABLE SYSTEMS | 38EHS95ZN5AL500 | Y | GUARDIAN CABLE SYSTEMS , 38EHS95ZN5AL500 |  |  | 0.3 | 2002-03-12 09:41 | Anjanece | 500 | 24000 | #VALUE! | #VALUE!
GUARDIAN CABLE SYSTEMS | 38EHS95ZN5AL500 | Y | GUARDIAN CABLE SYSTEMS , 38EHS95ZN5AL500 |  |  | 0.31 | 2002-03-12 09:41 | Anjanece | 500 | 24000 | #VALUE! | #VALUE!
GUARDIAN CABLE SYSTEMS | 38EHS95ZN5AL500 | Y | GUARDIAN CABLE SYSTEMS , 38EHS95ZN5AL500 |  |  | 0.32 | 2002-03-12 09:41 | Anjanece | 500 | 24000 | #VALUE! | #VALUE!
GUARDIAN CABLE SYSTEMS | 38EHS95ZN5AL500 | Y | GUARDIAN CABLE SYSTEMS , 38EHS95ZN5AL500 |  |  | 0.34 | 2002-03-12 09:41 | Anjanece | 500 | 24000 | #VALUE! | #VALUE!
GUARDIAN CABLE SYSTEMS | 38EHS95ZN5AL500 | Y | GUARDIAN CABLE SYSTEMS , 38EHS95ZN5AL500 |  |  | 0.35 | 2002-03-12 09:41 | Anjanece | 500 | 24000 | #VALUE! | #VALUE!
GUARDIAN CABLE SYSTEMS | 38EHS95ZN5AL500 | Y | GUARDIAN CABLE SYSTEMS , 38EHS95ZN5AL500 |  |  | 0.37 | 2002-03-12 09:41 | Anjanece | 500 | 24000 | #VALUE! | #VALUE!
GUARDIAN CABLE SYSTEMS | 38EHS95ZN5AL500 | Y | GUARDIAN CABLE SYSTEMS , 38EHS95ZN5AL500 |  |  | 0.41 | 2002-03-12 09:41 | Anjanece | 500 | 24000 | #VALUE! | #VALUE!
GUARDIAN CABLE SYSTEMS | 38EHS95ZN5AL500 | Y | GUARDIAN CABLE SYSTEMS , 38EHS95ZN5AL500 |  |  | 0.42 | 2002-03-12 09:41 | Anjanece | 500 | 24000 | #VALUE! | #VALUE!
GUARDIAN CABLE SYSTEMS | 38EHS95ZN5AL500 | Y | GUARDIAN CABLE SYSTEMS , 38EHS95ZN5AL500 |  |  | 0.57 | 2002-03-12 09:41 | Anjanece | 500 | 24000 | #VALUE! | #VALUE!
GUARDIAN CABLE SYSTEMS | 38EHS95ZN5AL500 | Y | GUARDIAN CABLE SYSTEMS , 38EHS95ZN5AL500 |  |  | 0.59 | 2002-03-12 09:41 | Anjanece | 500 | 24000 | #VALUE! | #VALUE!
GUARDIAN CABLE SYSTEMS | 38EHS95ZN5AL500 | Y | GUARDIAN CABLE SYSTEMS , 38EHS95ZN5AL500 |  |  | 0.6 | 2002-03-12 09:41 | Anjanece | 500 | 24000 | #VALUE! | #VALUE!
GUARDIAN CABLE SYSTEMS | 38EHS95ZN5AL500 | Y | GUARDIAN CABLE SYSTEMS , 38EHS95ZN5AL500 |  |  | 0.61 | 2002-03-12 09:41 | Anjanece | 500 | 24000 | #VALUE! | #VALUE!
GUARDIAN CABLE SYSTEMS | 38EHS95ZN5AL500 | Y | GUARDIAN CABLE SYSTEMS , 38EHS95ZN5AL500 |  |  | 0.62 | 2002-03-12 09:41 | Anjanece | 500 | 24000 | #VALUE! | #VALUE!
GUARDIAN CABLE SYSTEMS | 38EHS95ZN5AL500 | Y | GUARDIAN CABLE SYSTEMS , 38EHS95ZN5AL500 |  | Storm Stores | 0 | 2018-04-16 10:25 | Anjanece |  | 24000 | #VALUE! | #VALUE!
GUARDIAN CABLE SYSTEMS | 38EHS95ZN5AL500 | Y | GUARDIAN CABLE SYSTEMS , 38EHS95ZN5AL500 |  |  | 0.29 | 2018-04-16 10:25 | Anjanece |  | 24000 | #VALUE! | #VALUE!
GUARDIAN CABLE SYSTEMS | 38EHS95ZN5AL500 | Y | GUARDIAN CABLE SYSTEMS , 38EHS95ZN5AL500 |  |  | 0.3 | 2018-04-16 10:25 | Anjanece |  | 24000 | #VALUE! | #VALUE!
GUARDIAN CABLE SYSTEMS | 38EHS95ZN5AL500 | Y | GUARDIAN CABLE SYSTEMS , 38EHS95ZN5AL500 |  |  | 0.48 | 2018-04-16 10:25 | Anjanece |  | 24000 | #VALUE! | #VALUE!
GUARDIAN CABLE SYSTEMS | 38EHS95ZN5AL500 | Y | GUARDIAN CABLE SYSTEMS , 38EHS95ZN5AL500 |  |  | 0.51 | 2018-04-16 10:25 | Anjanece |  | 24000 | #VALUE! | #VALUE!
NATIONAL STRAND | CLASS B ONLY | Y | NATIONAL STRAND , CLASS B ONLY | JEA OVERHEAD DISTRIBUTION | CSC Stores | 0.28 | 2002-03-12 09:41 | Anjanece | 500 | 24000 | #VALUE! | #VALUE!
NATIONAL STRAND | CLASS B ONLY | Y | NATIONAL STRAND , CLASS B ONLY |  |  | 0.29 | 2002-03-12 09:41 | Anjanece | 500 | 24000 | #VALUE! | #VALUE!
NATIONAL STRAND | CLASS B ONLY | Y | NATIONAL STRAND , CLASS B ONLY |  |  | 0.3 | 2002-03-12 09:41 | Anjanece | 500 | 24000 | #VALUE! | #VALUE!
NATIONAL STRAND | CLASS B ONLY | Y | NATIONAL STRAND , CLASS B ONLY |  |  | 0.31 | 2002-03-12 09:41 | Anjanece | 500 | 24000 | #VALUE! | #VALUE!
NATIONAL STRAND | CLASS B ONLY | Y | NATIONAL STRAND , CLASS B ONLY |  |  | 0.32 | 2002-03-12 09:41 | Anjanece | 500 | 24000 | #VALUE! | #VALUE!
NATIONAL STRAND | CLASS B ONLY | Y | NATIONAL STRAND , CLASS B ONLY |  |  | 0.34 | 2002-03-12 09:41 | Anjanece | 500 | 24000 | #VALUE! | #VALUE!
NATIONAL STRAND | CLASS B ONLY | Y | NATIONAL STRAND , CLASS B ONLY |  |  | 0.35 | 2002-03-12 09:41 | Anjanece | 500 | 24000 | #VALUE! | #VALUE!
NATIONAL STRAND | CLASS B ONLY | Y | NATIONAL STRAND , CLASS B ONLY |  |  | 0.37 | 2002-03-12 09:41 | Anjanece | 500 | 24000 | #VALUE! | #VALUE!
NATIONAL STRAND | CLASS B ONLY | Y | NATIONAL STRAND , CLASS B ONLY |  |  | 0.41 | 2002-03-12 09:41 | Anjanece | 500 | 24000 | #VALUE! | #VALUE!
NATIONAL STRAND | CLASS B ONLY | Y | NATIONAL STRAND , CLASS B ONLY |  |  | 0.42 | 2002-03-12 09:41 | Anjanece | 500 | 24000 | #VALUE! | #VALUE!
NATIONAL STRAND | CLASS B ONLY | Y | NATIONAL STRAND , CLASS B ONLY |  |  | 0.57 | 2002-03-12 09:41 | Anjanece | 500 | 24000 | #VALUE! | #VALUE!
NATIONAL STRAND | CLASS B ONLY | Y | NATIONAL STRAND , CLASS B ONLY |  |  | 0.59 | 2002-03-12 09:41 | Anjanece | 500 | 24000 | #VALUE! | #VALUE!
NATIONAL STRAND | CLASS B ONLY | Y | NATIONAL STRAND , CLASS B ONLY |  |  | 0.6 | 2002-03-12 09:41 | Anjanece | 500 | 24000 | #VALUE! | #VALUE!
NATIONAL STRAND | CLASS B ONLY | Y | NATIONAL STRAND , CLASS B ONLY |  |  | 0.61 | 2002-03-12 09:41 | Anjanece | 500 | 24000 | #VALUE! | #VALUE!
NATIONAL STRAND | CLASS B ONLY | Y | NATIONAL STRAND , CLASS B ONLY |  |  | 0.62 | 2002-03-12 09:41 | Anjanece | 500 | 24000 | #VALUE! | #VALUE!
NATIONAL STRAND | CLASS B ONLY | Y | NATIONAL STRAND , CLASS B ONLY |  | Storm Stores | 0 | 2018-04-16 10:25 | Anjanece |  | 24000 | #VALUE! | #VALUE!
NATIONAL STRAND | CLASS B ONLY | Y | NATIONAL STRAND , CLASS B ONLY |  |  | 0.29 | 2018-04-16 10:25 | Anjanece |  | 24000 | #VALUE! | #VALUE!
NATIONAL STRAND | CLASS B ONLY | Y | NATIONAL STRAND , CLASS B ONLY |  |  | 0.3 | 2018-04-16 10:25 | Anjanece |  | 24000 | #VALUE! | #VALUE!
NATIONAL STRAND | CLASS B ONLY | Y | NATIONAL STRAND , CLASS B ONLY |  |  | 0.48 | 2018-04-16 10:25 | Anjanece |  | 24000 | #VALUE! | #VALUE!
NATIONAL STRAND | CLASS B ONLY | Y | NATIONAL STRAND , CLASS B ONLY |  |  | 0.51 | 2018-04-16 10:25 | Anjanece |  | 24000 | #VALUE! | #VALUE!
VANGUARD STEEL LTD | 35015024-0500 | Y | VANGUARD STEEL LTD , 35015024-0500 | JEA OVERHEAD DISTRIBUTION | CSC Stores | 0.28 | 2002-03-12 09:41 | Anjanece | 500 | 24000 | #VALUE! | #VALUE!
VANGUARD STEEL LTD | 35015024-0500 | Y | VANGUARD STEEL LTD , 35015024-0500 |  |  | 0.29 | 2002-03-12 09:41 | Anjanece | 500 | 24000 | #VALUE! | #VALUE!
VANGUARD STEEL LTD | 35015024-0500 | Y | VANGUARD STEEL LTD , 35015024-0500 |  |  | 0.3 | 2002-03-12 09:41 | Anjanece | 500 | 24000 | #VALUE! | #VALUE!
VANGUARD STEEL LTD | 35015024-0500 | Y | VANGUARD STEEL LTD , 35015024-0500 |  |  | 0.31 | 2002-03-12 09:41 | Anjanece | 500 | 24000 | #VALUE! | #VALUE!
VANGUARD STEEL LTD | 35015024-0500 | Y | VANGUARD STEEL LTD , 35015024-0500 |  |  | 0.32 | 2002-03-12 09:41 | Anjanece | 500 | 24000 | #VALUE! | #VALUE!
VANGUARD STEEL LTD | 35015024-0500 | Y | VANGUARD STEEL LTD , 35015024-0500 |  |  | 0.34 | 2002-03-12 09:41 | Anjanece | 500 | 24000 | #VALUE! | #VALUE!
VANGUARD STEEL LTD | 35015024-0500 | Y | VANGUARD STEEL LTD , 35015024-0500 |  |  | 0.35 | 2002-03-12 09:41 | Anjanece | 500 | 24000 | #VALUE! | #VALUE!
VANGUARD STEEL LTD | 35015024-0500 | Y | VANGUARD STEEL LTD , 35015024-0500 |  |  | 0.37 | 2002-03-12 09:41 | Anjanece | 500 | 24000 | #VALUE! | #VALUE!
VANGUARD STEEL LTD | 35015024-0500 | Y | VANGUARD STEEL LTD , 35015024-0500 |  |  | 0.41 | 2002-03-12 09:41 | Anjanece | 500 | 24000 | #VALUE! | #VALUE!
VANGUARD STEEL LTD | 35015024-0500 | Y | VANGUARD STEEL LTD , 35015024-0500 |  |  | 0.42 | 2002-03-12 09:41 | Anjanece | 500 | 24000 | #VALUE! | #VALUE!
VANGUARD STEEL LTD | 35015024-0500 | Y | VANGUARD STEEL LTD , 35015024-0500 |  |  | 0.57 | 2002-03-12 09:41 | Anjanece | 500 | 24000 | #VALUE! | #VALUE!
VANGUARD STEEL LTD | 35015024-0500 | Y | VANGUARD STEEL LTD , 35015024-0500 |  |  | 0.59 | 2002-03-12 09:41 | Anjanece | 500 | 24000 | #VALUE! | #VALUE!
VANGUARD STEEL LTD | 35015024-0500 | Y | VANGUARD STEEL LTD , 35015024-0500 |  |  | 0.6 | 2002-03-12 09:41 | Anjanece | 500 | 24000 | #VALUE! | #VALUE!
VANGUARD STEEL LTD | 35015024-0500 | Y | VANGUARD STEEL LTD , 35015024-0500 |  |  | 0.61 | 2002-03-12 09:41 | Anjanece | 500 | 24000 | #VALUE! | #VALUE!
VANGUARD STEEL LTD | 35015024-0500 | Y | VANGUARD STEEL LTD , 35015024-0500 |  |  | 0.62 | 2002-03-12 09:41 | Anjanece | 500 | 24000 | #VALUE! | #VALUE!
VANGUARD STEEL LTD | 35015024-0500 | Y | VANGUARD STEEL LTD , 35015024-0500 |  | Storm Stores | 0 | 2018-04-16 10:25 | Anjanece |  | 24000 | #VALUE! | #VALUE!
VANGUARD STEEL LTD | 35015024-0500 | Y | VANGUARD STEEL LTD , 35015024-0500 |  |  | 0.29 | 2018-04-16 10:25 | Anjanece |  | 24000 | #VALUE! | #VALUE!
VANGUARD STEEL LTD | 35015024-0500 | Y | VANGUARD STEEL LTD , 35015024-0500 |  |  | 0.3 | 2018-04-16 10:25 | Anjanece |  | 24000 | #VALUE! | #VALUE!
VANGUARD STEEL LTD | 35015024-0500 | Y | VANGUARD STEEL LTD , 35015024-0500 |  |  | 0.48 | 2018-04-16 10:25 | Anjanece |  | 24000 | #VALUE! | #VALUE!
VANGUARD STEEL LTD | 35015024-0500 | Y | VANGUARD STEEL LTD , 35015024-0500 |  |  | 0.51 | 2018-04-16 10:25 | Anjanece |  | 24000 | #VALUE! | #VALUE!
WRCA | 3/8-0120-EB | Y | WRCA , 3/8-0120-EB | JEA OVERHEAD DISTRIBUTION | CSC Stores | 0.28 | 2002-03-12 09:41 | Anjanece | 500 | 24000 | #VALUE! | #VALUE!
WRCA | 3/8-0120-EB | Y | WRCA , 3/8-0120-EB |  |  | 0.29 | 2002-03-12 09:41 | Anjanece | 500 | 24000 | #VALUE! | #VALUE!
WRCA | 3/8-0120-EB | Y | WRCA , 3/8-0120-EB |  |  | 0.3 | 2002-03-12 09:41 | Anjanece | 500 | 24000 | #VALUE! | #VALUE!
WRCA | 3/8-0120-EB | Y | WRCA , 3/8-0120-EB |  |  | 0.31 | 2002-03-12 09:41 | Anjanece | 500 | 24000 | #VALUE! | #VALUE!
WRCA | 3/8-0120-EB | Y | WRCA , 3/8-0120-EB |  |  | 0.32 | 2002-03-12 09:41 | Anjanece | 500 | 24000 | #VALUE! | #VALUE!
WRCA | 3/8-0120-EB | Y | WRCA , 3/8-0120-EB |  |  | 0.34 | 2002-03-12 09:41 | Anjanece | 500 | 24000 | #VALUE! | #VALUE!
WRCA | 3/8-0120-EB | Y | WRCA , 3/8-0120-EB |  |  | 0.35 | 2002-03-12 09:41 | Anjanece | 500 | 24000 | #VALUE! | #VALUE!
WRCA | 3/8-0120-EB | Y | WRCA , 3/8-0120-EB |  |  | 0.37 | 2002-03-12 09:41 | Anjanece | 500 | 24000 | #VALUE! | #VALUE!
WRCA | 3/8-0120-EB | Y | WRCA , 3/8-0120-EB |  |  | 0.41 | 2002-03-12 09:41 | Anjanece | 500 | 24000 | #VALUE! | #VALUE!
WRCA | 3/8-0120-EB | Y | WRCA , 3/8-0120-EB |  |  | 0.42 | 2002-03-12 09:41 | Anjanece | 500 | 24000 | #VALUE! | #VALUE!
WRCA | 3/8-0120-EB | Y | WRCA , 3/8-0120-EB |  |  | 0.57 | 2002-03-12 09:41 | Anjanece | 500 | 24000 | #VALUE! | #VALUE!
WRCA | 3/8-0120-EB | Y | WRCA , 3/8-0120-EB |  |  | 0.59 | 2002-03-12 09:41 | Anjanece | 500 | 24000 | #VALUE! | #VALUE!
WRCA | 3/8-0120-EB | Y | WRCA , 3/8-0120-EB |  |  | 0.6 | 2002-03-12 09:41 | Anjanece | 500 | 24000 | #VALUE! | #VALUE!
WRCA | 3/8-0120-EB | Y | WRCA , 3/8-0120-EB |  |  | 0.61 | 2002-03-12 09:41 | Anjanece | 500 | 24000 | #VALUE! | #VALUE!
WRCA | 3/8-0120-EB | Y | WRCA , 3/8-0120-EB |  |  | 0.62 | 2002-03-12 09:41 | Anjanece | 500 | 24000 | #VALUE! | #VALUE!
WRCA | 3/8-0120-EB | Y | WRCA , 3/8-0120-EB |  | Storm Stores | 0 | 2018-04-16 10:25 | Anjanece |  | 24000 | #VALUE! | #VALUE!
WRCA | 3/8-0120-EB | Y | WRCA , 3/8-0120-EB |  |  | 0.29 | 2018-04-16 10:25 | Anjanece |  | 24000 | #VALUE! | #VALUE!
WRCA | 3/8-0120-EB | Y | WRCA , 3/8-0120-EB |  |  | 0.3 | 2018-04-16 10:25 | Anjanece |  | 24000 | #VALUE! | #VALUE!
WRCA | 3/8-0120-EB | Y | WRCA , 3/8-0120-EB |  |  | 0.48 | 2018-04-16 10:25 | Anjanece |  | 24000 | #VALUE! | #VALUE!
WRCA | 3/8-0120-EB | Y | WRCA , 3/8-0120-EB |  |  | 0.51 | 2018-04-16 10:25 | Anjanece |  | 24000 | #VALUE! | #VALUE!
BEKAERT CORPORATION | AST7167EX58C00500 | Y | BEKAERT CORPORATION , AST7167EX58C00500 | JEA OVERHEAD DISTRIBUTION | CSC Stores | 0.41 | 2002-03-12 09:42 | Anjanece | 500 | 0 | #VALUE! | #VALUE!
BEKAERT CORPORATION | AST7167EX58C00500 | Y | BEKAERT CORPORATION , AST7167EX58C00500 |  |  | 0.42 | 2002-03-12 09:42 | Anjanece | 500 | 0 | #VALUE! | #VALUE!
BEKAERT CORPORATION | AST7167EX58C00500 | Y | BEKAERT CORPORATION , AST7167EX58C00500 |  |  | 0.43 | 2002-03-12 09:42 | Anjanece | 500 | 0 | #VALUE! | #VALUE!
BEKAERT CORPORATION | AST7167EX58C00500 | Y | BEKAERT CORPORATION , AST7167EX58C00500 |  |  | 0.44 | 2002-03-12 09:42 | Anjanece | 500 | 0 | #VALUE! | #VALUE!
BEKAERT CORPORATION | AST7167EX58C00500 | Y | BEKAERT CORPORATION , AST7167EX58C00500 |  |  | 0.45 | 2002-03-12 09:42 | Anjanece | 500 | 0 | #VALUE! | #VALUE!
BEKAERT CORPORATION | AST7167EX58C00500 | Y | BEKAERT CORPORATION , AST7167EX58C00500 |  |  | 0.46 | 2002-03-12 09:42 | Anjanece | 500 | 0 | #VALUE! | #VALUE!
BEKAERT CORPORATION | AST7167EX58C00500 | Y | BEKAERT CORPORATION , AST7167EX58C00500 |  |  | 0.55 | 2002-03-12 09:42 | Anjanece | 500 | 0 | #VALUE! | #VALUE!
BEKAERT CORPORATION | AST7167EX58C00500 | Y | BEKAERT CORPORATION , AST7167EX58C00500 |  |  | 0.56 | 2002-03-12 09:42 | Anjanece | 500 | 0 | #VALUE! | #VALUE!
BEKAERT CORPORATION | AST7167EX58C00500 | Y | BEKAERT CORPORATION , AST7167EX58C00500 |  |  | 0.59 | 2002-03-12 09:42 | Anjanece | 500 | 0 | #VALUE! | #VALUE!
BEKAERT CORPORATION | AST7167EX58C00500 | Y | BEKAERT CORPORATION , AST7167EX58C00500 |  |  | 0.64 | 2002-03-12 09:42 | Anjanece | 500 | 0 | #VALUE! | #VALUE!
BEKAERT CORPORATION | AST7167EX58C00500 | Y | BEKAERT CORPORATION , AST7167EX58C00500 |  |  | 0.65 | 2002-03-12 09:42 | Anjanece | 500 | 0 | #VALUE! | #VALUE!
BEKAERT CORPORATION | AST7167EX58C00500 | Y | BEKAERT CORPORATION , AST7167EX58C00500 |  |  | 0.66 | 2002-03-12 09:42 | Anjanece | 500 | 0 | #VALUE! | #VALUE!
BEKAERT CORPORATION | AST7167EX58C00500 | Y | BEKAERT CORPORATION , AST7167EX58C00500 |  |  | 0.68 | 2002-03-12 09:42 | Anjanece | 500 | 0 | #VALUE! | #VALUE!
BEKAERT CORPORATION | AST7167EX58C00500 | Y | BEKAERT CORPORATION , AST7167EX58C00500 |  |  | 0.7 | 2002-03-12 09:42 | Anjanece | 500 | 0 | #VALUE! | #VALUE!
BEKAERT CORPORATION | AST7167EX58C00500 | Y | BEKAERT CORPORATION , AST7167EX58C00500 |  |  | 0.71 | 2002-03-12 09:42 | Anjanece | 500 | 0 | #VALUE! | #VALUE!
BEKAERT CORPORATION | AST7167EX58C00500 | Y | BEKAERT CORPORATION , AST7167EX58C00500 |  |  | 0.72 | 2002-03-12 09:42 | Anjanece | 500 | 0 | #VALUE! | #VALUE!
BEKAERT CORPORATION | AST7167EX58C00500 | Y | BEKAERT CORPORATION , AST7167EX58C00500 |  |  | 0.74 | 2002-03-12 09:42 | Anjanece | 500 | 0 | #VALUE! | #VALUE!
BEKAERT CORPORATION | AST7167EX58C00500 | Y | BEKAERT CORPORATION , AST7167EX58C00500 |  |  | 0.75 | 2002-03-12 09:42 | Anjanece | 500 | 0 | #VALUE! | #VALUE!
BEKAERT CORPORATION | AST7167EX58C00500 | Y | BEKAERT CORPORATION , AST7167EX58C00500 |  |  | 0.77 | 2002-03-12 09:42 | Anjanece | 500 | 0 | #VALUE! | #VALUE!
BEKAERT CORPORATION | AST7167EX58C00500 | Y | BEKAERT CORPORATION , AST7167EX58C00500 |  |  | 0.84 | 2002-03-12 09:42 | Anjanece | 500 | 0 | #VALUE! | #VALUE!
BEKAERT CORPORATION | AST7167EX58C00500 | Y | BEKAERT CORPORATION , AST7167EX58C00500 |  |  | 0.91 | 2002-03-12 09:42 | Anjanece | 500 | 0 | #VALUE! | #VALUE!
FLORIDA WIRE AND CABLE | NONE | Y | FLORIDA WIRE AND CABLE , NONE | JEA OVERHEAD DISTRIBUTION | CSC Stores | 0.41 | 2002-03-12 09:42 | Anjanece | 500 | 0 | #VALUE! | #VALUE!
FLORIDA WIRE AND CABLE | NONE | Y | FLORIDA WIRE AND CABLE , NONE |  |  | 0.42 | 2002-03-12 09:42 | Anjanece | 500 | 0 | #VALUE! | #VALUE!
FLORIDA WIRE AND CABLE | NONE | Y | FLORIDA WIRE AND CABLE , NONE |  |  | 0.43 | 2002-03-12 09:42 | Anjanece | 500 | 0 | #VALUE! | #VALUE!
FLORIDA WIRE AND CABLE | NONE | Y | FLORIDA WIRE AND CABLE , NONE |  |  | 0.44 | 2002-03-12 09:42 | Anjanece | 500 | 0 | #VALUE! | #VALUE!
FLORIDA WIRE AND CABLE | NONE | Y | FLORIDA WIRE AND CABLE , NONE |  |  | 0.45 | 2002-03-12 09:42 | Anjanece | 500 | 0 | #VALUE! | #VALUE!
FLORIDA WIRE AND CABLE | NONE | Y | FLORIDA WIRE AND CABLE , NONE |  |  | 0.46 | 2002-03-12 09:42 | Anjanece | 500 | 0 | #VALUE! | #VALUE!
FLORIDA WIRE AND CABLE | NONE | Y | FLORIDA WIRE AND CABLE , NONE |  |  | 0.55 | 2002-03-12 09:42 | Anjanece | 500 | 0 | #VALUE! | #VALUE!
FLORIDA WIRE AND CABLE | NONE | Y | FLORIDA WIRE AND CABLE , NONE |  |  | 0.56 | 2002-03-12 09:42 | Anjanece | 500 | 0 | #VALUE! | #VALUE!
FLORIDA WIRE AND CABLE | NONE | Y | FLORIDA WIRE AND CABLE , NONE |  |  | 0.59 | 2002-03-12 09:42 | Anjanece | 500 | 0 | #VALUE! | #VALUE!
FLORIDA WIRE AND CABLE | NONE | Y | FLORIDA WIRE AND CABLE , NONE |  |  | 0.64 | 2002-03-12 09:42 | Anjanece | 500 | 0 | #VALUE! | #VALUE!
FLORIDA WIRE AND CABLE | NONE | Y | FLORIDA WIRE AND CABLE , NONE |  |  | 0.65 | 2002-03-12 09:42 | Anjanece | 500 | 0 | #VALUE! | #VALUE!
FLORIDA WIRE AND CABLE | NONE | Y | FLORIDA WIRE AND CABLE , NONE |  |  | 0.66 | 2002-03-12 09:42 | Anjanece | 500 | 0 | #VALUE! | #VALUE!
FLORIDA WIRE AND CABLE | NONE | Y | FLORIDA WIRE AND CABLE , NONE |  |  | 0.68 | 2002-03-12 09:42 | Anjanece | 500 | 0 | #VALUE! | #VALUE!
FLORIDA WIRE AND CABLE | NONE | Y | FLORIDA WIRE AND CABLE , NONE |  |  | 0.7 | 2002-03-12 09:42 | Anjanece | 500 | 0 | #VALUE! | #VALUE!
FLORIDA WIRE AND CABLE | NONE | Y | FLORIDA WIRE AND CABLE , NONE |  |  | 0.71 | 2002-03-12 09:42 | Anjanece | 500 | 0 | #VALUE! | #VALUE!
FLORIDA WIRE AND CABLE | NONE | Y | FLORIDA WIRE AND CABLE , NONE |  |  | 0.72 | 2002-03-12 09:42 | Anjanece | 500 | 0 | #VALUE! | #VALUE!
FLORIDA WIRE AND CABLE | NONE | Y | FLORIDA WIRE AND CABLE , NONE |  |  | 0.74 | 2002-03-12 09:42 | Anjanece | 500 | 0 | #VALUE! | #VALUE!
FLORIDA WIRE AND CABLE | NONE | Y | FLORIDA WIRE AND CABLE , NONE |  |  | 0.75 | 2002-03-12 09:42 | Anjanece | 500 | 0 | #VALUE! | #VALUE!
FLORIDA WIRE AND CABLE | NONE | Y | FLORIDA WIRE AND CABLE , NONE |  |  | 0.77 | 2002-03-12 09:42 | Anjanece | 500 | 0 | #VALUE! | #VALUE!
FLORIDA WIRE AND CABLE | NONE | Y | FLORIDA WIRE AND CABLE , NONE |  |  | 0.84 | 2002-03-12 09:42 | Anjanece | 500 | 0 | #VALUE! | #VALUE!
FLORIDA WIRE AND CABLE | NONE | Y | FLORIDA WIRE AND CABLE , NONE |  |  | 0.91 | 2002-03-12 09:42 | Anjanece | 500 | 0 | #VALUE! | #VALUE!
GUARDIAN CABLE SYSTEMS | 716EHS95ZN5AL500 | Y | GUARDIAN CABLE SYSTEMS , 716EHS95ZN5AL500 | JEA OVERHEAD DISTRIBUTION | CSC Stores | 0.41 | 2002-03-12 09:42 | Anjanece | 500 | 0 | #VALUE! | #VALUE!
GUARDIAN CABLE SYSTEMS | 716EHS95ZN5AL500 | Y | GUARDIAN CABLE SYSTEMS , 716EHS95ZN5AL500 |  |  | 0.42 | 2002-03-12 09:42 | Anjanece | 500 | 0 | #VALUE! | #VALUE!
GUARDIAN CABLE SYSTEMS | 716EHS95ZN5AL500 | Y | GUARDIAN CABLE SYSTEMS , 716EHS95ZN5AL500 |  |  | 0.43 | 2002-03-12 09:42 | Anjanece | 500 | 0 | #VALUE! | #VALUE!
GUARDIAN CABLE SYSTEMS | 716EHS95ZN5AL500 | Y | GUARDIAN CABLE SYSTEMS , 716EHS95ZN5AL500 |  |  | 0.44 | 2002-03-12 09:42 | Anjanece | 500 | 0 | #VALUE! | #VALUE!
GUARDIAN CABLE SYSTEMS | 716EHS95ZN5AL500 | Y | GUARDIAN CABLE SYSTEMS , 716EHS95ZN5AL500 |  |  | 0.45 | 2002-03-12 09:42 | Anjanece | 500 | 0 | #VALUE! | #VALUE!
GUARDIAN CABLE SYSTEMS | 716EHS95ZN5AL500 | Y | GUARDIAN CABLE SYSTEMS , 716EHS95ZN5AL500 |  |  | 0.46 | 2002-03-12 09:42 | Anjanece | 500 | 0 | #VALUE! | #VALUE!
GUARDIAN CABLE SYSTEMS | 716EHS95ZN5AL500 | Y | GUARDIAN CABLE SYSTEMS , 716EHS95ZN5AL500 |  |  | 0.55 | 2002-03-12 09:42 | Anjanece | 500 | 0 | #VALUE! | #VALUE!
GUARDIAN CABLE SYSTEMS | 716EHS95ZN5AL500 | Y | GUARDIAN CABLE SYSTEMS , 716EHS95ZN5AL500 |  |  | 0.56 | 2002-03-12 09:42 | Anjanece | 500 | 0 | #VALUE! | #VALUE!
GUARDIAN CABLE SYSTEMS | 716EHS95ZN5AL500 | Y | GUARDIAN CABLE SYSTEMS , 716EHS95ZN5AL500 |  |  | 0.59 | 2002-03-12 09:42 | Anjanece | 500 | 0 | #VALUE! | #VALUE!
GUARDIAN CABLE SYSTEMS | 716EHS95ZN5AL500 | Y | GUARDIAN CABLE SYSTEMS , 716EHS95ZN5AL500 |  |  | 0.64 | 2002-03-12 09:42 | Anjanece | 500 | 0 | #VALUE! | #VALUE!
GUARDIAN CABLE SYSTEMS | 716EHS95ZN5AL500 | Y | GUARDIAN CABLE SYSTEMS , 716EHS95ZN5AL500 |  |  | 0.65 | 2002-03-12 09:42 | Anjanece | 500 | 0 | #VALUE! | #VALUE!
GUARDIAN CABLE SYSTEMS | 716EHS95ZN5AL500 | Y | GUARDIAN CABLE SYSTEMS , 716EHS95ZN5AL500 |  |  | 0.66 | 2002-03-12 09:42 | Anjanece | 500 | 0 | #VALUE! | #VALUE!
GUARDIAN CABLE SYSTEMS | 716EHS95ZN5AL500 | Y | GUARDIAN CABLE SYSTEMS , 716EHS95ZN5AL500 |  |  | 0.68 | 2002-03-12 09:42 | Anjanece | 500 | 0 | #VALUE! | #VALUE!
GUARDIAN CABLE SYSTEMS | 716EHS95ZN5AL500 | Y | GUARDIAN CABLE SYSTEMS , 716EHS95ZN5AL500 |  |  | 0.7 | 2002-03-12 09:42 | Anjanece | 500 | 0 | #VALUE! | #VALUE!
GUARDIAN CABLE SYSTEMS | 716EHS95ZN5AL500 | Y | GUARDIAN CABLE SYSTEMS , 716EHS95ZN5AL500 |  |  | 0.71 | 2002-03-12 09:42 | Anjanece | 500 | 0 | #VALUE! | #VALUE!
GUARDIAN CABLE SYSTEMS | 716EHS95ZN5AL500 | Y | GUARDIAN CABLE SYSTEMS , 716EHS95ZN5AL500 |  |  | 0.72 | 2002-03-12 09:42 | Anjanece | 500 | 0 | #VALUE! | #VALUE!
GUARDIAN CABLE SYSTEMS | 716EHS95ZN5AL500 | Y | GUARDIAN CABLE SYSTEMS , 716EHS95ZN5AL500 |  |  | 0.74 | 2002-03-12 09:42 | Anjanece | 500 | 0 | #VALUE! | #VALUE!
GUARDIAN CABLE SYSTEMS | 716EHS95ZN5AL500 | Y | GUARDIAN CABLE SYSTEMS , 716EHS95ZN5AL500 |  |  | 0.75 | 2002-03-12 09:42 | Anjanece | 500 | 0 | #VALUE! | #VALUE!
GUARDIAN CABLE SYSTEMS | 716EHS95ZN5AL500 | Y | GUARDIAN CABLE SYSTEMS , 716EHS95ZN5AL500 |  |  | 0.77 | 2002-03-12 09:42 | Anjanece | 500 | 0 | #VALUE! | #VALUE!
GUARDIAN CABLE SYSTEMS | 716EHS95ZN5AL500 | Y | GUARDIAN CABLE SYSTEMS , 716EHS95ZN5AL500 |  |  | 0.84 | 2002-03-12 09:42 | Anjanece | 500 | 0 | #VALUE! | #VALUE!
GUARDIAN CABLE SYSTEMS | 716EHS95ZN5AL500 | Y | GUARDIAN CABLE SYSTEMS , 716EHS95ZN5AL500 |  |  | 0.91 | 2002-03-12 09:42 | Anjanece | 500 | 0 | #VALUE! | #VALUE!
NATIONAL STRAND | NONE | Y | NATIONAL STRAND , NONE | JEA OVERHEAD DISTRIBUTION | CSC Stores | 0.41 | 2002-03-12 09:42 | Anjanece | 500 | 0 | #VALUE! | #VALUE!
NATIONAL STRAND | NONE | Y | NATIONAL STRAND , NONE |  |  | 0.42 | 2002-03-12 09:42 | Anjanece | 500 | 0 | #VALUE! | #VALUE!
NATIONAL STRAND | NONE | Y | NATIONAL STRAND , NONE |  |  | 0.43 | 2002-03-12 09:42 | Anjanece | 500 | 0 | #VALUE! | #VALUE!
NATIONAL STRAND | NONE | Y | NATIONAL STRAND , NONE |  |  | 0.44 | 2002-03-12 09:42 | Anjanece | 500 | 0 | #VALUE! | #VALUE!
NATIONAL STRAND | NONE | Y | NATIONAL STRAND , NONE |  |  | 0.45 | 2002-03-12 09:42 | Anjanece | 500 | 0 | #VALUE! | #VALUE!
NATIONAL STRAND | NONE | Y | NATIONAL STRAND , NONE |  |  | 0.46 | 2002-03-12 09:42 | Anjanece | 500 | 0 | #VALUE! | #VALUE!
NATIONAL STRAND | NONE | Y | NATIONAL STRAND , NONE |  |  | 0.55 | 2002-03-12 09:42 | Anjanece | 500 | 0 | #VALUE! | #VALUE!
NATIONAL STRAND | NONE | Y | NATIONAL STRAND , NONE |  |  | 0.56 | 2002-03-12 09:42 | Anjanece | 500 | 0 | #VALUE! | #VALUE!
NATIONAL STRAND | NONE | Y | NATIONAL STRAND , NONE |  |  | 0.59 | 2002-03-12 09:42 | Anjanece | 500 | 0 | #VALUE! | #VALUE!
NATIONAL STRAND | NONE | Y | NATIONAL STRAND , NONE |  |  | 0.64 | 2002-03-12 09:42 | Anjanece | 500 | 0 | #VALUE! | #VALUE!
NATIONAL STRAND | NONE | Y | NATIONAL STRAND , NONE |  |  | 0.65 | 2002-03-12 09:42 | Anjanece | 500 | 0 | #VALUE! | #VALUE!
NATIONAL STRAND | NONE | Y | NATIONAL STRAND , NONE |  |  | 0.66 | 2002-03-12 09:42 | Anjanece | 500 | 0 | #VALUE! | #VALUE!
NATIONAL STRAND | NONE | Y | NATIONAL STRAND , NONE |  |  | 0.68 | 2002-03-12 09:42 | Anjanece | 500 | 0 | #VALUE! | #VALUE!
NATIONAL STRAND | NONE | Y | NATIONAL STRAND , NONE |  |  | 0.7 | 2002-03-12 09:42 | Anjanece | 500 | 0 | #VALUE! | #VALUE!
NATIONAL STRAND | NONE | Y | NATIONAL STRAND , NONE |  |  | 0.71 | 2002-03-12 09:42 | Anjanece | 500 | 0 | #VALUE! | #VALUE!
NATIONAL STRAND | NONE | Y | NATIONAL STRAND , NONE |  |  | 0.72 | 2002-03-12 09:42 | Anjanece | 500 | 0 | #VALUE! | #VALUE!
NATIONAL STRAND | NONE | Y | NATIONAL STRAND , NONE |  |  | 0.74 | 2002-03-12 09:42 | Anjanece | 500 | 0 | #VALUE! | #VALUE!
NATIONAL STRAND | NONE | Y | NATIONAL STRAND , NONE |  |  | 0.75 | 2002-03-12 09:42 | Anjanece | 500 | 0 | #VALUE! | #VALUE!
NATIONAL STRAND | NONE | Y | NATIONAL STRAND , NONE |  |  | 0.77 | 2002-03-12 09:42 | Anjanece | 500 | 0 | #VALUE! | #VALUE!
NATIONAL STRAND | NONE | Y | NATIONAL STRAND , NONE |  |  | 0.84 | 2002-03-12 09:42 | Anjanece | 500 | 0 | #VALUE! | #VALUE!
NATIONAL STRAND | NONE | Y | NATIONAL STRAND , NONE |  |  | 0.91 | 2002-03-12 09:42 | Anjanece | 500 | 0 | #VALUE! | #VALUE!
VANGUARD STEEL LTD | 35015028-0500 | Y | VANGUARD STEEL LTD , 35015028-0500 | JEA OVERHEAD DISTRIBUTION | CSC Stores | 0.41 | 2002-03-12 09:42 | Anjanece | 500 | 0 | #VALUE! | #VALUE!
VANGUARD STEEL LTD | 35015028-0500 | Y | VANGUARD STEEL LTD , 35015028-0500 |  |  | 0.42 | 2002-03-12 09:42 | Anjanece | 500 | 0 | #VALUE! | #VALUE!
VANGUARD STEEL LTD | 35015028-0500 | Y | VANGUARD STEEL LTD , 35015028-0500 |  |  | 0.43 | 2002-03-12 09:42 | Anjanece | 500 | 0 | #VALUE! | #VALUE!
VANGUARD STEEL LTD | 35015028-0500 | Y | VANGUARD STEEL LTD , 35015028-0500 |  |  | 0.44 | 2002-03-12 09:42 | Anjanece | 500 | 0 | #VALUE! | #VALUE!
VANGUARD STEEL LTD | 35015028-0500 | Y | VANGUARD STEEL LTD , 35015028-0500 |  |  | 0.45 | 2002-03-12 09:42 | Anjanece | 500 | 0 | #VALUE! | #VALUE!
VANGUARD STEEL LTD | 35015028-0500 | Y | VANGUARD STEEL LTD , 35015028-0500 |  |  | 0.46 | 2002-03-12 09:42 | Anjanece | 500 | 0 | #VALUE! | #VALUE!
VANGUARD STEEL LTD | 35015028-0500 | Y | VANGUARD STEEL LTD , 35015028-0500 |  |  | 0.55 | 2002-03-12 09:42 | Anjanece | 500 | 0 | #VALUE! | #VALUE!
VANGUARD STEEL LTD | 35015028-0500 | Y | VANGUARD STEEL LTD , 35015028-0500 |  |  | 0.56 | 2002-03-12 09:42 | Anjanece | 500 | 0 | #VALUE! | #VALUE!
VANGUARD STEEL LTD | 35015028-0500 | Y | VANGUARD STEEL LTD , 35015028-0500 |  |  | 0.59 | 2002-03-12 09:42 | Anjanece | 500 | 0 | #VALUE! | #VALUE!
VANGUARD STEEL LTD | 35015028-0500 | Y | VANGUARD STEEL LTD , 35015028-0500 |  |  | 0.64 | 2002-03-12 09:42 | Anjanece | 500 | 0 | #VALUE! | #VALUE!
VANGUARD STEEL LTD | 35015028-0500 | Y | VANGUARD STEEL LTD , 35015028-0500 |  |  | 0.65 | 2002-03-12 09:42 | Anjanece | 500 | 0 | #VALUE! | #VALUE!
VANGUARD STEEL LTD | 35015028-0500 | Y | VANGUARD STEEL LTD , 35015028-0500 |  |  | 0.66 | 2002-03-12 09:42 | Anjanece | 500 | 0 | #VALUE! | #VALUE!
VANGUARD STEEL LTD | 35015028-0500 | Y | VANGUARD STEEL LTD , 35015028-0500 |  |  | 0.68 | 2002-03-12 09:42 | Anjanece | 500 | 0 | #VALUE! | #VALUE!
VANGUARD STEEL LTD | 35015028-0500 | Y | VANGUARD STEEL LTD , 35015028-0500 |  |  | 0.7 | 2002-03-12 09:42 | Anjanece | 500 | 0 | #VALUE! | #VALUE!
VANGUARD STEEL LTD | 35015028-0500 | Y | VANGUARD STEEL LTD , 35015028-0500 |  |  | 0.71 | 2002-03-12 09:42 | Anjanece | 500 | 0 | #VALUE! | #VALUE!
VANGUARD STEEL LTD | 35015028-0500 | Y | VANGUARD STEEL LTD , 35015028-0500 |  |  | 0.72 | 2002-03-12 09:42 | Anjanece | 500 | 0 | #VALUE! | #VALUE!
VANGUARD STEEL LTD | 35015028-0500 | Y | VANGUARD STEEL LTD , 35015028-0500 |  |  | 0.74 | 2002-03-12 09:42 | Anjanece | 500 | 0 | #VALUE! | #VALUE!
VANGUARD STEEL LTD | 35015028-0500 | Y | VANGUARD STEEL LTD , 35015028-0500 |  |  | 0.75 | 2002-03-12 09:42 | Anjanece | 500 | 0 | #VALUE! | #VALUE!
VANGUARD STEEL LTD | 35015028-0500 | Y | VANGUARD STEEL LTD , 35015028-0500 |  |  | 0.77 | 2002-03-12 09:42 | Anjanece | 500 | 0 | #VALUE! | #VALUE!
VANGUARD STEEL LTD | 35015028-0500 | Y | VANGUARD STEEL LTD , 35015028-0500 |  |  | 0.84 | 2002-03-12 09:42 | Anjanece | 500 | 0 | #VALUE! | #VALUE!
VANGUARD STEEL LTD | 35015028-0500 | Y | VANGUARD STEEL LTD , 35015028-0500 |  |  | 0.91 | 2002-03-12 09:42 | Anjanece | 500 | 0 | #VALUE! | #VALUE!
BEKAERT CORPORATION | AST9167EX58R01000 | Y | BEKAERT CORPORATION , AST9167EX58R01000 | JEA OVERHEAD DISTRIBUTION | CSC Stores | 0.7 | 2002-03-12 09:42 | Anjanece | 1000 | 0 | #VALUE! | #VALUE!
BEKAERT CORPORATION | AST9167EX58R01000 | Y | BEKAERT CORPORATION , AST9167EX58R01000 |  |  | 0.73 | 2002-03-12 09:42 | Anjanece | 1000 | 0 | #VALUE! | #VALUE!
BEKAERT CORPORATION | AST9167EX58R01000 | Y | BEKAERT CORPORATION , AST9167EX58R01000 |  |  | 1.09 | 2002-03-12 09:42 | Anjanece | 1000 | 0 | #VALUE! | #VALUE!
BEKAERT CORPORATION | AST9167EX58R01000 | Y | BEKAERT CORPORATION , AST9167EX58R01000 |  |  | 1.31 | 2002-03-12 09:42 | Anjanece | 1000 | 0 | #VALUE! | #VALUE!
BEKAERT CORPORATION | AST9167EX58R01000 | Y | BEKAERT CORPORATION , AST9167EX58R01000 |  |  | 1.36 | 2002-03-12 09:42 | Anjanece | 1000 | 0 | #VALUE! | #VALUE!
BEKAERT CORPORATION | AST9167EX58R01000 | Y | BEKAERT CORPORATION , AST9167EX58R01000 |  |  | 1.37 | 2002-03-12 09:42 | Anjanece | 1000 | 0 | #VALUE! | #VALUE!
BEKAERT CORPORATION | AST9167EX58R01000 | Y | BEKAERT CORPORATION , AST9167EX58R01000 |  |  | 1.38 | 2002-03-12 09:42 | Anjanece | 1000 | 0 | #VALUE! | #VALUE!
BEKAERT CORPORATION | AST9167EX58R01000 | Y | BEKAERT CORPORATION , AST9167EX58R01000 |  |  | 1.4 | 2002-03-12 09:42 | Anjanece | 1000 | 0 | #VALUE! | #VALUE!
BEKAERT CORPORATION | AST9167EX58R01000 | Y | BEKAERT CORPORATION , AST9167EX58R01000 |  |  | 1.55 | 2002-03-12 09:42 | Anjanece | 1000 | 0 | #VALUE! | #VALUE!
BEKAERT CORPORATION | AST9167EX58R01000 | Y | BEKAERT CORPORATION , AST9167EX58R01000 |  |  | 1.63 | 2002-03-12 09:42 | Anjanece | 1000 | 0 | #VALUE! | #VALUE!
BEKAERT CORPORATION | AST916A | Y | BEKAERT CORPORATION , AST916A | JEA OVERHEAD DISTRIBUTION | CSC Stores | 0.7 | 2002-03-12 09:42 | Anjanece | 1000 | 0 | #VALUE! | #VALUE!
BEKAERT CORPORATION | AST916A | Y | BEKAERT CORPORATION , AST916A |  |  | 0.73 | 2002-03-12 09:42 | Anjanece | 1000 | 0 | #VALUE! | #VALUE!
BEKAERT CORPORATION | AST916A | Y | BEKAERT CORPORATION , AST916A |  |  | 1.09 | 2002-03-12 09:42 | Anjanece | 1000 | 0 | #VALUE! | #VALUE!
BEKAERT CORPORATION | AST916A | Y | BEKAERT CORPORATION , AST916A |  |  | 1.31 | 2002-03-12 09:42 | Anjanece | 1000 | 0 | #VALUE! | #VALUE!
BEKAERT CORPORATION | AST916A | Y | BEKAERT CORPORATION , AST916A |  |  | 1.36 | 2002-03-12 09:42 | Anjanece | 1000 | 0 | #VALUE! | #VALUE!
BEKAERT CORPORATION | AST916A | Y | BEKAERT CORPORATION , AST916A |  |  | 1.37 | 2002-03-12 09:42 | Anjanece | 1000 | 0 | #VALUE! | #VALUE!
BEKAERT CORPORATION | AST916A | Y | BEKAERT CORPORATION , AST916A |  |  | 1.38 | 2002-03-12 09:42 | Anjanece | 1000 | 0 | #VALUE! | #VALUE!
BEKAERT CORPORATION | AST916A | Y | BEKAERT CORPORATION , AST916A |  |  | 1.4 | 2002-03-12 09:42 | Anjanece | 1000 | 0 | #VALUE! | #VALUE!
BEKAERT CORPORATION | AST916A | Y | BEKAERT CORPORATION , AST916A |  |  | 1.55 | 2002-03-12 09:42 | Anjanece | 1000 | 0 | #VALUE! | #VALUE!
BEKAERT CORPORATION | AST916A | Y | BEKAERT CORPORATION , AST916A |  |  | 1.63 | 2002-03-12 09:42 | Anjanece | 1000 | 0 | #VALUE! | #VALUE!
FLORIDA WIRE AND CABLE | NONE | Y | FLORIDA WIRE AND CABLE , NONE | JEA OVERHEAD DISTRIBUTION | CSC Stores | 0.7 | 2002-03-12 09:42 | Anjanece | 1000 | 0 | #VALUE! | #VALUE!
FLORIDA WIRE AND CABLE | NONE | Y | FLORIDA WIRE AND CABLE , NONE |  |  | 0.73 | 2002-03-12 09:42 | Anjanece | 1000 | 0 | #VALUE! | #VALUE!
FLORIDA WIRE AND CABLE | NONE | Y | FLORIDA WIRE AND CABLE , NONE |  |  | 1.09 | 2002-03-12 09:42 | Anjanece | 1000 | 0 | #VALUE! | #VALUE!
FLORIDA WIRE AND CABLE | NONE | Y | FLORIDA WIRE AND CABLE , NONE |  |  | 1.31 | 2002-03-12 09:42 | Anjanece | 1000 | 0 | #VALUE! | #VALUE!
FLORIDA WIRE AND CABLE | NONE | Y | FLORIDA WIRE AND CABLE , NONE |  |  | 1.36 | 2002-03-12 09:42 | Anjanece | 1000 | 0 | #VALUE! | #VALUE!
FLORIDA WIRE AND CABLE | NONE | Y | FLORIDA WIRE AND CABLE , NONE |  |  | 1.37 | 2002-03-12 09:42 | Anjanece | 1000 | 0 | #VALUE! | #VALUE!
FLORIDA WIRE AND CABLE | NONE | Y | FLORIDA WIRE AND CABLE , NONE |  |  | 1.38 | 2002-03-12 09:42 | Anjanece | 1000 | 0 | #VALUE! | #VALUE!
FLORIDA WIRE AND CABLE | NONE | Y | FLORIDA WIRE AND CABLE , NONE |  |  | 1.4 | 2002-03-12 09:42 | Anjanece | 1000 | 0 | #VALUE! | #VALUE!
FLORIDA WIRE AND CABLE | NONE | Y | FLORIDA WIRE AND CABLE , NONE |  |  | 1.55 | 2002-03-12 09:42 | Anjanece | 1000 | 0 | #VALUE! | #VALUE!
FLORIDA WIRE AND CABLE | NONE | Y | FLORIDA WIRE AND CABLE , NONE |  |  | 1.63 | 2002-03-12 09:42 | Anjanece | 1000 | 0 | #VALUE! | #VALUE!
NATIONAL STRAND | NONE | Y | NATIONAL STRAND , NONE | JEA OVERHEAD DISTRIBUTION | CSC Stores | 0.7 | 2002-03-12 09:42 | Anjanece | 1000 | 0 | #VALUE! | #VALUE!
NATIONAL STRAND | NONE | Y | NATIONAL STRAND , NONE |  |  | 0.73 | 2002-03-12 09:42 | Anjanece | 1000 | 0 | #VALUE! | #VALUE!
NATIONAL STRAND | NONE | Y | NATIONAL STRAND , NONE |  |  | 1.09 | 2002-03-12 09:42 | Anjanece | 1000 | 0 | #VALUE! | #VALUE!
NATIONAL STRAND | NONE | Y | NATIONAL STRAND , NONE |  |  | 1.31 | 2002-03-12 09:42 | Anjanece | 1000 | 0 | #VALUE! | #VALUE!
NATIONAL STRAND | NONE | Y | NATIONAL STRAND , NONE |  |  | 1.36 | 2002-03-12 09:42 | Anjanece | 1000 | 0 | #VALUE! | #VALUE!
NATIONAL STRAND | NONE | Y | NATIONAL STRAND , NONE |  |  | 1.37 | 2002-03-12 09:42 | Anjanece | 1000 | 0 | #VALUE! | #VALUE!
NATIONAL STRAND | NONE | Y | NATIONAL STRAND , NONE |  |  | 1.38 | 2002-03-12 09:42 | Anjanece | 1000 | 0 | #VALUE! | #VALUE!
NATIONAL STRAND | NONE | Y | NATIONAL STRAND , NONE |  |  | 1.4 | 2002-03-12 09:42 | Anjanece | 1000 | 0 | #VALUE! | #VALUE!
NATIONAL STRAND | NONE | Y | NATIONAL STRAND , NONE |  |  | 1.55 | 2002-03-12 09:42 | Anjanece | 1000 | 0 | #VALUE! | #VALUE!
NATIONAL STRAND | NONE | Y | NATIONAL STRAND , NONE |  |  | 1.63 | 2002-03-12 09:42 | Anjanece | 1000 | 0 | #VALUE! | #VALUE!
BEKAERT CORPORATION | AST304AEX59R01000 | Y | BEKAERT CORPORATION , AST304AEX59R01000 | JEA OVERHEAD DISTRIBUTION | CSC Stores | 1.49 | 2002-03-12 09:43 | Anjanece | 1000 | 0 | #VALUE! | #VALUE!
BEKAERT CORPORATION | AST304AEX59R01000 | Y | BEKAERT CORPORATION , AST304AEX59R01000 |  |  | 1.54 | 2002-03-12 09:43 | Anjanece | 1000 | 0 | #VALUE! | #VALUE!
BEKAERT CORPORATION | AST304AEX59R01000 | Y | BEKAERT CORPORATION , AST304AEX59R01000 |  |  | 1.55 | 2002-03-12 09:43 | Anjanece | 1000 | 0 | #VALUE! | #VALUE!
BEKAERT CORPORATION | AST304AEX59R01000 | Y | BEKAERT CORPORATION , AST304AEX59R01000 |  |  | 1.58 | 2002-03-12 09:43 | Anjanece | 1000 | 0 | #VALUE! | #VALUE!
BEKAERT CORPORATION | AST304AEX59R01000 | Y | BEKAERT CORPORATION , AST304AEX59R01000 |  |  | 1.59 | 2002-03-12 09:43 | Anjanece | 1000 | 0 | #VALUE! | #VALUE!
BEKAERT CORPORATION | AST304AEX59R01000 | Y | BEKAERT CORPORATION , AST304AEX59R01000 |  |  | 1.61 | 2002-03-12 09:43 | Anjanece | 1000 | 0 | #VALUE! | #VALUE!
BEKAERT CORPORATION | AST304AEX59R01000 | Y | BEKAERT CORPORATION , AST304AEX59R01000 |  |  | 1.66 | 2002-03-12 09:43 | Anjanece | 1000 | 0 | #VALUE! | #VALUE!
BEKAERT CORPORATION | AST304AEX59R01000 | Y | BEKAERT CORPORATION , AST304AEX59R01000 |  |  | 1.68 | 2002-03-12 09:43 | Anjanece | 1000 | 0 | #VALUE! | #VALUE!
BEKAERT CORPORATION | AST304AEX59R01000 | Y | BEKAERT CORPORATION , AST304AEX59R01000 |  |  | 1.78 | 2002-03-12 09:43 | Anjanece | 1000 | 0 | #VALUE! | #VALUE!
BEKAERT CORPORATION | AST304AEX59R01000 | Y | BEKAERT CORPORATION , AST304AEX59R01000 |  |  | 1.8 | 2002-03-12 09:43 | Anjanece | 1000 | 0 | #VALUE! | #VALUE!
BEKAERT CORPORATION | AST304AEX59R01000 | Y | BEKAERT CORPORATION , AST304AEX59R01000 |  |  | 1.86 | 2002-03-12 09:43 | Anjanece | 1000 | 0 | #VALUE! | #VALUE!
BEKAERT CORPORATION | AST304AEX59R01000 | Y | BEKAERT CORPORATION , AST304AEX59R01000 |  |  | 1.93 | 2002-03-12 09:43 | Anjanece | 1000 | 0 | #VALUE! | #VALUE!
BEKAERT CORPORATION | AST304AEX59R01000 | Y | BEKAERT CORPORATION , AST304AEX59R01000 |  |  | 1.95 | 2002-03-12 09:43 | Anjanece | 1000 | 0 | #VALUE! | #VALUE!
BEKAERT CORPORATION | AST304AEX59R01000 | Y | BEKAERT CORPORATION , AST304AEX59R01000 |  |  | 2.2 | 2002-03-12 09:43 | Anjanece | 1000 | 0 | #VALUE! | #VALUE!
FLORIDA WIRE AND CABLE | NONE | Y | FLORIDA WIRE AND CABLE , NONE | JEA OVERHEAD DISTRIBUTION | CSC Stores | 1.49 | 2002-03-12 09:43 | Anjanece | 1000 | 0 | #VALUE! | #VALUE!
FLORIDA WIRE AND CABLE | NONE | Y | FLORIDA WIRE AND CABLE , NONE |  |  | 1.54 | 2002-03-12 09:43 | Anjanece | 1000 | 0 | #VALUE! | #VALUE!
FLORIDA WIRE AND CABLE | NONE | Y | FLORIDA WIRE AND CABLE , NONE |  |  | 1.55 | 2002-03-12 09:43 | Anjanece | 1000 | 0 | #VALUE! | #VALUE!
FLORIDA WIRE AND CABLE | NONE | Y | FLORIDA WIRE AND CABLE , NONE |  |  | 1.58 | 2002-03-12 09:43 | Anjanece | 1000 | 0 | #VALUE! | #VALUE!
FLORIDA WIRE AND CABLE | NONE | Y | FLORIDA WIRE AND CABLE , NONE |  |  | 1.59 | 2002-03-12 09:43 | Anjanece | 1000 | 0 | #VALUE! | #VALUE!
FLORIDA WIRE AND CABLE | NONE | Y | FLORIDA WIRE AND CABLE , NONE |  |  | 1.61 | 2002-03-12 09:43 | Anjanece | 1000 | 0 | #VALUE! | #VALUE!
FLORIDA WIRE AND CABLE | NONE | Y | FLORIDA WIRE AND CABLE , NONE |  |  | 1.66 | 2002-03-12 09:43 | Anjanece | 1000 | 0 | #VALUE! | #VALUE!
FLORIDA WIRE AND CABLE | NONE | Y | FLORIDA WIRE AND CABLE , NONE |  |  | 1.68 | 2002-03-12 09:43 | Anjanece | 1000 | 0 | #VALUE! | #VALUE!
FLORIDA WIRE AND CABLE | NONE | Y | FLORIDA WIRE AND CABLE , NONE |  |  | 1.78 | 2002-03-12 09:43 | Anjanece | 1000 | 0 | #VALUE! | #VALUE!
FLORIDA WIRE AND CABLE | NONE | Y | FLORIDA WIRE AND CABLE , NONE |  |  | 1.8 | 2002-03-12 09:43 | Anjanece | 1000 | 0 | #VALUE! | #VALUE!
FLORIDA WIRE AND CABLE | NONE | Y | FLORIDA WIRE AND CABLE , NONE |  |  | 1.86 | 2002-03-12 09:43 | Anjanece | 1000 | 0 | #VALUE! | #VALUE!
FLORIDA WIRE AND CABLE | NONE | Y | FLORIDA WIRE AND CABLE , NONE |  |  | 1.93 | 2002-03-12 09:43 | Anjanece | 1000 | 0 | #VALUE! | #VALUE!
FLORIDA WIRE AND CABLE | NONE | Y | FLORIDA WIRE AND CABLE , NONE |  |  | 1.95 | 2002-03-12 09:43 | Anjanece | 1000 | 0 | #VALUE! | #VALUE!
FLORIDA WIRE AND CABLE | NONE | Y | FLORIDA WIRE AND CABLE , NONE |  |  | 2.2 | 2002-03-12 09:43 | Anjanece | 1000 | 0 | #VALUE! | #VALUE!
NATIONAL STRAND | NONE | Y | NATIONAL STRAND , NONE | JEA OVERHEAD DISTRIBUTION | CSC Stores | 1.49 | 2002-03-12 09:43 | Anjanece | 1000 | 0 | #VALUE! | #VALUE!
NATIONAL STRAND | NONE | Y | NATIONAL STRAND , NONE |  |  | 1.54 | 2002-03-12 09:43 | Anjanece | 1000 | 0 | #VALUE! | #VALUE!
NATIONAL STRAND | NONE | Y | NATIONAL STRAND , NONE |  |  | 1.55 | 2002-03-12 09:43 | Anjanece | 1000 | 0 | #VALUE! | #VALUE!
NATIONAL STRAND | NONE | Y | NATIONAL STRAND , NONE |  |  | 1.58 | 2002-03-12 09:43 | Anjanece | 1000 | 0 | #VALUE! | #VALUE!
NATIONAL STRAND | NONE | Y | NATIONAL STRAND , NONE |  |  | 1.59 | 2002-03-12 09:43 | Anjanece | 1000 | 0 | #VALUE! | #VALUE!
NATIONAL STRAND | NONE | Y | NATIONAL STRAND , NONE |  |  | 1.61 | 2002-03-12 09:43 | Anjanece | 1000 | 0 | #VALUE! | #VALUE!
NATIONAL STRAND | NONE | Y | NATIONAL STRAND , NONE |  |  | 1.66 | 2002-03-12 09:43 | Anjanece | 1000 | 0 | #VALUE! | #VALUE!
NATIONAL STRAND | NONE | Y | NATIONAL STRAND , NONE |  |  | 1.68 | 2002-03-12 09:43 | Anjanece | 1000 | 0 | #VALUE! | #VALUE!
NATIONAL STRAND | NONE | Y | NATIONAL STRAND , NONE |  |  | 1.78 | 2002-03-12 09:43 | Anjanece | 1000 | 0 | #VALUE! | #VALUE!
NATIONAL STRAND | NONE | Y | NATIONAL STRAND , NONE |  |  | 1.8 | 2002-03-12 09:43 | Anjanece | 1000 | 0 | #VALUE! | #VALUE!
NATIONAL STRAND | NONE | Y | NATIONAL STRAND , NONE |  |  | 1.86 | 2002-03-12 09:43 | Anjanece | 1000 | 0 | #VALUE! | #VALUE!
NATIONAL STRAND | NONE | Y | NATIONAL STRAND , NONE |  |  | 1.93 | 2002-03-12 09:43 | Anjanece | 1000 | 0 | #VALUE! | #VALUE!
NATIONAL STRAND | NONE | Y | NATIONAL STRAND , NONE |  |  | 1.95 | 2002-03-12 09:43 | Anjanece | 1000 | 0 | #VALUE! | #VALUE!
NATIONAL STRAND | NONE | Y | NATIONAL STRAND , NONE |  |  | 2.2 | 2002-03-12 09:43 | Anjanece | 1000 | 0 | #VALUE! | #VALUE!
ATLAS POWER PRODUCTS | APP-2143 | Y | ATLAS POWER PRODUCTS , APP-2143 | JEA UNDERGROUND DISTRIBUTION | CSC Stores | 8.4 | 2001-12-17 15:05 | Anjanece | 20 | 0 | #VALUE! | #VALUE!
ATLAS POWER PRODUCTS | APP-2143 | Y | ATLAS POWER PRODUCTS , APP-2143 |  |  | 8.56 | 2001-12-17 15:05 | Anjanece | 20 | 0 | #VALUE! | #VALUE!
ATLAS POWER PRODUCTS | APP-2143 | Y | ATLAS POWER PRODUCTS , APP-2143 |  |  | 8.58 | 2001-12-17 15:05 | Anjanece | 20 | 0 | #VALUE! | #VALUE!
ATLAS POWER PRODUCTS | APP-2143 | Y | ATLAS POWER PRODUCTS , APP-2143 |  |  | 8.7 | 2001-12-17 15:05 | Anjanece | 20 | 0 | #VALUE! | #VALUE!
ATLAS POWER PRODUCTS | APP-2143 | Y | ATLAS POWER PRODUCTS , APP-2143 |  |  | 8.71 | 2001-12-17 15:05 | Anjanece | 20 | 0 | #VALUE! | #VALUE!
ATLAS POWER PRODUCTS | APP-2143 | Y | ATLAS POWER PRODUCTS , APP-2143 |  |  | 8.73 | 2001-12-17 15:05 | Anjanece | 20 | 0 | #VALUE! | #VALUE!
ATLAS POWER PRODUCTS | APP-2143 | Y | ATLAS POWER PRODUCTS , APP-2143 |  |  | 8.75 | 2001-12-17 15:05 | Anjanece | 20 | 0 | #VALUE! | #VALUE!
ATLAS POWER PRODUCTS | APP-2143 | Y | ATLAS POWER PRODUCTS , APP-2143 |  |  | 8.81 | 2001-12-17 15:05 | Anjanece | 20 | 0 | #VALUE! | #VALUE!
ATLAS POWER PRODUCTS | APP-2143 | Y | ATLAS POWER PRODUCTS , APP-2143 |  |  | 8.82 | 2001-12-17 15:05 | Anjanece | 20 | 0 | #VALUE! | #VALUE!
ATLAS POWER PRODUCTS | APP-2143 | Y | ATLAS POWER PRODUCTS , APP-2143 |  |  | 8.85 | 2001-12-17 15:05 | Anjanece | 20 | 0 | #VALUE! | #VALUE!
ATLAS POWER PRODUCTS | APP-2143 | Y | ATLAS POWER PRODUCTS , APP-2143 |  |  | 8.86 | 2001-12-17 15:05 | Anjanece | 20 | 0 | #VALUE! | #VALUE!
ATLAS POWER PRODUCTS | APP-2143 | Y | ATLAS POWER PRODUCTS , APP-2143 |  |  | 8.87 | 2001-12-17 15:05 | Anjanece | 20 | 0 | #VALUE! | #VALUE!
ATLAS POWER PRODUCTS | APP-2143 | Y | ATLAS POWER PRODUCTS , APP-2143 |  |  | 8.89 | 2001-12-17 15:05 | Anjanece | 20 | 0 | #VALUE! | #VALUE!
ATLAS POWER PRODUCTS | APP-2143 | Y | ATLAS POWER PRODUCTS , APP-2143 |  |  | 9.63 | 2001-12-17 15:05 | Anjanece | 20 | 0 | #VALUE! | #VALUE!
ATLAS POWER PRODUCTS | APP-2143 | Y | ATLAS POWER PRODUCTS , APP-2143 |  |  | 9.97 | 2001-12-17 15:05 | Anjanece | 20 | 0 | #VALUE! | #VALUE!
ATLAS POWER PRODUCTS | APP-2143 | Y | ATLAS POWER PRODUCTS , APP-2143 |  |  | 9.99 | 2001-12-17 15:05 | Anjanece | 20 | 0 | #VALUE! | #VALUE!
ATLAS POWER PRODUCTS | APP-2143 | Y | ATLAS POWER PRODUCTS , APP-2143 |  |  | 10.01 | 2001-12-17 15:05 | Anjanece | 20 | 0 | #VALUE! | #VALUE!
ATLAS POWER PRODUCTS | APP-2143 | Y | ATLAS POWER PRODUCTS , APP-2143 |  |  | 10.03 | 2001-12-17 15:05 | Anjanece | 20 | 0 | #VALUE! | #VALUE!
ATLAS POWER PRODUCTS | APP-2143 | Y | ATLAS POWER PRODUCTS , APP-2143 |  |  | 10.04 | 2001-12-17 15:05 | Anjanece | 20 | 0 | #VALUE! | #VALUE!
ATLAS POWER PRODUCTS | APP-2143 | Y | ATLAS POWER PRODUCTS , APP-2143 |  |  | 10.11 | 2001-12-17 15:05 | Anjanece | 20 | 0 | #VALUE! | #VALUE!
ATLAS POWER PRODUCTS | APP-2143 | Y | ATLAS POWER PRODUCTS , APP-2143 |  |  | 10.15 | 2001-12-17 15:05 | Anjanece | 20 | 0 | #VALUE! | #VALUE!
ATLAS POWER PRODUCTS | APP-2143 | Y | ATLAS POWER PRODUCTS , APP-2143 |  |  | 10.38 | 2001-12-17 15:05 | Anjanece | 20 | 0 | #VALUE! | #VALUE!
ATLAS POWER PRODUCTS | APP-2143 | Y | ATLAS POWER PRODUCTS , APP-2143 |  |  | 10.62 | 2001-12-17 15:05 | Anjanece | 20 | 0 | #VALUE! | #VALUE!
ATLAS POWER PRODUCTS | APP-2143 | Y | ATLAS POWER PRODUCTS , APP-2143 |  |  | 10.64 | 2001-12-17 15:05 | Anjanece | 20 | 0 | #VALUE! | #VALUE!
ATLAS POWER PRODUCTS | APP-2143 | Y | ATLAS POWER PRODUCTS , APP-2143 |  |  | 10.84 | 2001-12-17 15:05 | Anjanece | 20 | 0 | #VALUE! | #VALUE!
ATLAS POWER PRODUCTS | APP-2143 | Y | ATLAS POWER PRODUCTS , APP-2143 |  |  | 10.95 | 2001-12-17 15:05 | Anjanece | 20 | 0 | #VALUE! | #VALUE!
ATLAS POWER PRODUCTS | APP-2143 | Y | ATLAS POWER PRODUCTS , APP-2143 |  |  | 10.97 | 2001-12-17 15:05 | Anjanece | 20 | 0 | #VALUE! | #VALUE!
ATLAS POWER PRODUCTS | APP-2143 | Y | ATLAS POWER PRODUCTS , APP-2143 |  |  | 10.99 | 2001-12-17 15:05 | Anjanece | 20 | 0 | #VALUE! | #VALUE!
ATLAS POWER PRODUCTS | APP-2143 | Y | ATLAS POWER PRODUCTS , APP-2143 |  |  | 11.82 | 2001-12-17 15:05 | Anjanece | 20 | 0 | #VALUE! | #VALUE!
ATLAS POWER PRODUCTS | APP-2143 | Y | ATLAS POWER PRODUCTS , APP-2143 |  |  | 12.2 | 2001-12-17 15:05 | Anjanece | 20 | 0 | #VALUE! | #VALUE!
ATLAS POWER PRODUCTS | APP-2143 | Y | ATLAS POWER PRODUCTS , APP-2143 |  |  | 12.26 | 2001-12-17 15:05 | Anjanece | 20 | 0 | #VALUE! | #VALUE!
ATLAS POWER PRODUCTS | APP-2143 | Y | ATLAS POWER PRODUCTS , APP-2143 |  |  | 12.5 | 2001-12-17 15:05 | Anjanece | 20 | 0 | #VALUE! | #VALUE!
ATLAS POWER PRODUCTS | APP-2143 | Y | ATLAS POWER PRODUCTS , APP-2143 |  |  | 12.52 | 2001-12-17 15:05 | Anjanece | 20 | 0 | #VALUE! | #VALUE!
ATLAS POWER PRODUCTS | APP-2143 | Y | ATLAS POWER PRODUCTS , APP-2143 |  |  | 12.68 | 2001-12-17 15:05 | Anjanece | 20 | 0 | #VALUE! | #VALUE!
ATLAS POWER PRODUCTS | APP-2143 | Y | ATLAS POWER PRODUCTS , APP-2143 |  |  | 13.26 | 2001-12-17 15:05 | Anjanece | 20 | 0 | #VALUE! | #VALUE!
ATLAS POWER PRODUCTS | APP-2143 | Y | ATLAS POWER PRODUCTS , APP-2143 |  |  | 13.3 | 2001-12-17 15:05 | Anjanece | 20 | 0 | #VALUE! | #VALUE!
ATLAS POWER PRODUCTS | APP-2143 | Y | ATLAS POWER PRODUCTS , APP-2143 |  |  | 13.32 | 2001-12-17 15:05 | Anjanece | 20 | 0 | #VALUE! | #VALUE!
ATLAS POWER PRODUCTS | APP-2143 | Y | ATLAS POWER PRODUCTS , APP-2143 |  |  | 13.55 | 2001-12-17 15:05 | Anjanece | 20 | 0 | #VALUE! | #VALUE!
ATLAS POWER PRODUCTS | APP-2143 | Y | ATLAS POWER PRODUCTS , APP-2143 |  |  | 13.69 | 2001-12-17 15:05 | Anjanece | 20 | 0 | #VALUE! | #VALUE!
HUBBELL POWER SYSTEMS, INC. | DU1S2 | Y | HUBBELL POWER SYSTEMS, INC. , DU1S2 | JEA UNDERGROUND DISTRIBUTION | CSC Stores | 8.4 | 2001-12-17 15:05 | Anjanece | 20 | 0 | #VALUE! | #VALUE!
HUBBELL POWER SYSTEMS, INC. | DU1S2 | Y | HUBBELL POWER SYSTEMS, INC. , DU1S2 |  |  | 8.56 | 2001-12-17 15:05 | Anjanece | 20 | 0 | #VALUE! | #VALUE!
HUBBELL POWER SYSTEMS, INC. | DU1S2 | Y | HUBBELL POWER SYSTEMS, INC. , DU1S2 |  |  | 8.58 | 2001-12-17 15:05 | Anjanece | 20 | 0 | #VALUE! | #VALUE!
HUBBELL POWER SYSTEMS, INC. | DU1S2 | Y | HUBBELL POWER SYSTEMS, INC. , DU1S2 |  |  | 8.7 | 2001-12-17 15:05 | Anjanece | 20 | 0 | #VALUE! | #VALUE!
HUBBELL POWER SYSTEMS, INC. | DU1S2 | Y | HUBBELL POWER SYSTEMS, INC. , DU1S2 |  |  | 8.71 | 2001-12-17 15:05 | Anjanece | 20 | 0 | #VALUE! | #VALUE!
HUBBELL POWER SYSTEMS, INC. | DU1S2 | Y | HUBBELL POWER SYSTEMS, INC. , DU1S2 |  |  | 8.73 | 2001-12-17 15:05 | Anjanece | 20 | 0 | #VALUE! | #VALUE!
HUBBELL POWER SYSTEMS, INC. | DU1S2 | Y | HUBBELL POWER SYSTEMS, INC. , DU1S2 |  |  | 8.75 | 2001-12-17 15:05 | Anjanece | 20 | 0 | #VALUE! | #VALUE!
HUBBELL POWER SYSTEMS, INC. | DU1S2 | Y | HUBBELL POWER SYSTEMS, INC. , DU1S2 |  |  | 8.81 | 2001-12-17 15:05 | Anjanece | 20 | 0 | #VALUE! | #VALUE!
HUBBELL POWER SYSTEMS, INC. | DU1S2 | Y | HUBBELL POWER SYSTEMS, INC. , DU1S2 |  |  | 8.82 | 2001-12-17 15:05 | Anjanece | 20 | 0 | #VALUE! | #VALUE!
HUBBELL POWER SYSTEMS, INC. | DU1S2 | Y | HUBBELL POWER SYSTEMS, INC. , DU1S2 |  |  | 8.85 | 2001-12-17 15:05 | Anjanece | 20 | 0 | #VALUE! | #VALUE!
HUBBELL POWER SYSTEMS, INC. | DU1S2 | Y | HUBBELL POWER SYSTEMS, INC. , DU1S2 |  |  | 8.86 | 2001-12-17 15:05 | Anjanece | 20 | 0 | #VALUE! | #VALUE!
HUBBELL POWER SYSTEMS, INC. | DU1S2 | Y | HUBBELL POWER SYSTEMS, INC. , DU1S2 |  |  | 8.87 | 2001-12-17 15:05 | Anjanece | 20 | 0 | #VALUE! | #VALUE!
HUBBELL POWER SYSTEMS, INC. | DU1S2 | Y | HUBBELL POWER SYSTEMS, INC. , DU1S2 |  |  | 8.89 | 2001-12-17 15:05 | Anjanece | 20 | 0 | #VALUE! | #VALUE!
HUBBELL POWER SYSTEMS, INC. | DU1S2 | Y | HUBBELL POWER SYSTEMS, INC. , DU1S2 |  |  | 9.63 | 2001-12-17 15:05 | Anjanece | 20 | 0 | #VALUE! | #VALUE!
HUBBELL POWER SYSTEMS, INC. | DU1S2 | Y | HUBBELL POWER SYSTEMS, INC. , DU1S2 |  |  | 9.97 | 2001-12-17 15:05 | Anjanece | 20 | 0 | #VALUE! | #VALUE!
HUBBELL POWER SYSTEMS, INC. | DU1S2 | Y | HUBBELL POWER SYSTEMS, INC. , DU1S2 |  |  | 9.99 | 2001-12-17 15:05 | Anjanece | 20 | 0 | #VALUE! | #VALUE!
HUBBELL POWER SYSTEMS, INC. | DU1S2 | Y | HUBBELL POWER SYSTEMS, INC. , DU1S2 |  |  | 10.01 | 2001-12-17 15:05 | Anjanece | 20 | 0 | #VALUE! | #VALUE!
HUBBELL POWER SYSTEMS, INC. | DU1S2 | Y | HUBBELL POWER SYSTEMS, INC. , DU1S2 |  |  | 10.03 | 2001-12-17 15:05 | Anjanece | 20 | 0 | #VALUE! | #VALUE!
HUBBELL POWER SYSTEMS, INC. | DU1S2 | Y | HUBBELL POWER SYSTEMS, INC. , DU1S2 |  |  | 10.04 | 2001-12-17 15:05 | Anjanece | 20 | 0 | #VALUE! | #VALUE!
HUBBELL POWER SYSTEMS, INC. | DU1S2 | Y | HUBBELL POWER SYSTEMS, INC. , DU1S2 |  |  | 10.11 | 2001-12-17 15:05 | Anjanece | 20 | 0 | #VALUE! | #VALUE!
HUBBELL POWER SYSTEMS, INC. | DU1S2 | Y | HUBBELL POWER SYSTEMS, INC. , DU1S2 |  |  | 10.15 | 2001-12-17 15:05 | Anjanece | 20 | 0 | #VALUE! | #VALUE!
HUBBELL POWER SYSTEMS, INC. | DU1S2 | Y | HUBBELL POWER SYSTEMS, INC. , DU1S2 |  |  | 10.38 | 2001-12-17 15:05 | Anjanece | 20 | 0 | #VALUE! | #VALUE!
HUBBELL POWER SYSTEMS, INC. | DU1S2 | Y | HUBBELL POWER SYSTEMS, INC. , DU1S2 |  |  | 10.62 | 2001-12-17 15:05 | Anjanece | 20 | 0 | #VALUE! | #VALUE!
HUBBELL POWER SYSTEMS, INC. | DU1S2 | Y | HUBBELL POWER SYSTEMS, INC. , DU1S2 |  |  | 10.64 | 2001-12-17 15:05 | Anjanece | 20 | 0 | #VALUE! | #VALUE!
HUBBELL POWER SYSTEMS, INC. | DU1S2 | Y | HUBBELL POWER SYSTEMS, INC. , DU1S2 |  |  | 10.84 | 2001-12-17 15:05 | Anjanece | 20 | 0 | #VALUE! | #VALUE!
HUBBELL POWER SYSTEMS, INC. | DU1S2 | Y | HUBBELL POWER SYSTEMS, INC. , DU1S2 |  |  | 10.95 | 2001-12-17 15:05 | Anjanece | 20 | 0 | #VALUE! | #VALUE!
HUBBELL POWER SYSTEMS, INC. | DU1S2 | Y | HUBBELL POWER SYSTEMS, INC. , DU1S2 |  |  | 10.97 | 2001-12-17 15:05 | Anjanece | 20 | 0 | #VALUE! | #VALUE!
HUBBELL POWER SYSTEMS, INC. | DU1S2 | Y | HUBBELL POWER SYSTEMS, INC. , DU1S2 |  |  | 10.99 | 2001-12-17 15:05 | Anjanece | 20 | 0 | #VALUE! | #VALUE!
HUBBELL POWER SYSTEMS, INC. | DU1S2 | Y | HUBBELL POWER SYSTEMS, INC. , DU1S2 |  |  | 11.82 | 2001-12-17 15:05 | Anjanece | 20 | 0 | #VALUE! | #VALUE!
HUBBELL POWER SYSTEMS, INC. | DU1S2 | Y | HUBBELL POWER SYSTEMS, INC. , DU1S2 |  |  | 12.2 | 2001-12-17 15:05 | Anjanece | 20 | 0 | #VALUE! | #VALUE!
HUBBELL POWER SYSTEMS, INC. | DU1S2 | Y | HUBBELL POWER SYSTEMS, INC. , DU1S2 |  |  | 12.26 | 2001-12-17 15:05 | Anjanece | 20 | 0 | #VALUE! | #VALUE!
HUBBELL POWER SYSTEMS, INC. | DU1S2 | Y | HUBBELL POWER SYSTEMS, INC. , DU1S2 |  |  | 12.5 | 2001-12-17 15:05 | Anjanece | 20 | 0 | #VALUE! | #VALUE!
HUBBELL POWER SYSTEMS, INC. | DU1S2 | Y | HUBBELL POWER SYSTEMS, INC. , DU1S2 |  |  | 12.52 | 2001-12-17 15:05 | Anjanece | 20 | 0 | #VALUE! | #VALUE!
HUBBELL POWER SYSTEMS, INC. | DU1S2 | Y | HUBBELL POWER SYSTEMS, INC. , DU1S2 |  |  | 12.68 | 2001-12-17 15:05 | Anjanece | 20 | 0 | #VALUE! | #VALUE!
HUBBELL POWER SYSTEMS, INC. | DU1S2 | Y | HUBBELL POWER SYSTEMS, INC. , DU1S2 |  |  | 13.26 | 2001-12-17 15:05 | Anjanece | 20 | 0 | #VALUE! | #VALUE!
HUBBELL POWER SYSTEMS, INC. | DU1S2 | Y | HUBBELL POWER SYSTEMS, INC. , DU1S2 |  |  | 13.3 | 2001-12-17 15:05 | Anjanece | 20 | 0 | #VALUE! | #VALUE!
HUBBELL POWER SYSTEMS, INC. | DU1S2 | Y | HUBBELL POWER SYSTEMS, INC. , DU1S2 |  |  | 13.32 | 2001-12-17 15:05 | Anjanece | 20 | 0 | #VALUE! | #VALUE!
HUBBELL POWER SYSTEMS, INC. | DU1S2 | Y | HUBBELL POWER SYSTEMS, INC. , DU1S2 |  |  | 13.55 | 2001-12-17 15:05 | Anjanece | 20 | 0 | #VALUE! | #VALUE!
HUBBELL POWER SYSTEMS, INC. | DU1S2 | Y | HUBBELL POWER SYSTEMS, INC. , DU1S2 |  |  | 13.69 | 2001-12-17 15:05 | Anjanece | 20 | 0 | #VALUE! | #VALUE!
INWESCO INC. | 11B27 | Y | INWESCO INC. , 11B27 | JEA UNDERGROUND DISTRIBUTION | CSC Stores | 8.4 | 2001-12-17 15:05 | Anjanece | 20 | 0 | #VALUE! | #VALUE!
INWESCO INC. | 11B27 | Y | INWESCO INC. , 11B27 |  |  | 8.56 | 2001-12-17 15:05 | Anjanece | 20 | 0 | #VALUE! | #VALUE!
INWESCO INC. | 11B27 | Y | INWESCO INC. , 11B27 |  |  | 8.58 | 2001-12-17 15:05 | Anjanece | 20 | 0 | #VALUE! | #VALUE!
INWESCO INC. | 11B27 | Y | INWESCO INC. , 11B27 |  |  | 8.7 | 2001-12-17 15:05 | Anjanece | 20 | 0 | #VALUE! | #VALUE!
INWESCO INC. | 11B27 | Y | INWESCO INC. , 11B27 |  |  | 8.71 | 2001-12-17 15:05 | Anjanece | 20 | 0 | #VALUE! | #VALUE!
INWESCO INC. | 11B27 | Y | INWESCO INC. , 11B27 |  |  | 8.73 | 2001-12-17 15:05 | Anjanece | 20 | 0 | #VALUE! | #VALUE!
INWESCO INC. | 11B27 | Y | INWESCO INC. , 11B27 |  |  | 8.75 | 2001-12-17 15:05 | Anjanece | 20 | 0 | #VALUE! | #VALUE!
INWESCO INC. | 11B27 | Y | INWESCO INC. , 11B27 |  |  | 8.81 | 2001-12-17 15:05 | Anjanece | 20 | 0 | #VALUE! | #VALUE!
INWESCO INC. | 11B27 | Y | INWESCO INC. , 11B27 |  |  | 8.82 | 2001-12-17 15:05 | Anjanece | 20 | 0 | #VALUE! | #VALUE!
INWESCO INC. | 11B27 | Y | INWESCO INC. , 11B27 |  |  | 8.85 | 2001-12-17 15:05 | Anjanece | 20 | 0 | #VALUE! | #VALUE!
INWESCO INC. | 11B27 | Y | INWESCO INC. , 11B27 |  |  | 8.86 | 2001-12-17 15:05 | Anjanece | 20 | 0 | #VALUE! | #VALUE!
INWESCO INC. | 11B27 | Y | INWESCO INC. , 11B27 |  |  | 8.87 | 2001-12-17 15:05 | Anjanece | 20 | 0 | #VALUE! | #VALUE!
INWESCO INC. | 11B27 | Y | INWESCO INC. , 11B27 |  |  | 8.89 | 2001-12-17 15:05 | Anjanece | 20 | 0 | #VALUE! | #VALUE!
INWESCO INC. | 11B27 | Y | INWESCO INC. , 11B27 |  |  | 9.63 | 2001-12-17 15:05 | Anjanece | 20 | 0 | #VALUE! | #VALUE!
INWESCO INC. | 11B27 | Y | INWESCO INC. , 11B27 |  |  | 9.97 | 2001-12-17 15:05 | Anjanece | 20 | 0 | #VALUE! | #VALUE!
INWESCO INC. | 11B27 | Y | INWESCO INC. , 11B27 |  |  | 9.99 | 2001-12-17 15:05 | Anjanece | 20 | 0 | #VALUE! | #VALUE!
INWESCO INC. | 11B27 | Y | INWESCO INC. , 11B27 |  |  | 10.01 | 2001-12-17 15:05 | Anjanece | 20 | 0 | #VALUE! | #VALUE!
INWESCO INC. | 11B27 | Y | INWESCO INC. , 11B27 |  |  | 10.03 | 2001-12-17 15:05 | Anjanece | 20 | 0 | #VALUE! | #VALUE!
INWESCO INC. | 11B27 | Y | INWESCO INC. , 11B27 |  |  | 10.04 | 2001-12-17 15:05 | Anjanece | 20 | 0 | #VALUE! | #VALUE!
INWESCO INC. | 11B27 | Y | INWESCO INC. , 11B27 |  |  | 10.11 | 2001-12-17 15:05 | Anjanece | 20 | 0 | #VALUE! | #VALUE!
INWESCO INC. | 11B27 | Y | INWESCO INC. , 11B27 |  |  | 10.15 | 2001-12-17 15:05 | Anjanece | 20 | 0 | #VALUE! | #VALUE!
INWESCO INC. | 11B27 | Y | INWESCO INC. , 11B27 |  |  | 10.38 | 2001-12-17 15:05 | Anjanece | 20 | 0 | #VALUE! | #VALUE!
INWESCO INC. | 11B27 | Y | INWESCO INC. , 11B27 |  |  | 10.62 | 2001-12-17 15:05 | Anjanece | 20 | 0 | #VALUE! | #VALUE!
INWESCO INC. | 11B27 | Y | INWESCO INC. , 11B27 |  |  | 10.64 | 2001-12-17 15:05 | Anjanece | 20 | 0 | #VALUE! | #VALUE!
INWESCO INC. | 11B27 | Y | INWESCO INC. , 11B27 |  |  | 10.84 | 2001-12-17 15:05 | Anjanece | 20 | 0 | #VALUE! | #VALUE!
INWESCO INC. | 11B27 | Y | INWESCO INC. , 11B27 |  |  | 10.95 | 2001-12-17 15:05 | Anjanece | 20 | 0 | #VALUE! | #VALUE!
INWESCO INC. | 11B27 | Y | INWESCO INC. , 11B27 |  |  | 10.97 | 2001-12-17 15:05 | Anjanece | 20 | 0 | #VALUE! | #VALUE!
INWESCO INC. | 11B27 | Y | INWESCO INC. , 11B27 |  |  | 10.99 | 2001-12-17 15:05 | Anjanece | 20 | 0 | #VALUE! | #VALUE!
INWESCO INC. | 11B27 | Y | INWESCO INC. , 11B27 |  |  | 11.82 | 2001-12-17 15:05 | Anjanece | 20 | 0 | #VALUE! | #VALUE!
INWESCO INC. | 11B27 | Y | INWESCO INC. , 11B27 |  |  | 12.2 | 2001-12-17 15:05 | Anjanece | 20 | 0 | #VALUE! | #VALUE!
INWESCO INC. | 11B27 | Y | INWESCO INC. , 11B27 |  |  | 12.26 | 2001-12-17 15:05 | Anjanece | 20 | 0 | #VALUE! | #VALUE!
INWESCO INC. | 11B27 | Y | INWESCO INC. , 11B27 |  |  | 12.5 | 2001-12-17 15:05 | Anjanece | 20 | 0 | #VALUE! | #VALUE!
INWESCO INC. | 11B27 | Y | INWESCO INC. , 11B27 |  |  | 12.52 | 2001-12-17 15:05 | Anjanece | 20 | 0 | #VALUE! | #VALUE!
INWESCO INC. | 11B27 | Y | INWESCO INC. , 11B27 |  |  | 12.68 | 2001-12-17 15:05 | Anjanece | 20 | 0 | #VALUE! | #VALUE!
INWESCO INC. | 11B27 | Y | INWESCO INC. , 11B27 |  |  | 13.26 | 2001-12-17 15:05 | Anjanece | 20 | 0 | #VALUE! | #VALUE!
INWESCO INC. | 11B27 | Y | INWESCO INC. , 11B27 |  |  | 13.3 | 2001-12-17 15:05 | Anjanece | 20 | 0 | #VALUE! | #VALUE!
INWESCO INC. | 11B27 | Y | INWESCO INC. , 11B27 |  |  | 13.32 | 2001-12-17 15:05 | Anjanece | 20 | 0 | #VALUE! | #VALUE!
INWESCO INC. | 11B27 | Y | INWESCO INC. , 11B27 |  |  | 13.55 | 2001-12-17 15:05 | Anjanece | 20 | 0 | #VALUE! | #VALUE!
INWESCO INC. | 11B27 | Y | INWESCO INC. , 11B27 |  |  | 13.69 | 2001-12-17 15:05 | Anjanece | 20 | 0 | #VALUE! | #VALUE!
MACLEAN POWER SYSTEMS | APP-2143 | Y | MACLEAN POWER SYSTEMS , APP-2143 | JEA UNDERGROUND DISTRIBUTION | CSC Stores | 8.4 | 2001-12-17 15:05 | Anjanece | 20 | 0 | #VALUE! | #VALUE!
MACLEAN POWER SYSTEMS | APP-2143 | Y | MACLEAN POWER SYSTEMS , APP-2143 |  |  | 8.56 | 2001-12-17 15:05 | Anjanece | 20 | 0 | #VALUE! | #VALUE!
MACLEAN POWER SYSTEMS | APP-2143 | Y | MACLEAN POWER SYSTEMS , APP-2143 |  |  | 8.58 | 2001-12-17 15:05 | Anjanece | 20 | 0 | #VALUE! | #VALUE!
MACLEAN POWER SYSTEMS | APP-2143 | Y | MACLEAN POWER SYSTEMS , APP-2143 |  |  | 8.7 | 2001-12-17 15:05 | Anjanece | 20 | 0 | #VALUE! | #VALUE!
MACLEAN POWER SYSTEMS | APP-2143 | Y | MACLEAN POWER SYSTEMS , APP-2143 |  |  | 8.71 | 2001-12-17 15:05 | Anjanece | 20 | 0 | #VALUE! | #VALUE!
MACLEAN POWER SYSTEMS | APP-2143 | Y | MACLEAN POWER SYSTEMS , APP-2143 |  |  | 8.73 | 2001-12-17 15:05 | Anjanece | 20 | 0 | #VALUE! | #VALUE!
MACLEAN POWER SYSTEMS | APP-2143 | Y | MACLEAN POWER SYSTEMS , APP-2143 |  |  | 8.75 | 2001-12-17 15:05 | Anjanece | 20 | 0 | #VALUE! | #VALUE!
MACLEAN POWER SYSTEMS | APP-2143 | Y | MACLEAN POWER SYSTEMS , APP-2143 |  |  | 8.81 | 2001-12-17 15:05 | Anjanece | 20 | 0 | #VALUE! | #VALUE!
MACLEAN POWER SYSTEMS | APP-2143 | Y | MACLEAN POWER SYSTEMS , APP-2143 |  |  | 8.82 | 2001-12-17 15:05 | Anjanece | 20 | 0 | #VALUE! | #VALUE!
MACLEAN POWER SYSTEMS | APP-2143 | Y | MACLEAN POWER SYSTEMS , APP-2143 |  |  | 8.85 | 2001-12-17 15:05 | Anjanece | 20 | 0 | #VALUE! | #VALUE!
MACLEAN POWER SYSTEMS | APP-2143 | Y | MACLEAN POWER SYSTEMS , APP-2143 |  |  | 8.86 | 2001-12-17 15:05 | Anjanece | 20 | 0 | #VALUE! | #VALUE!
MACLEAN POWER SYSTEMS | APP-2143 | Y | MACLEAN POWER SYSTEMS , APP-2143 |  |  | 8.87 | 2001-12-17 15:05 | Anjanece | 20 | 0 | #VALUE! | #VALUE!
MACLEAN POWER SYSTEMS | APP-2143 | Y | MACLEAN POWER SYSTEMS , APP-2143 |  |  | 8.89 | 2001-12-17 15:05 | Anjanece | 20 | 0 | #VALUE! | #VALUE!
MACLEAN POWER SYSTEMS | APP-2143 | Y | MACLEAN POWER SYSTEMS , APP-2143 |  |  | 9.63 | 2001-12-17 15:05 | Anjanece | 20 | 0 | #VALUE! | #VALUE!
MACLEAN POWER SYSTEMS | APP-2143 | Y | MACLEAN POWER SYSTEMS , APP-2143 |  |  | 9.97 | 2001-12-17 15:05 | Anjanece | 20 | 0 | #VALUE! | #VALUE!
MACLEAN POWER SYSTEMS | APP-2143 | Y | MACLEAN POWER SYSTEMS , APP-2143 |  |  | 9.99 | 2001-12-17 15:05 | Anjanece | 20 | 0 | #VALUE! | #VALUE!
MACLEAN POWER SYSTEMS | APP-2143 | Y | MACLEAN POWER SYSTEMS , APP-2143 |  |  | 10.01 | 2001-12-17 15:05 | Anjanece | 20 | 0 | #VALUE! | #VALUE!
MACLEAN POWER SYSTEMS | APP-2143 | Y | MACLEAN POWER SYSTEMS , APP-2143 |  |  | 10.03 | 2001-12-17 15:05 | Anjanece | 20 | 0 | #VALUE! | #VALUE!
MACLEAN POWER SYSTEMS | APP-2143 | Y | MACLEAN POWER SYSTEMS , APP-2143 |  |  | 10.04 | 2001-12-17 15:05 | Anjanece | 20 | 0 | #VALUE! | #VALUE!
MACLEAN POWER SYSTEMS | APP-2143 | Y | MACLEAN POWER SYSTEMS , APP-2143 |  |  | 10.11 | 2001-12-17 15:05 | Anjanece | 20 | 0 | #VALUE! | #VALUE!
MACLEAN POWER SYSTEMS | APP-2143 | Y | MACLEAN POWER SYSTEMS , APP-2143 |  |  | 10.15 | 2001-12-17 15:05 | Anjanece | 20 | 0 | #VALUE! | #VALUE!
MACLEAN POWER SYSTEMS | APP-2143 | Y | MACLEAN POWER SYSTEMS , APP-2143 |  |  | 10.38 | 2001-12-17 15:05 | Anjanece | 20 | 0 | #VALUE! | #VALUE!
MACLEAN POWER SYSTEMS | APP-2143 | Y | MACLEAN POWER SYSTEMS , APP-2143 |  |  | 10.62 | 2001-12-17 15:05 | Anjanece | 20 | 0 | #VALUE! | #VALUE!
MACLEAN POWER SYSTEMS | APP-2143 | Y | MACLEAN POWER SYSTEMS , APP-2143 |  |  | 10.64 | 2001-12-17 15:05 | Anjanece | 20 | 0 | #VALUE! | #VALUE!
MACLEAN POWER SYSTEMS | APP-2143 | Y | MACLEAN POWER SYSTEMS , APP-2143 |  |  | 10.84 | 2001-12-17 15:05 | Anjanece | 20 | 0 | #VALUE! | #VALUE!
MACLEAN POWER SYSTEMS | APP-2143 | Y | MACLEAN POWER SYSTEMS , APP-2143 |  |  | 10.95 | 2001-12-17 15:05 | Anjanece | 20 | 0 | #VALUE! | #VALUE!
MACLEAN POWER SYSTEMS | APP-2143 | Y | MACLEAN POWER SYSTEMS , APP-2143 |  |  | 10.97 | 2001-12-17 15:05 | Anjanece | 20 | 0 | #VALUE! | #VALUE!
MACLEAN POWER SYSTEMS | APP-2143 | Y | MACLEAN POWER SYSTEMS , APP-2143 |  |  | 10.99 | 2001-12-17 15:05 | Anjanece | 20 | 0 | #VALUE! | #VALUE!
MACLEAN POWER SYSTEMS | APP-2143 | Y | MACLEAN POWER SYSTEMS , APP-2143 |  |  | 11.82 | 2001-12-17 15:05 | Anjanece | 20 | 0 | #VALUE! | #VALUE!
MACLEAN POWER SYSTEMS | APP-2143 | Y | MACLEAN POWER SYSTEMS , APP-2143 |  |  | 12.2 | 2001-12-17 15:05 | Anjanece | 20 | 0 | #VALUE! | #VALUE!
MACLEAN POWER SYSTEMS | APP-2143 | Y | MACLEAN POWER SYSTEMS , APP-2143 |  |  | 12.26 | 2001-12-17 15:05 | Anjanece | 20 | 0 | #VALUE! | #VALUE!
MACLEAN POWER SYSTEMS | APP-2143 | Y | MACLEAN POWER SYSTEMS , APP-2143 |  |  | 12.5 | 2001-12-17 15:05 | Anjanece | 20 | 0 | #VALUE! | #VALUE!
MACLEAN POWER SYSTEMS | APP-2143 | Y | MACLEAN POWER SYSTEMS , APP-2143 |  |  | 12.52 | 2001-12-17 15:05 | Anjanece | 20 | 0 | #VALUE! | #VALUE!
MACLEAN POWER SYSTEMS | APP-2143 | Y | MACLEAN POWER SYSTEMS , APP-2143 |  |  | 12.68 | 2001-12-17 15:05 | Anjanece | 20 | 0 | #VALUE! | #VALUE!
MACLEAN POWER SYSTEMS | APP-2143 | Y | MACLEAN POWER SYSTEMS , APP-2143 |  |  | 13.26 | 2001-12-17 15:05 | Anjanece | 20 | 0 | #VALUE! | #VALUE!
MACLEAN POWER SYSTEMS | APP-2143 | Y | MACLEAN POWER SYSTEMS , APP-2143 |  |  | 13.3 | 2001-12-17 15:05 | Anjanece | 20 | 0 | #VALUE! | #VALUE!
MACLEAN POWER SYSTEMS | APP-2143 | Y | MACLEAN POWER SYSTEMS , APP-2143 |  |  | 13.32 | 2001-12-17 15:05 | Anjanece | 20 | 0 | #VALUE! | #VALUE!
MACLEAN POWER SYSTEMS | APP-2143 | Y | MACLEAN POWER SYSTEMS , APP-2143 |  |  | 13.55 | 2001-12-17 15:05 | Anjanece | 20 | 0 | #VALUE! | #VALUE!
MACLEAN POWER SYSTEMS | APP-2143 | Y | MACLEAN POWER SYSTEMS , APP-2143 |  |  | 13.69 | 2001-12-17 15:05 | Anjanece | 20 | 0 | #VALUE! | #VALUE!
ATLAS POWER PRODUCTS | APP-2144 | Y | ATLAS POWER PRODUCTS , APP-2144 | JEA UNDERGROUND DISTRIBUTION | CSC Stores | 9.41 | 2002-06-25 09:10 | Anjanece | 10 | 0 | #VALUE! | #VALUE!
ATLAS POWER PRODUCTS | APP-2144 | Y | ATLAS POWER PRODUCTS , APP-2144 |  |  | 9.49 | 2002-06-25 09:10 | Anjanece | 10 | 0 | #VALUE! | #VALUE!
ATLAS POWER PRODUCTS | APP-2144 | Y | ATLAS POWER PRODUCTS , APP-2144 |  |  | 9.51 | 2002-06-25 09:10 | Anjanece | 10 | 0 | #VALUE! | #VALUE!
ATLAS POWER PRODUCTS | APP-2144 | Y | ATLAS POWER PRODUCTS , APP-2144 |  |  | 9.72 | 2002-06-25 09:10 | Anjanece | 10 | 0 | #VALUE! | #VALUE!
ATLAS POWER PRODUCTS | APP-2144 | Y | ATLAS POWER PRODUCTS , APP-2144 |  |  | 9.74 | 2002-06-25 09:10 | Anjanece | 10 | 0 | #VALUE! | #VALUE!
ATLAS POWER PRODUCTS | APP-2144 | Y | ATLAS POWER PRODUCTS , APP-2144 |  |  | 9.78 | 2002-06-25 09:10 | Anjanece | 10 | 0 | #VALUE! | #VALUE!
ATLAS POWER PRODUCTS | APP-2144 | Y | ATLAS POWER PRODUCTS , APP-2144 |  |  | 9.81 | 2002-06-25 09:10 | Anjanece | 10 | 0 | #VALUE! | #VALUE!
ATLAS POWER PRODUCTS | APP-2144 | Y | ATLAS POWER PRODUCTS , APP-2144 |  |  | 9.86 | 2002-06-25 09:10 | Anjanece | 10 | 0 | #VALUE! | #VALUE!
ATLAS POWER PRODUCTS | APP-2144 | Y | ATLAS POWER PRODUCTS , APP-2144 |  |  | 10.07 | 2002-06-25 09:10 | Anjanece | 10 | 0 | #VALUE! | #VALUE!
ATLAS POWER PRODUCTS | APP-2144 | Y | ATLAS POWER PRODUCTS , APP-2144 |  |  | 10.11 | 2002-06-25 09:10 | Anjanece | 10 | 0 | #VALUE! | #VALUE!
ATLAS POWER PRODUCTS | APP-2144 | Y | ATLAS POWER PRODUCTS , APP-2144 |  |  | 10.29 | 2002-06-25 09:10 | Anjanece | 10 | 0 | #VALUE! | #VALUE!
ATLAS POWER PRODUCTS | APP-2144 | Y | ATLAS POWER PRODUCTS , APP-2144 |  |  | 10.57 | 2002-06-25 09:10 | Anjanece | 10 | 0 | #VALUE! | #VALUE!
ATLAS POWER PRODUCTS | APP-2144 | Y | ATLAS POWER PRODUCTS , APP-2144 |  |  | 11.16 | 2002-06-25 09:10 | Anjanece | 10 | 0 | #VALUE! | #VALUE!
ATLAS POWER PRODUCTS | APP-2144 | Y | ATLAS POWER PRODUCTS , APP-2144 |  |  | 11.21 | 2002-06-25 09:10 | Anjanece | 10 | 0 | #VALUE! | #VALUE!
ATLAS POWER PRODUCTS | APP-2144 | Y | ATLAS POWER PRODUCTS , APP-2144 |  |  | 11.52 | 2002-06-25 09:10 | Anjanece | 10 | 0 | #VALUE! | #VALUE!
ATLAS POWER PRODUCTS | APP-2144 | Y | ATLAS POWER PRODUCTS , APP-2144 |  |  | 11.72 | 2002-06-25 09:10 | Anjanece | 10 | 0 | #VALUE! | #VALUE!
ATLAS POWER PRODUCTS | APP-2144 | Y | ATLAS POWER PRODUCTS , APP-2144 |  |  | 11.73 | 2002-06-25 09:10 | Anjanece | 10 | 0 | #VALUE! | #VALUE!
ATLAS POWER PRODUCTS | APP-2144 | Y | ATLAS POWER PRODUCTS , APP-2144 |  |  | 11.74 | 2002-06-25 09:10 | Anjanece | 10 | 0 | #VALUE! | #VALUE!
ATLAS POWER PRODUCTS | APP-2144 | Y | ATLAS POWER PRODUCTS , APP-2144 |  |  | 12.07 | 2002-06-25 09:10 | Anjanece | 10 | 0 | #VALUE! | #VALUE!
ATLAS POWER PRODUCTS | APP-2144 | Y | ATLAS POWER PRODUCTS , APP-2144 |  |  | 15.05 | 2002-06-25 09:10 | Anjanece | 10 | 0 | #VALUE! | #VALUE!
ATLAS POWER PRODUCTS | APP-2144 | Y | ATLAS POWER PRODUCTS , APP-2144 |  |  | 18.93 | 2002-06-25 09:10 | Anjanece | 10 | 0 | #VALUE! | #VALUE!
ATLAS POWER PRODUCTS | APP-2144 | Y | ATLAS POWER PRODUCTS , APP-2144 |  |  | 21.15 | 2002-06-25 09:10 | Anjanece | 10 | 0 | #VALUE! | #VALUE!
ATLAS POWER PRODUCTS | APP-2144 | Y | ATLAS POWER PRODUCTS , APP-2144 |  |  | 22.11 | 2002-06-25 09:10 | Anjanece | 10 | 0 | #VALUE! | #VALUE!
ATLAS POWER PRODUCTS | APP-2144 | Y | ATLAS POWER PRODUCTS , APP-2144 |  |  | 22.41 | 2002-06-25 09:10 | Anjanece | 10 | 0 | #VALUE! | #VALUE!
HUBBELL POWER SYSTEMS, INC. | DU1S3 | Y | HUBBELL POWER SYSTEMS, INC. , DU1S3 | JEA UNDERGROUND DISTRIBUTION | CSC Stores | 9.41 | 2002-06-25 09:10 | Anjanece | 10 | 0 | #VALUE! | #VALUE!
HUBBELL POWER SYSTEMS, INC. | DU1S3 | Y | HUBBELL POWER SYSTEMS, INC. , DU1S3 |  |  | 9.49 | 2002-06-25 09:10 | Anjanece | 10 | 0 | #VALUE! | #VALUE!
HUBBELL POWER SYSTEMS, INC. | DU1S3 | Y | HUBBELL POWER SYSTEMS, INC. , DU1S3 |  |  | 9.51 | 2002-06-25 09:10 | Anjanece | 10 | 0 | #VALUE! | #VALUE!
HUBBELL POWER SYSTEMS, INC. | DU1S3 | Y | HUBBELL POWER SYSTEMS, INC. , DU1S3 |  |  | 9.72 | 2002-06-25 09:10 | Anjanece | 10 | 0 | #VALUE! | #VALUE!
HUBBELL POWER SYSTEMS, INC. | DU1S3 | Y | HUBBELL POWER SYSTEMS, INC. , DU1S3 |  |  | 9.74 | 2002-06-25 09:10 | Anjanece | 10 | 0 | #VALUE! | #VALUE!
HUBBELL POWER SYSTEMS, INC. | DU1S3 | Y | HUBBELL POWER SYSTEMS, INC. , DU1S3 |  |  | 9.78 | 2002-06-25 09:10 | Anjanece | 10 | 0 | #VALUE! | #VALUE!
HUBBELL POWER SYSTEMS, INC. | DU1S3 | Y | HUBBELL POWER SYSTEMS, INC. , DU1S3 |  |  | 9.81 | 2002-06-25 09:10 | Anjanece | 10 | 0 | #VALUE! | #VALUE!
HUBBELL POWER SYSTEMS, INC. | DU1S3 | Y | HUBBELL POWER SYSTEMS, INC. , DU1S3 |  |  | 9.86 | 2002-06-25 09:10 | Anjanece | 10 | 0 | #VALUE! | #VALUE!
HUBBELL POWER SYSTEMS, INC. | DU1S3 | Y | HUBBELL POWER SYSTEMS, INC. , DU1S3 |  |  | 10.07 | 2002-06-25 09:10 | Anjanece | 10 | 0 | #VALUE! | #VALUE!
HUBBELL POWER SYSTEMS, INC. | DU1S3 | Y | HUBBELL POWER SYSTEMS, INC. , DU1S3 |  |  | 10.11 | 2002-06-25 09:10 | Anjanece | 10 | 0 | #VALUE! | #VALUE!
HUBBELL POWER SYSTEMS, INC. | DU1S3 | Y | HUBBELL POWER SYSTEMS, INC. , DU1S3 |  |  | 10.29 | 2002-06-25 09:10 | Anjanece | 10 | 0 | #VALUE! | #VALUE!
HUBBELL POWER SYSTEMS, INC. | DU1S3 | Y | HUBBELL POWER SYSTEMS, INC. , DU1S3 |  |  | 10.57 | 2002-06-25 09:10 | Anjanece | 10 | 0 | #VALUE! | #VALUE!
HUBBELL POWER SYSTEMS, INC. | DU1S3 | Y | HUBBELL POWER SYSTEMS, INC. , DU1S3 |  |  | 11.16 | 2002-06-25 09:10 | Anjanece | 10 | 0 | #VALUE! | #VALUE!
HUBBELL POWER SYSTEMS, INC. | DU1S3 | Y | HUBBELL POWER SYSTEMS, INC. , DU1S3 |  |  | 11.21 | 2002-06-25 09:10 | Anjanece | 10 | 0 | #VALUE! | #VALUE!
HUBBELL POWER SYSTEMS, INC. | DU1S3 | Y | HUBBELL POWER SYSTEMS, INC. , DU1S3 |  |  | 11.52 | 2002-06-25 09:10 | Anjanece | 10 | 0 | #VALUE! | #VALUE!
HUBBELL POWER SYSTEMS, INC. | DU1S3 | Y | HUBBELL POWER SYSTEMS, INC. , DU1S3 |  |  | 11.72 | 2002-06-25 09:10 | Anjanece | 10 | 0 | #VALUE! | #VALUE!
HUBBELL POWER SYSTEMS, INC. | DU1S3 | Y | HUBBELL POWER SYSTEMS, INC. , DU1S3 |  |  | 11.73 | 2002-06-25 09:10 | Anjanece | 10 | 0 | #VALUE! | #VALUE!
HUBBELL POWER SYSTEMS, INC. | DU1S3 | Y | HUBBELL POWER SYSTEMS, INC. , DU1S3 |  |  | 11.74 | 2002-06-25 09:10 | Anjanece | 10 | 0 | #VALUE! | #VALUE!
HUBBELL POWER SYSTEMS, INC. | DU1S3 | Y | HUBBELL POWER SYSTEMS, INC. , DU1S3 |  |  | 12.07 | 2002-06-25 09:10 | Anjanece | 10 | 0 | #VALUE! | #VALUE!
HUBBELL POWER SYSTEMS, INC. | DU1S3 | Y | HUBBELL POWER SYSTEMS, INC. , DU1S3 |  |  | 15.05 | 2002-06-25 09:10 | Anjanece | 10 | 0 | #VALUE! | #VALUE!
HUBBELL POWER SYSTEMS, INC. | DU1S3 | Y | HUBBELL POWER SYSTEMS, INC. , DU1S3 |  |  | 18.93 | 2002-06-25 09:10 | Anjanece | 10 | 0 | #VALUE! | #VALUE!
HUBBELL POWER SYSTEMS, INC. | DU1S3 | Y | HUBBELL POWER SYSTEMS, INC. , DU1S3 |  |  | 21.15 | 2002-06-25 09:10 | Anjanece | 10 | 0 | #VALUE! | #VALUE!
HUBBELL POWER SYSTEMS, INC. | DU1S3 | Y | HUBBELL POWER SYSTEMS, INC. , DU1S3 |  |  | 22.11 | 2002-06-25 09:10 | Anjanece | 10 | 0 | #VALUE! | #VALUE!
HUBBELL POWER SYSTEMS, INC. | DU1S3 | Y | HUBBELL POWER SYSTEMS, INC. , DU1S3 |  |  | 22.41 | 2002-06-25 09:10 | Anjanece | 10 | 0 | #VALUE! | #VALUE!
INWESCO INC. | 11C27 | Y | INWESCO INC. , 11C27 | JEA UNDERGROUND DISTRIBUTION | CSC Stores | 9.41 | 2002-06-25 09:10 | Anjanece | 10 | 0 | #VALUE! | #VALUE!
INWESCO INC. | 11C27 | Y | INWESCO INC. , 11C27 |  |  | 9.49 | 2002-06-25 09:10 | Anjanece | 10 | 0 | #VALUE! | #VALUE!
INWESCO INC. | 11C27 | Y | INWESCO INC. , 11C27 |  |  | 9.51 | 2002-06-25 09:10 | Anjanece | 10 | 0 | #VALUE! | #VALUE!
INWESCO INC. | 11C27 | Y | INWESCO INC. , 11C27 |  |  | 9.72 | 2002-06-25 09:10 | Anjanece | 10 | 0 | #VALUE! | #VALUE!
INWESCO INC. | 11C27 | Y | INWESCO INC. , 11C27 |  |  | 9.74 | 2002-06-25 09:10 | Anjanece | 10 | 0 | #VALUE! | #VALUE!
INWESCO INC. | 11C27 | Y | INWESCO INC. , 11C27 |  |  | 9.78 | 2002-06-25 09:10 | Anjanece | 10 | 0 | #VALUE! | #VALUE!
INWESCO INC. | 11C27 | Y | INWESCO INC. , 11C27 |  |  | 9.81 | 2002-06-25 09:10 | Anjanece | 10 | 0 | #VALUE! | #VALUE!
INWESCO INC. | 11C27 | Y | INWESCO INC. , 11C27 |  |  | 9.86 | 2002-06-25 09:10 | Anjanece | 10 | 0 | #VALUE! | #VALUE!
INWESCO INC. | 11C27 | Y | INWESCO INC. , 11C27 |  |  | 10.07 | 2002-06-25 09:10 | Anjanece | 10 | 0 | #VALUE! | #VALUE!
INWESCO INC. | 11C27 | Y | INWESCO INC. , 11C27 |  |  | 10.11 | 2002-06-25 09:10 | Anjanece | 10 | 0 | #VALUE! | #VALUE!
INWESCO INC. | 11C27 | Y | INWESCO INC. , 11C27 |  |  | 10.29 | 2002-06-25 09:10 | Anjanece | 10 | 0 | #VALUE! | #VALUE!
INWESCO INC. | 11C27 | Y | INWESCO INC. , 11C27 |  |  | 10.57 | 2002-06-25 09:10 | Anjanece | 10 | 0 | #VALUE! | #VALUE!
INWESCO INC. | 11C27 | Y | INWESCO INC. , 11C27 |  |  | 11.16 | 2002-06-25 09:10 | Anjanece | 10 | 0 | #VALUE! | #VALUE!
INWESCO INC. | 11C27 | Y | INWESCO INC. , 11C27 |  |  | 11.21 | 2002-06-25 09:10 | Anjanece | 10 | 0 | #VALUE! | #VALUE!
INWESCO INC. | 11C27 | Y | INWESCO INC. , 11C27 |  |  | 11.52 | 2002-06-25 09:10 | Anjanece | 10 | 0 | #VALUE! | #VALUE!
INWESCO INC. | 11C27 | Y | INWESCO INC. , 11C27 |  |  | 11.72 | 2002-06-25 09:10 | Anjanece | 10 | 0 | #VALUE! | #VALUE!
INWESCO INC. | 11C27 | Y | INWESCO INC. , 11C27 |  |  | 11.73 | 2002-06-25 09:10 | Anjanece | 10 | 0 | #VALUE! | #VALUE!
INWESCO INC. | 11C27 | Y | INWESCO INC. , 11C27 |  |  | 11.74 | 2002-06-25 09:10 | Anjanece | 10 | 0 | #VALUE! | #VALUE!
INWESCO INC. | 11C27 | Y | INWESCO INC. , 11C27 |  |  | 12.07 | 2002-06-25 09:10 | Anjanece | 10 | 0 | #VALUE! | #VALUE!
INWESCO INC. | 11C27 | Y | INWESCO INC. , 11C27 |  |  | 15.05 | 2002-06-25 09:10 | Anjanece | 10 | 0 | #VALUE! | #VALUE!
INWESCO INC. | 11C27 | Y | INWESCO INC. , 11C27 |  |  | 18.93 | 2002-06-25 09:10 | Anjanece | 10 | 0 | #VALUE! | #VALUE!
INWESCO INC. | 11C27 | Y | INWESCO INC. , 11C27 |  |  | 21.15 | 2002-06-25 09:10 | Anjanece | 10 | 0 | #VALUE! | #VALUE!
INWESCO INC. | 11C27 | Y | INWESCO INC. , 11C27 |  |  | 22.11 | 2002-06-25 09:10 | Anjanece | 10 | 0 | #VALUE! | #VALUE!
INWESCO INC. | 11C27 | Y | INWESCO INC. , 11C27 |  |  | 22.41 | 2002-06-25 09:10 | Anjanece | 10 | 0 | #VALUE! | #VALUE!
ATLAS POWER PRODUCTS | APP-2145 | Y | ATLAS POWER PRODUCTS , APP-2145 | JEA UNDERGROUND DISTRIBUTION | CSC Stores | 10.59 | 2002-06-25 09:11 | Anjanece | 10 | 0 | #VALUE! | #VALUE!
ATLAS POWER PRODUCTS | APP-2145 | Y | ATLAS POWER PRODUCTS , APP-2145 |  |  | 12.09 | 2002-06-25 09:11 | Anjanece | 10 | 0 | #VALUE! | #VALUE!
ATLAS POWER PRODUCTS | APP-2145 | Y | ATLAS POWER PRODUCTS , APP-2145 |  |  | 12.22 | 2002-06-25 09:11 | Anjanece | 10 | 0 | #VALUE! | #VALUE!
ATLAS POWER PRODUCTS | APP-2145 | Y | ATLAS POWER PRODUCTS , APP-2145 |  |  | 12.23 | 2002-06-25 09:11 | Anjanece | 10 | 0 | #VALUE! | #VALUE!
ATLAS POWER PRODUCTS | APP-2145 | Y | ATLAS POWER PRODUCTS , APP-2145 |  |  | 12.58 | 2002-06-25 09:11 | Anjanece | 10 | 0 | #VALUE! | #VALUE!
ATLAS POWER PRODUCTS | APP-2145 | Y | ATLAS POWER PRODUCTS , APP-2145 |  |  | 12.87 | 2002-06-25 09:11 | Anjanece | 10 | 0 | #VALUE! | #VALUE!
ATLAS POWER PRODUCTS | APP-2145 | Y | ATLAS POWER PRODUCTS , APP-2145 |  |  | 13.93 | 2002-06-25 09:11 | Anjanece | 10 | 0 | #VALUE! | #VALUE!
ATLAS POWER PRODUCTS | APP-2145 | Y | ATLAS POWER PRODUCTS , APP-2145 |  |  | 14.03 | 2002-06-25 09:11 | Anjanece | 10 | 0 | #VALUE! | #VALUE!
ATLAS POWER PRODUCTS | APP-2145 | Y | ATLAS POWER PRODUCTS , APP-2145 |  |  | 14.4 | 2002-06-25 09:11 | Anjanece | 10 | 0 | #VALUE! | #VALUE!
ATLAS POWER PRODUCTS | APP-2145 | Y | ATLAS POWER PRODUCTS , APP-2145 |  |  | 14.56 | 2002-06-25 09:11 | Anjanece | 10 | 0 | #VALUE! | #VALUE!
ATLAS POWER PRODUCTS | APP-2145 | Y | ATLAS POWER PRODUCTS , APP-2145 |  |  | 15.46 | 2002-06-25 09:11 | Anjanece | 10 | 0 | #VALUE! | #VALUE!
ATLAS POWER PRODUCTS | APP-2145 | Y | ATLAS POWER PRODUCTS , APP-2145 |  |  | 15.73 | 2002-06-25 09:11 | Anjanece | 10 | 0 | #VALUE! | #VALUE!
ATLAS POWER PRODUCTS | APP-2145 | Y | ATLAS POWER PRODUCTS , APP-2145 |  |  | 15.95 | 2002-06-25 09:11 | Anjanece | 10 | 0 | #VALUE! | #VALUE!
ATLAS POWER PRODUCTS | APP-2145 | Y | ATLAS POWER PRODUCTS , APP-2145 |  |  | 16 | 2002-06-25 09:11 | Anjanece | 10 | 0 | #VALUE! | #VALUE!
ATLAS POWER PRODUCTS | APP-2145 | Y | ATLAS POWER PRODUCTS , APP-2145 |  |  | 16.03 | 2002-06-25 09:11 | Anjanece | 10 | 0 | #VALUE! | #VALUE!
ATLAS POWER PRODUCTS | APP-2145 | Y | ATLAS POWER PRODUCTS , APP-2145 |  |  | 18.22 | 2002-06-25 09:11 | Anjanece | 10 | 0 | #VALUE! | #VALUE!
ATLAS POWER PRODUCTS | APP-2145 | Y | ATLAS POWER PRODUCTS , APP-2145 |  |  | 24.94 | 2002-06-25 09:11 | Anjanece | 10 | 0 | #VALUE! | #VALUE!
ATLAS POWER PRODUCTS | APP-2145 | Y | ATLAS POWER PRODUCTS , APP-2145 |  |  | 27.17 | 2002-06-25 09:11 | Anjanece | 10 | 0 | #VALUE! | #VALUE!
HUBBELL POWER SYSTEMS, INC. | DU1S4 | Y | HUBBELL POWER SYSTEMS, INC. , DU1S4 | JEA UNDERGROUND DISTRIBUTION | CSC Stores | 10.59 | 2002-06-25 09:11 | Anjanece | 10 | 0 | #VALUE! | #VALUE!
HUBBELL POWER SYSTEMS, INC. | DU1S4 | Y | HUBBELL POWER SYSTEMS, INC. , DU1S4 |  |  | 12.09 | 2002-06-25 09:11 | Anjanece | 10 | 0 | #VALUE! | #VALUE!
HUBBELL POWER SYSTEMS, INC. | DU1S4 | Y | HUBBELL POWER SYSTEMS, INC. , DU1S4 |  |  | 12.22 | 2002-06-25 09:11 | Anjanece | 10 | 0 | #VALUE! | #VALUE!
HUBBELL POWER SYSTEMS, INC. | DU1S4 | Y | HUBBELL POWER SYSTEMS, INC. , DU1S4 |  |  | 12.23 | 2002-06-25 09:11 | Anjanece | 10 | 0 | #VALUE! | #VALUE!
HUBBELL POWER SYSTEMS, INC. | DU1S4 | Y | HUBBELL POWER SYSTEMS, INC. , DU1S4 |  |  | 12.58 | 2002-06-25 09:11 | Anjanece | 10 | 0 | #VALUE! | #VALUE!
HUBBELL POWER SYSTEMS, INC. | DU1S4 | Y | HUBBELL POWER SYSTEMS, INC. , DU1S4 |  |  | 12.87 | 2002-06-25 09:11 | Anjanece | 10 | 0 | #VALUE! | #VALUE!
HUBBELL POWER SYSTEMS, INC. | DU1S4 | Y | HUBBELL POWER SYSTEMS, INC. , DU1S4 |  |  | 13.93 | 2002-06-25 09:11 | Anjanece | 10 | 0 | #VALUE! | #VALUE!
HUBBELL POWER SYSTEMS, INC. | DU1S4 | Y | HUBBELL POWER SYSTEMS, INC. , DU1S4 |  |  | 14.03 | 2002-06-25 09:11 | Anjanece | 10 | 0 | #VALUE! | #VALUE!
HUBBELL POWER SYSTEMS, INC. | DU1S4 | Y | HUBBELL POWER SYSTEMS, INC. , DU1S4 |  |  | 14.4 | 2002-06-25 09:11 | Anjanece | 10 | 0 | #VALUE! | #VALUE!
HUBBELL POWER SYSTEMS, INC. | DU1S4 | Y | HUBBELL POWER SYSTEMS, INC. , DU1S4 |  |  | 14.56 | 2002-06-25 09:11 | Anjanece | 10 | 0 | #VALUE! | #VALUE!
HUBBELL POWER SYSTEMS, INC. | DU1S4 | Y | HUBBELL POWER SYSTEMS, INC. , DU1S4 |  |  | 15.46 | 2002-06-25 09:11 | Anjanece | 10 | 0 | #VALUE! | #VALUE!
HUBBELL POWER SYSTEMS, INC. | DU1S4 | Y | HUBBELL POWER SYSTEMS, INC. , DU1S4 |  |  | 15.73 | 2002-06-25 09:11 | Anjanece | 10 | 0 | #VALUE! | #VALUE!
HUBBELL POWER SYSTEMS, INC. | DU1S4 | Y | HUBBELL POWER SYSTEMS, INC. , DU1S4 |  |  | 15.95 | 2002-06-25 09:11 | Anjanece | 10 | 0 | #VALUE! | #VALUE!
HUBBELL POWER SYSTEMS, INC. | DU1S4 | Y | HUBBELL POWER SYSTEMS, INC. , DU1S4 |  |  | 16 | 2002-06-25 09:11 | Anjanece | 10 | 0 | #VALUE! | #VALUE!
HUBBELL POWER SYSTEMS, INC. | DU1S4 | Y | HUBBELL POWER SYSTEMS, INC. , DU1S4 |  |  | 16.03 | 2002-06-25 09:11 | Anjanece | 10 | 0 | #VALUE! | #VALUE!
HUBBELL POWER SYSTEMS, INC. | DU1S4 | Y | HUBBELL POWER SYSTEMS, INC. , DU1S4 |  |  | 18.22 | 2002-06-25 09:11 | Anjanece | 10 | 0 | #VALUE! | #VALUE!
HUBBELL POWER SYSTEMS, INC. | DU1S4 | Y | HUBBELL POWER SYSTEMS, INC. , DU1S4 |  |  | 24.94 | 2002-06-25 09:11 | Anjanece | 10 | 0 | #VALUE! | #VALUE!
HUBBELL POWER SYSTEMS, INC. | DU1S4 | Y | HUBBELL POWER SYSTEMS, INC. , DU1S4 |  |  | 27.17 | 2002-06-25 09:11 | Anjanece | 10 | 0 | #VALUE! | #VALUE!
POWER DELIVERY PRODUCTS | 29-6214-10FO | Y | POWER DELIVERY PRODUCTS , 29-6214-10FO | JEA UNDERGROUND DISTRIBUTION | CSC Stores | 112.56 | 2001-12-17 15:27 | Anjanece | 1 | 10000 | #VALUE! | #VALUE!
POWER DELIVERY PRODUCTS | 29-6214-10FO | Y | POWER DELIVERY PRODUCTS , 29-6214-10FO |  |  | 113.62 | 2001-12-17 15:27 | Anjanece | 1 | 10000 | #VALUE! | #VALUE!
POWER DELIVERY PRODUCTS | 29-6214-10FO | Y | POWER DELIVERY PRODUCTS , 29-6214-10FO |  |  | 113.76 | 2001-12-17 15:27 | Anjanece | 1 | 10000 | #VALUE! | #VALUE!
POWER DELIVERY PRODUCTS | 29-6214-10FO | Y | POWER DELIVERY PRODUCTS , 29-6214-10FO |  |  | 114.24 | 2001-12-17 15:27 | Anjanece | 1 | 10000 | #VALUE! | #VALUE!
POWER DELIVERY PRODUCTS | 29-6214-10FO | Y | POWER DELIVERY PRODUCTS , 29-6214-10FO |  |  | 114.83 | 2001-12-17 15:27 | Anjanece | 1 | 10000 | #VALUE! | #VALUE!
POWER DELIVERY PRODUCTS | 29-6214-10FO | Y | POWER DELIVERY PRODUCTS , 29-6214-10FO |  |  | 114.87 | 2001-12-17 15:27 | Anjanece | 1 | 10000 | #VALUE! | #VALUE!
POWER DELIVERY PRODUCTS | 29-6214-10FO | Y | POWER DELIVERY PRODUCTS , 29-6214-10FO |  |  | 115.22 | 2001-12-17 15:27 | Anjanece | 1 | 10000 | #VALUE! | #VALUE!
POWER DELIVERY PRODUCTS | 29-6214-10FO | Y | POWER DELIVERY PRODUCTS , 29-6214-10FO |  |  | 115.36 | 2001-12-17 15:27 | Anjanece | 1 | 10000 | #VALUE! | #VALUE!
POWER DELIVERY PRODUCTS | 29-6214-10FO | Y | POWER DELIVERY PRODUCTS , 29-6214-10FO |  |  | 115.52 | 2001-12-17 15:27 | Anjanece | 1 | 10000 | #VALUE! | #VALUE!
POWER DELIVERY PRODUCTS | 29-6214-10FO | Y | POWER DELIVERY PRODUCTS , 29-6214-10FO |  |  | 115.67 | 2001-12-17 15:27 | Anjanece | 1 | 10000 | #VALUE! | #VALUE!
POWER DELIVERY PRODUCTS | 29-6214-10FO | Y | POWER DELIVERY PRODUCTS , 29-6214-10FO |  |  | 115.74 | 2001-12-17 15:27 | Anjanece | 1 | 10000 | #VALUE! | #VALUE!
POWER DELIVERY PRODUCTS | 29-6214-10FO | Y | POWER DELIVERY PRODUCTS , 29-6214-10FO |  |  | 118.56 | 2001-12-17 15:27 | Anjanece | 1 | 10000 | #VALUE! | #VALUE!
POWER DELIVERY PRODUCTS | 29-6214-10FO | Y | POWER DELIVERY PRODUCTS , 29-6214-10FO |  |  | 120.88 | 2001-12-17 15:27 | Anjanece | 1 | 10000 | #VALUE! | #VALUE!
POWER DELIVERY PRODUCTS | 29-6214-10FO | Y | POWER DELIVERY PRODUCTS , 29-6214-10FO |  |  | 127.52 | 2001-12-17 15:27 | Anjanece | 1 | 10000 | #VALUE! | #VALUE!
POWER DELIVERY PRODUCTS | 29-6214-10FO | Y | POWER DELIVERY PRODUCTS , 29-6214-10FO |  |  | 138 | 2001-12-17 15:27 | Anjanece | 1 | 10000 | #VALUE! | #VALUE!
POWER DELIVERY PRODUCTS | 29-6214-10FO | Y | POWER DELIVERY PRODUCTS , 29-6214-10FO |  |  | 142.46 | 2001-12-17 15:27 | Anjanece | 1 | 10000 | #VALUE! | #VALUE!
POWER DELIVERY PRODUCTS | 29-6214-10FO | Y | POWER DELIVERY PRODUCTS , 29-6214-10FO |  |  | 145.2 | 2001-12-17 15:27 | Anjanece | 1 | 10000 | #VALUE! | #VALUE!
POWER DELIVERY PRODUCTS | 29-6214-10FO | Y | POWER DELIVERY PRODUCTS , 29-6214-10FO |  |  | 157.46 | 2001-12-17 15:27 | Anjanece | 1 | 10000 | #VALUE! | #VALUE!
POWER DELIVERY PRODUCTS | 29-6214-10FO | Y | POWER DELIVERY PRODUCTS , 29-6214-10FO |  |  | 161.11 | 2001-12-17 15:27 | Anjanece | 1 | 10000 | #VALUE! | #VALUE!
POWER DELIVERY PRODUCTS | 29-6214-10FO | Y | POWER DELIVERY PRODUCTS , 29-6214-10FO |  |  | 162.4 | 2001-12-17 15:27 | Anjanece | 1 | 10000 | #VALUE! | #VALUE!
POWER DELIVERY PRODUCTS | 29-6214-10FO | Y | POWER DELIVERY PRODUCTS , 29-6214-10FO |  |  | 164.39 | 2001-12-17 15:27 | Anjanece | 1 | 10000 | #VALUE! | #VALUE!
POWER DELIVERY PRODUCTS | 29-6214-10FO | Y | POWER DELIVERY PRODUCTS , 29-6214-10FO |  |  | 164.69 | 2001-12-17 15:27 | Anjanece | 1 | 10000 | #VALUE! | #VALUE!
POWER DELIVERY PRODUCTS | 29-6214-10FO | Y | POWER DELIVERY PRODUCTS , 29-6214-10FO |  |  | 165.31 | 2001-12-17 15:27 | Anjanece | 1 | 10000 | #VALUE! | #VALUE!
POWER DELIVERY PRODUCTS | 29-6214-10FO | Y | POWER DELIVERY PRODUCTS , 29-6214-10FO |  |  | 166.12 | 2001-12-17 15:27 | Anjanece | 1 | 10000 | #VALUE! | #VALUE!
POWER DELIVERY PRODUCTS | 29-6214-10FO | Y | POWER DELIVERY PRODUCTS , 29-6214-10FO |  |  | 166.99 | 2001-12-17 15:27 | Anjanece | 1 | 10000 | #VALUE! | #VALUE!
POWER DELIVERY PRODUCTS | 29-6214-10FO | Y | POWER DELIVERY PRODUCTS , 29-6214-10FO |  |  | 167.3 | 2001-12-17 15:27 | Anjanece | 1 | 10000 | #VALUE! | #VALUE!
POWER DELIVERY PRODUCTS | 29-6214-10FO | Y | POWER DELIVERY PRODUCTS , 29-6214-10FO |  |  | 168.2 | 2001-12-17 15:27 | Anjanece | 1 | 10000 | #VALUE! | #VALUE!
POWER DELIVERY PRODUCTS | 29-6214-10FO | Y | POWER DELIVERY PRODUCTS , 29-6214-10FO |  |  | 170.86 | 2001-12-17 15:27 | Anjanece | 1 | 10000 | #VALUE! | #VALUE!
POWER DELIVERY PRODUCTS | 29-6214-10FO | Y | POWER DELIVERY PRODUCTS , 29-6214-10FO |  |  | 171.51 | 2001-12-17 15:27 | Anjanece | 1 | 10000 | #VALUE! | #VALUE!
POWER DELIVERY PRODUCTS | 29-6214-10FO | Y | POWER DELIVERY PRODUCTS , 29-6214-10FO |  |  | 171.96 | 2001-12-17 15:27 | Anjanece | 1 | 10000 | #VALUE! | #VALUE!
POWER DELIVERY PRODUCTS | 29-6214-10FO | Y | POWER DELIVERY PRODUCTS , 29-6214-10FO |  |  | 172.11 | 2001-12-17 15:27 | Anjanece | 1 | 10000 | #VALUE! | #VALUE!
POWER DELIVERY PRODUCTS | 29-6214-10FO | Y | POWER DELIVERY PRODUCTS , 29-6214-10FO |  |  | 172.14 | 2001-12-17 15:27 | Anjanece | 1 | 10000 | #VALUE! | #VALUE!
SMART GRID SOLUTIONS | FI-3C-C04NAX-10 | Y | SMART GRID SOLUTIONS , FI-3C-C04NAX-10 | JEA UNDERGROUND DISTRIBUTION | CSC Stores | 112.56 | 2001-12-17 15:27 | Anjanece | 1 | 10000 | #VALUE! | #VALUE!
SMART GRID SOLUTIONS | FI-3C-C04NAX-10 | Y | SMART GRID SOLUTIONS , FI-3C-C04NAX-10 |  |  | 113.62 | 2001-12-17 15:27 | Anjanece | 1 | 10000 | #VALUE! | #VALUE!
SMART GRID SOLUTIONS | FI-3C-C04NAX-10 | Y | SMART GRID SOLUTIONS , FI-3C-C04NAX-10 |  |  | 113.76 | 2001-12-17 15:27 | Anjanece | 1 | 10000 | #VALUE! | #VALUE!
SMART GRID SOLUTIONS | FI-3C-C04NAX-10 | Y | SMART GRID SOLUTIONS , FI-3C-C04NAX-10 |  |  | 114.24 | 2001-12-17 15:27 | Anjanece | 1 | 10000 | #VALUE! | #VALUE!
SMART GRID SOLUTIONS | FI-3C-C04NAX-10 | Y | SMART GRID SOLUTIONS , FI-3C-C04NAX-10 |  |  | 114.83 | 2001-12-17 15:27 | Anjanece | 1 | 10000 | #VALUE! | #VALUE!
SMART GRID SOLUTIONS | FI-3C-C04NAX-10 | Y | SMART GRID SOLUTIONS , FI-3C-C04NAX-10 |  |  | 114.87 | 2001-12-17 15:27 | Anjanece | 1 | 10000 | #VALUE! | #VALUE!
SMART GRID SOLUTIONS | FI-3C-C04NAX-10 | Y | SMART GRID SOLUTIONS , FI-3C-C04NAX-10 |  |  | 115.22 | 2001-12-17 15:27 | Anjanece | 1 | 10000 | #VALUE! | #VALUE!
SMART GRID SOLUTIONS | FI-3C-C04NAX-10 | Y | SMART GRID SOLUTIONS , FI-3C-C04NAX-10 |  |  | 115.36 | 2001-12-17 15:27 | Anjanece | 1 | 10000 | #VALUE! | #VALUE!
SMART GRID SOLUTIONS | FI-3C-C04NAX-10 | Y | SMART GRID SOLUTIONS , FI-3C-C04NAX-10 |  |  | 115.52 | 2001-12-17 15:27 | Anjanece | 1 | 10000 | #VALUE! | #VALUE!
SMART GRID SOLUTIONS | FI-3C-C04NAX-10 | Y | SMART GRID SOLUTIONS , FI-3C-C04NAX-10 |  |  | 115.67 | 2001-12-17 15:27 | Anjanece | 1 | 10000 | #VALUE! | #VALUE!
SMART GRID SOLUTIONS | FI-3C-C04NAX-10 | Y | SMART GRID SOLUTIONS , FI-3C-C04NAX-10 |  |  | 115.74 | 2001-12-17 15:27 | Anjanece | 1 | 10000 | #VALUE! | #VALUE!
SMART GRID SOLUTIONS | FI-3C-C04NAX-10 | Y | SMART GRID SOLUTIONS , FI-3C-C04NAX-10 |  |  | 118.56 | 2001-12-17 15:27 | Anjanece | 1 | 10000 | #VALUE! | #VALUE!
SMART GRID SOLUTIONS | FI-3C-C04NAX-10 | Y | SMART GRID SOLUTIONS , FI-3C-C04NAX-10 |  |  | 120.88 | 2001-12-17 15:27 | Anjanece | 1 | 10000 | #VALUE! | #VALUE!
SMART GRID SOLUTIONS | FI-3C-C04NAX-10 | Y | SMART GRID SOLUTIONS , FI-3C-C04NAX-10 |  |  | 127.52 | 2001-12-17 15:27 | Anjanece | 1 | 10000 | #VALUE! | #VALUE!
SMART GRID SOLUTIONS | FI-3C-C04NAX-10 | Y | SMART GRID SOLUTIONS , FI-3C-C04NAX-10 |  |  | 138 | 2001-12-17 15:27 | Anjanece | 1 | 10000 | #VALUE! | #VALUE!
SMART GRID SOLUTIONS | FI-3C-C04NAX-10 | Y | SMART GRID SOLUTIONS , FI-3C-C04NAX-10 |  |  | 142.46 | 2001-12-17 15:27 | Anjanece | 1 | 10000 | #VALUE! | #VALUE!
SMART GRID SOLUTIONS | FI-3C-C04NAX-10 | Y | SMART GRID SOLUTIONS , FI-3C-C04NAX-10 |  |  | 145.2 | 2001-12-17 15:27 | Anjanece | 1 | 10000 | #VALUE! | #VALUE!
SMART GRID SOLUTIONS | FI-3C-C04NAX-10 | Y | SMART GRID SOLUTIONS , FI-3C-C04NAX-10 |  |  | 157.46 | 2001-12-17 15:27 | Anjanece | 1 | 10000 | #VALUE! | #VALUE!
SMART GRID SOLUTIONS | FI-3C-C04NAX-10 | Y | SMART GRID SOLUTIONS , FI-3C-C04NAX-10 |  |  | 161.11 | 2001-12-17 15:27 | Anjanece | 1 | 10000 | #VALUE! | #VALUE!
SMART GRID SOLUTIONS | FI-3C-C04NAX-10 | Y | SMART GRID SOLUTIONS , FI-3C-C04NAX-10 |  |  | 162.4 | 2001-12-17 15:27 | Anjanece | 1 | 10000 | #VALUE! | #VALUE!
SMART GRID SOLUTIONS | FI-3C-C04NAX-10 | Y | SMART GRID SOLUTIONS , FI-3C-C04NAX-10 |  |  | 164.39 | 2001-12-17 15:27 | Anjanece | 1 | 10000 | #VALUE! | #VALUE!
SMART GRID SOLUTIONS | FI-3C-C04NAX-10 | Y | SMART GRID SOLUTIONS , FI-3C-C04NAX-10 |  |  | 164.69 | 2001-12-17 15:27 | Anjanece | 1 | 10000 | #VALUE! | #VALUE!
SMART GRID SOLUTIONS | FI-3C-C04NAX-10 | Y | SMART GRID SOLUTIONS , FI-3C-C04NAX-10 |  |  | 165.31 | 2001-12-17 15:27 | Anjanece | 1 | 10000 | #VALUE! | #VALUE!
SMART GRID SOLUTIONS | FI-3C-C04NAX-10 | Y | SMART GRID SOLUTIONS , FI-3C-C04NAX-10 |  |  | 166.12 | 2001-12-17 15:27 | Anjanece | 1 | 10000 | #VALUE! | #VALUE!
SMART GRID SOLUTIONS | FI-3C-C04NAX-10 | Y | SMART GRID SOLUTIONS , FI-3C-C04NAX-10 |  |  | 166.99 | 2001-12-17 15:27 | Anjanece | 1 | 10000 | #VALUE! | #VALUE!
SMART GRID SOLUTIONS | FI-3C-C04NAX-10 | Y | SMART GRID SOLUTIONS , FI-3C-C04NAX-10 |  |  | 167.3 | 2001-12-17 15:27 | Anjanece | 1 | 10000 | #VALUE! | #VALUE!
SMART GRID SOLUTIONS | FI-3C-C04NAX-10 | Y | SMART GRID SOLUTIONS , FI-3C-C04NAX-10 |  |  | 168.2 | 2001-12-17 15:27 | Anjanece | 1 | 10000 | #VALUE! | #VALUE!
SMART GRID SOLUTIONS | FI-3C-C04NAX-10 | Y | SMART GRID SOLUTIONS , FI-3C-C04NAX-10 |  |  | 170.86 | 2001-12-17 15:27 | Anjanece | 1 | 10000 | #VALUE! | #VALUE!
SMART GRID SOLUTIONS | FI-3C-C04NAX-10 | Y | SMART GRID SOLUTIONS , FI-3C-C04NAX-10 |  |  | 171.51 | 2001-12-17 15:27 | Anjanece | 1 | 10000 | #VALUE! | #VALUE!
SMART GRID SOLUTIONS | FI-3C-C04NAX-10 | Y | SMART GRID SOLUTIONS , FI-3C-C04NAX-10 |  |  | 171.96 | 2001-12-17 15:27 | Anjanece | 1 | 10000 | #VALUE! | #VALUE!
SMART GRID SOLUTIONS | FI-3C-C04NAX-10 | Y | SMART GRID SOLUTIONS , FI-3C-C04NAX-10 |  |  | 172.11 | 2001-12-17 15:27 | Anjanece | 1 | 10000 | #VALUE! | #VALUE!
SMART GRID SOLUTIONS | FI-3C-C04NAX-10 | Y | SMART GRID SOLUTIONS , FI-3C-C04NAX-10 |  |  | 172.14 | 2001-12-17 15:27 | Anjanece | 1 | 10000 | #VALUE! | #VALUE!
POWER DELIVERY PRODUCTS | 29-6215-10FO | Y | POWER DELIVERY PRODUCTS , 29-6215-10FO | JEA GENERATION | CSC Stores | 86.84 | 2001-12-17 15:32 | Anjanece | 10 | 0 | #VALUE! | #VALUE!
POWER DELIVERY PRODUCTS | 29-6215-10FO | Y | POWER DELIVERY PRODUCTS , 29-6215-10FO |  |  | 89.39 | 2001-12-17 15:32 | Anjanece | 10 | 0 | #VALUE! | #VALUE!
POWER DELIVERY PRODUCTS | 29-6215-10FO | Y | POWER DELIVERY PRODUCTS , 29-6215-10FO |  |  | 89.58 | 2001-12-17 15:32 | Anjanece | 10 | 0 | #VALUE! | #VALUE!
POWER DELIVERY PRODUCTS | 29-6215-10FO | Y | POWER DELIVERY PRODUCTS , 29-6215-10FO |  |  | 92.08 | 2001-12-17 15:32 | Anjanece | 10 | 0 | #VALUE! | #VALUE!
POWER DELIVERY PRODUCTS | 29-6215-10FO | Y | POWER DELIVERY PRODUCTS , 29-6215-10FO |  |  | 92.29 | 2001-12-17 15:32 | Anjanece | 10 | 0 | #VALUE! | #VALUE!
POWER DELIVERY PRODUCTS | 29-6215-10FO | Y | POWER DELIVERY PRODUCTS , 29-6215-10FO |  |  | 93.2 | 2001-12-17 15:32 | Anjanece | 10 | 0 | #VALUE! | #VALUE!
POWER DELIVERY PRODUCTS | 29-6215-10FO | Y | POWER DELIVERY PRODUCTS , 29-6215-10FO |  |  | 96 | 2001-12-17 15:32 | Anjanece | 10 | 0 | #VALUE! | #VALUE!
POWER DELIVERY PRODUCTS | 29-6215-10FO | Y | POWER DELIVERY PRODUCTS , 29-6215-10FO |  |  | 97.2 | 2001-12-17 15:32 | Anjanece | 10 | 0 | #VALUE! | #VALUE!
POWER DELIVERY PRODUCTS | 29-6215-10FO | Y | POWER DELIVERY PRODUCTS , 29-6215-10FO |  |  | 97.4 | 2001-12-17 15:32 | Anjanece | 10 | 0 | #VALUE! | #VALUE!
POWER DELIVERY PRODUCTS | 29-6215-10FO | Y | POWER DELIVERY PRODUCTS , 29-6215-10FO |  |  | 97.5 | 2001-12-17 15:32 | Anjanece | 10 | 0 | #VALUE! | #VALUE!
POWER DELIVERY PRODUCTS | 29-6215-10FO | Y | POWER DELIVERY PRODUCTS , 29-6215-10FO |  |  | 98.3 | 2001-12-17 15:32 | Anjanece | 10 | 0 | #VALUE! | #VALUE!
POWER DELIVERY PRODUCTS | 29-6215-10FO | Y | POWER DELIVERY PRODUCTS , 29-6215-10FO |  |  | 98.76 | 2001-12-17 15:32 | Anjanece | 10 | 0 | #VALUE! | #VALUE!
POWER DELIVERY PRODUCTS | 29-6215-10FO | Y | POWER DELIVERY PRODUCTS , 29-6215-10FO |  |  | 99.13 | 2001-12-17 15:32 | Anjanece | 10 | 0 | #VALUE! | #VALUE!
POWER DELIVERY PRODUCTS | 29-6215-10FO | Y | POWER DELIVERY PRODUCTS , 29-6215-10FO |  |  | 100.82 | 2001-12-17 15:32 | Anjanece | 10 | 0 | #VALUE! | #VALUE!
POWER DELIVERY PRODUCTS | 29-6215-10FO | Y | POWER DELIVERY PRODUCTS , 29-6215-10FO |  |  | 101.67 | 2001-12-17 15:32 | Anjanece | 10 | 0 | #VALUE! | #VALUE!
POWER DELIVERY PRODUCTS | 29-6215-10FO | Y | POWER DELIVERY PRODUCTS , 29-6215-10FO |  |  | 102.02 | 2001-12-17 15:32 | Anjanece | 10 | 0 | #VALUE! | #VALUE!
POWER DELIVERY PRODUCTS | 29-6215-10FO | Y | POWER DELIVERY PRODUCTS , 29-6215-10FO |  |  | 104.17 | 2001-12-17 15:32 | Anjanece | 10 | 0 | #VALUE! | #VALUE!
POWER DELIVERY PRODUCTS | 29-6215-10FO | Y | POWER DELIVERY PRODUCTS , 29-6215-10FO |  |  | 106.33 | 2001-12-17 15:32 | Anjanece | 10 | 0 | #VALUE! | #VALUE!
POWER DELIVERY PRODUCTS | 29-6215-10FO | Y | POWER DELIVERY PRODUCTS , 29-6215-10FO |  |  | 114.56 | 2001-12-17 15:32 | Anjanece | 10 | 0 | #VALUE! | #VALUE!
POWER DELIVERY PRODUCTS | 29-6215-10FO | Y | POWER DELIVERY PRODUCTS , 29-6215-10FO |  |  | 115 | 2001-12-17 15:32 | Anjanece | 10 | 0 | #VALUE! | #VALUE!
POWER DELIVERY PRODUCTS | 29-6215-10FO | Y | POWER DELIVERY PRODUCTS , 29-6215-10FO |  |  | 135.56 | 2001-12-17 15:32 | Anjanece | 10 | 0 | #VALUE! | #VALUE!
POWER DELIVERY PRODUCTS | 29-6215-10FO | Y | POWER DELIVERY PRODUCTS , 29-6215-10FO |  |  | 136.45 | 2001-12-17 15:32 | Anjanece | 10 | 0 | #VALUE! | #VALUE!
POWER DELIVERY PRODUCTS | 29-6215-10FO | Y | POWER DELIVERY PRODUCTS , 29-6215-10FO |  |  | 137.27 | 2001-12-17 15:32 | Anjanece | 10 | 0 | #VALUE! | #VALUE!
POWER DELIVERY PRODUCTS | 29-6215-10FO | Y | POWER DELIVERY PRODUCTS , 29-6215-10FO |  |  | 137.97 | 2001-12-17 15:32 | Anjanece | 10 | 0 | #VALUE! | #VALUE!
POWER DELIVERY PRODUCTS | 29-6215-10FO | Y | POWER DELIVERY PRODUCTS , 29-6215-10FO |  |  | 138.34 | 2001-12-17 15:32 | Anjanece | 10 | 0 | #VALUE! | #VALUE!
POWER DELIVERY PRODUCTS | 29-6215-10FO | Y | POWER DELIVERY PRODUCTS , 29-6215-10FO |  |  | 138.48 | 2001-12-17 15:32 | Anjanece | 10 | 0 | #VALUE! | #VALUE!
POWER DELIVERY PRODUCTS | 29-6215-10FO | Y | POWER DELIVERY PRODUCTS , 29-6215-10FO |  |  | 138.54 | 2001-12-17 15:32 | Anjanece | 10 | 0 | #VALUE! | #VALUE!
POWER DELIVERY PRODUCTS | 29-6215-10FO | Y | POWER DELIVERY PRODUCTS , 29-6215-10FO |  |  | 138.86 | 2001-12-17 15:32 | Anjanece | 10 | 0 | #VALUE! | #VALUE!
POWER DELIVERY PRODUCTS | 29-6215-10FO | Y | POWER DELIVERY PRODUCTS , 29-6215-10FO |  |  | 139.44 | 2001-12-17 15:32 | Anjanece | 10 | 0 | #VALUE! | #VALUE!
POWER DELIVERY PRODUCTS | 29-6215-10FO | Y | POWER DELIVERY PRODUCTS , 29-6215-10FO |  |  | 139.46 | 2001-12-17 15:32 | Anjanece | 10 | 0 | #VALUE! | #VALUE!
POWER DELIVERY PRODUCTS | 29-6215-10FO | Y | POWER DELIVERY PRODUCTS , 29-6215-10FO |  |  | 139.88 | 2001-12-17 15:32 | Anjanece | 10 | 0 | #VALUE! | #VALUE!
POWER DELIVERY PRODUCTS | 29-6215-10FO | Y | POWER DELIVERY PRODUCTS , 29-6215-10FO |  |  | 140.48 | 2001-12-17 15:32 | Anjanece | 10 | 0 | #VALUE! | #VALUE!
POWER DELIVERY PRODUCTS | 29-6215-10FO | Y | POWER DELIVERY PRODUCTS , 29-6215-10FO |  |  | 140.73 | 2001-12-17 15:32 | Anjanece | 10 | 0 | #VALUE! | #VALUE!
POWER DELIVERY PRODUCTS | 29-6215-10FO | Y | POWER DELIVERY PRODUCTS , 29-6215-10FO |  |  | 140.79 | 2001-12-17 15:32 | Anjanece | 10 | 0 | #VALUE! | #VALUE!
POWER DELIVERY PRODUCTS | 29-6215-10FO | Y | POWER DELIVERY PRODUCTS , 29-6215-10FO |  |  | 140.81 | 2001-12-17 15:32 | Anjanece | 10 | 0 | #VALUE! | #VALUE!
POWER DELIVERY PRODUCTS | 29-6215-10FO | Y | POWER DELIVERY PRODUCTS , 29-6215-10FO |  |  | 143.74 | 2001-12-17 15:32 | Anjanece | 10 | 0 | #VALUE! | #VALUE!
POWER DELIVERY PRODUCTS | 29-6215-10FO | Y | POWER DELIVERY PRODUCTS , 29-6215-10FO |  |  | 165.3 | 2001-12-17 15:32 | Anjanece | 10 | 0 | #VALUE! | #VALUE!
POWER DELIVERY PRODUCTS | 29-6215-10FO | Y | POWER DELIVERY PRODUCTS , 29-6215-10FO |  |  | 175.04 | 2001-12-17 15:32 | Anjanece | 10 | 0 | #VALUE! | #VALUE!
POWER DELIVERY PRODUCTS | 29-6215-10FO | Y | POWER DELIVERY PRODUCTS , 29-6215-10FO |  |  | 184.71 | 2001-12-17 15:32 | Anjanece | 10 | 0 | #VALUE! | #VALUE!
POWER DELIVERY PRODUCTS | 29-6215-10FO | Y | POWER DELIVERY PRODUCTS , 29-6215-10FO |  |  | 192.41 | 2001-12-17 15:32 | Anjanece | 10 | 0 | #VALUE! | #VALUE!
POWER DELIVERY PRODUCTS | 29-6215-10FO | Y | POWER DELIVERY PRODUCTS , 29-6215-10FO |  |  | 194.94 | 2001-12-17 15:32 | Anjanece | 10 | 0 | #VALUE! | #VALUE!
SMART GRID SOLUTIONS | FI-3C-C04NCX-10 | Y | SMART GRID SOLUTIONS , FI-3C-C04NCX-10 | JEA GENERATION | CSC Stores | 86.84 | 2001-12-17 15:32 | Anjanece | 10 | 0 | #VALUE! | #VALUE!
SMART GRID SOLUTIONS | FI-3C-C04NCX-10 | Y | SMART GRID SOLUTIONS , FI-3C-C04NCX-10 |  |  | 89.39 | 2001-12-17 15:32 | Anjanece | 10 | 0 | #VALUE! | #VALUE!
SMART GRID SOLUTIONS | FI-3C-C04NCX-10 | Y | SMART GRID SOLUTIONS , FI-3C-C04NCX-10 |  |  | 89.58 | 2001-12-17 15:32 | Anjanece | 10 | 0 | #VALUE! | #VALUE!
SMART GRID SOLUTIONS | FI-3C-C04NCX-10 | Y | SMART GRID SOLUTIONS , FI-3C-C04NCX-10 |  |  | 92.08 | 2001-12-17 15:32 | Anjanece | 10 | 0 | #VALUE! | #VALUE!
SMART GRID SOLUTIONS | FI-3C-C04NCX-10 | Y | SMART GRID SOLUTIONS , FI-3C-C04NCX-10 |  |  | 92.29 | 2001-12-17 15:32 | Anjanece | 10 | 0 | #VALUE! | #VALUE!
SMART GRID SOLUTIONS | FI-3C-C04NCX-10 | Y | SMART GRID SOLUTIONS , FI-3C-C04NCX-10 |  |  | 93.2 | 2001-12-17 15:32 | Anjanece | 10 | 0 | #VALUE! | #VALUE!
SMART GRID SOLUTIONS | FI-3C-C04NCX-10 | Y | SMART GRID SOLUTIONS , FI-3C-C04NCX-10 |  |  | 96 | 2001-12-17 15:32 | Anjanece | 10 | 0 | #VALUE! | #VALUE!
SMART GRID SOLUTIONS | FI-3C-C04NCX-10 | Y | SMART GRID SOLUTIONS , FI-3C-C04NCX-10 |  |  | 97.2 | 2001-12-17 15:32 | Anjanece | 10 | 0 | #VALUE! | #VALUE!
SMART GRID SOLUTIONS | FI-3C-C04NCX-10 | Y | SMART GRID SOLUTIONS , FI-3C-C04NCX-10 |  |  | 97.4 | 2001-12-17 15:32 | Anjanece | 10 | 0 | #VALUE! | #VALUE!
SMART GRID SOLUTIONS | FI-3C-C04NCX-10 | Y | SMART GRID SOLUTIONS , FI-3C-C04NCX-10 |  |  | 97.5 | 2001-12-17 15:32 | Anjanece | 10 | 0 | #VALUE! | #VALUE!
SMART GRID SOLUTIONS | FI-3C-C04NCX-10 | Y | SMART GRID SOLUTIONS , FI-3C-C04NCX-10 |  |  | 98.3 | 2001-12-17 15:32 | Anjanece | 10 | 0 | #VALUE! | #VALUE!
SMART GRID SOLUTIONS | FI-3C-C04NCX-10 | Y | SMART GRID SOLUTIONS , FI-3C-C04NCX-10 |  |  | 98.76 | 2001-12-17 15:32 | Anjanece | 10 | 0 | #VALUE! | #VALUE!
SMART GRID SOLUTIONS | FI-3C-C04NCX-10 | Y | SMART GRID SOLUTIONS , FI-3C-C04NCX-10 |  |  | 99.13 | 2001-12-17 15:32 | Anjanece | 10 | 0 | #VALUE! | #VALUE!
SMART GRID SOLUTIONS | FI-3C-C04NCX-10 | Y | SMART GRID SOLUTIONS , FI-3C-C04NCX-10 |  |  | 100.82 | 2001-12-17 15:32 | Anjanece | 10 | 0 | #VALUE! | #VALUE!
SMART GRID SOLUTIONS | FI-3C-C04NCX-10 | Y | SMART GRID SOLUTIONS , FI-3C-C04NCX-10 |  |  | 101.67 | 2001-12-17 15:32 | Anjanece | 10 | 0 | #VALUE! | #VALUE!
SMART GRID SOLUTIONS | FI-3C-C04NCX-10 | Y | SMART GRID SOLUTIONS , FI-3C-C04NCX-10 |  |  | 102.02 | 2001-12-17 15:32 | Anjanece | 10 | 0 | #VALUE! | #VALUE!
SMART GRID SOLUTIONS | FI-3C-C04NCX-10 | Y | SMART GRID SOLUTIONS , FI-3C-C04NCX-10 |  |  | 104.17 | 2001-12-17 15:32 | Anjanece | 10 | 0 | #VALUE! | #VALUE!
SMART GRID SOLUTIONS | FI-3C-C04NCX-10 | Y | SMART GRID SOLUTIONS , FI-3C-C04NCX-10 |  |  | 106.33 | 2001-12-17 15:32 | Anjanece | 10 | 0 | #VALUE! | #VALUE!
SMART GRID SOLUTIONS | FI-3C-C04NCX-10 | Y | SMART GRID SOLUTIONS , FI-3C-C04NCX-10 |  |  | 114.56 | 2001-12-17 15:32 | Anjanece | 10 | 0 | #VALUE! | #VALUE!
SMART GRID SOLUTIONS | FI-3C-C04NCX-10 | Y | SMART GRID SOLUTIONS , FI-3C-C04NCX-10 |  |  | 115 | 2001-12-17 15:32 | Anjanece | 10 | 0 | #VALUE! | #VALUE!
SMART GRID SOLUTIONS | FI-3C-C04NCX-10 | Y | SMART GRID SOLUTIONS , FI-3C-C04NCX-10 |  |  | 135.56 | 2001-12-17 15:32 | Anjanece | 10 | 0 | #VALUE! | #VALUE!
SMART GRID SOLUTIONS | FI-3C-C04NCX-10 | Y | SMART GRID SOLUTIONS , FI-3C-C04NCX-10 |  |  | 136.45 | 2001-12-17 15:32 | Anjanece | 10 | 0 | #VALUE! | #VALUE!
SMART GRID SOLUTIONS | FI-3C-C04NCX-10 | Y | SMART GRID SOLUTIONS , FI-3C-C04NCX-10 |  |  | 137.27 | 2001-12-17 15:32 | Anjanece | 10 | 0 | #VALUE! | #VALUE!
SMART GRID SOLUTIONS | FI-3C-C04NCX-10 | Y | SMART GRID SOLUTIONS , FI-3C-C04NCX-10 |  |  | 137.97 | 2001-12-17 15:32 | Anjanece | 10 | 0 | #VALUE! | #VALUE!
SMART GRID SOLUTIONS | FI-3C-C04NCX-10 | Y | SMART GRID SOLUTIONS , FI-3C-C04NCX-10 |  |  | 138.34 | 2001-12-17 15:32 | Anjanece | 10 | 0 | #VALUE! | #VALUE!
SMART GRID SOLUTIONS | FI-3C-C04NCX-10 | Y | SMART GRID SOLUTIONS , FI-3C-C04NCX-10 |  |  | 138.48 | 2001-12-17 15:32 | Anjanece | 10 | 0 | #VALUE! | #VALUE!
SMART GRID SOLUTIONS | FI-3C-C04NCX-10 | Y | SMART GRID SOLUTIONS , FI-3C-C04NCX-10 |  |  | 138.54 | 2001-12-17 15:32 | Anjanece | 10 | 0 | #VALUE! | #VALUE!
SMART GRID SOLUTIONS | FI-3C-C04NCX-10 | Y | SMART GRID SOLUTIONS , FI-3C-C04NCX-10 |  |  | 138.86 | 2001-12-17 15:32 | Anjanece | 10 | 0 | #VALUE! | #VALUE!
SMART GRID SOLUTIONS | FI-3C-C04NCX-10 | Y | SMART GRID SOLUTIONS , FI-3C-C04NCX-10 |  |  | 139.44 | 2001-12-17 15:32 | Anjanece | 10 | 0 | #VALUE! | #VALUE!
SMART GRID SOLUTIONS | FI-3C-C04NCX-10 | Y | SMART GRID SOLUTIONS , FI-3C-C04NCX-10 |  |  | 139.46 | 2001-12-17 15:32 | Anjanece | 10 | 0 | #VALUE! | #VALUE!
SMART GRID SOLUTIONS | FI-3C-C04NCX-10 | Y | SMART GRID SOLUTIONS , FI-3C-C04NCX-10 |  |  | 139.88 | 2001-12-17 15:32 | Anjanece | 10 | 0 | #VALUE! | #VALUE!
SMART GRID SOLUTIONS | FI-3C-C04NCX-10 | Y | SMART GRID SOLUTIONS , FI-3C-C04NCX-10 |  |  | 140.48 | 2001-12-17 15:32 | Anjanece | 10 | 0 | #VALUE! | #VALUE!
SMART GRID SOLUTIONS | FI-3C-C04NCX-10 | Y | SMART GRID SOLUTIONS , FI-3C-C04NCX-10 |  |  | 140.73 | 2001-12-17 15:32 | Anjanece | 10 | 0 | #VALUE! | #VALUE!
SMART GRID SOLUTIONS | FI-3C-C04NCX-10 | Y | SMART GRID SOLUTIONS , FI-3C-C04NCX-10 |  |  | 140.79 | 2001-12-17 15:32 | Anjanece | 10 | 0 | #VALUE! | #VALUE!
SMART GRID SOLUTIONS | FI-3C-C04NCX-10 | Y | SMART GRID SOLUTIONS , FI-3C-C04NCX-10 |  |  | 140.81 | 2001-12-17 15:32 | Anjanece | 10 | 0 | #VALUE! | #VALUE!
SMART GRID SOLUTIONS | FI-3C-C04NCX-10 | Y | SMART GRID SOLUTIONS , FI-3C-C04NCX-10 |  |  | 143.74 | 2001-12-17 15:32 | Anjanece | 10 | 0 | #VALUE! | #VALUE!
SMART GRID SOLUTIONS | FI-3C-C04NCX-10 | Y | SMART GRID SOLUTIONS , FI-3C-C04NCX-10 |  |  | 165.3 | 2001-12-17 15:32 | Anjanece | 10 | 0 | #VALUE! | #VALUE!
SMART GRID SOLUTIONS | FI-3C-C04NCX-10 | Y | SMART GRID SOLUTIONS , FI-3C-C04NCX-10 |  |  | 175.04 | 2001-12-17 15:32 | Anjanece | 10 | 0 | #VALUE! | #VALUE!
SMART GRID SOLUTIONS | FI-3C-C04NCX-10 | Y | SMART GRID SOLUTIONS , FI-3C-C04NCX-10 |  |  | 184.71 | 2001-12-17 15:32 | Anjanece | 10 | 0 | #VALUE! | #VALUE!
SMART GRID SOLUTIONS | FI-3C-C04NCX-10 | Y | SMART GRID SOLUTIONS , FI-3C-C04NCX-10 |  |  | 192.41 | 2001-12-17 15:32 | Anjanece | 10 | 0 | #VALUE! | #VALUE!
SMART GRID SOLUTIONS | FI-3C-C04NCX-10 | Y | SMART GRID SOLUTIONS , FI-3C-C04NCX-10 |  |  | 194.94 | 2001-12-17 15:32 | Anjanece | 10 | 0 | #VALUE! | #VALUE!
SENTIENT | 32443-32202-10001 | Y | SENTIENT , 32443-32202-10001 | JEA OVERHEAD DISTRIBUTION | CSC Stores | 1289 | 2023-11-15 18:58 | John | 1 | 0 | N | N
SENTIENT | 32443-32202-10001 | Y | SENTIENT , 32443-32202-10001 |  |  | 1945 | 2023-11-15 18:58 | John | 1 | 0 | N | N
SENTIENT | 33001-32202-20001 | Y | SENTIENT , 33001-32202-20001 | JEA OVERHEAD DISTRIBUTION | CSC Stores | 1289 | 2023-11-15 19:21 | John | 1 | 0 | N | N
SENTIENT | 33001-32202-20001 | Y | SENTIENT , 33001-32202-20001 |  |  | 1945 | 2023-11-15 19:21 | John | 1 | 0 | N | N
SIEMENS | 7ML5320-1AA06-0AP0-LR120 | Y | SIEMENS , 7ML5320-1AA06-0AP0-LR120 | JEA GENERATION | NGS Stores | 1361 | 2025-02-25 14:19 | John |  | 0 | N | N
SIEMENS | 7ML5320-1AA06-0AP0-LR120 | Y | SIEMENS , 7ML5320-1AA06-0AP0-LR120 |  |  | 1437 | 2025-02-25 14:19 | John |  | 0 | N | N
VEGA | PS6X-224 HQW has a 1-1/2? NPT process connection. | Y | VEGA , PS6X-224 HQW has a 1-1/2? NPT process connection. | JEA GENERATION | NGS Stores | 4754 | 2024-05-01 11:03 | John |  | 0 | N | N
DATEXEL | DAT9000 | Y | DATEXEL , DAT9000 | JEA GENERATION | NGS Stores | 345 | 2024-09-20 07:23 | John |  | 0 | N | N
DATEXEL | DAT3024ISO | Y | DATEXEL , DAT3024ISO | JEA GENERATION | NGS Stores | 345 | 2024-09-20 07:48 | John |  | 0 | N | N
DATEXEL | DAT3024ISO | Y | DATEXEL , DAT3024ISO |  |  | 415.75 | 2024-09-20 07:48 | John |  | 0 | N | N
PRECISION DIGITAL | SKU: PD9000-7G-8AI | Y | PRECISION DIGITAL , SKU: PD9000-7G-8AI | JEA GENERATION | NGS Stores | 3150 | 2024-09-20 08:08 | John |  | 0 | N | N
PRECISION DIGITAL | SKU: PD9000-7G-8AI | Y | PRECISION DIGITAL , SKU: PD9000-7G-8AI |  |  | 4939 | 2024-09-20 08:08 | John |  | 0 | N | N
ADVANCED RUBBER PRODUCTS | ARP-35SKCE-S | Y | ADVANCED RUBBER PRODUCTS , ARP-35SKCE-S | JEA OVERHEAD DISTRIBUTION | CSC Stores | 9.7 | 2001-12-17 15:40 | Anjanece | 300 | 2000 | #VALUE! | #VALUE!
ADVANCED RUBBER PRODUCTS | ARP-35SKCE-S | Y | ADVANCED RUBBER PRODUCTS , ARP-35SKCE-S |  |  | 9.71 | 2001-12-17 15:40 | Anjanece | 300 | 2000 | #VALUE! | #VALUE!
ADVANCED RUBBER PRODUCTS | ARP-35SKCE-S | Y | ADVANCED RUBBER PRODUCTS , ARP-35SKCE-S |  |  | 9.72 | 2001-12-17 15:40 | Anjanece | 300 | 2000 | #VALUE! | #VALUE!
ADVANCED RUBBER PRODUCTS | ARP-35SKCE-S | Y | ADVANCED RUBBER PRODUCTS , ARP-35SKCE-S |  |  | 9.75 | 2001-12-17 15:40 | Anjanece | 300 | 2000 | #VALUE! | #VALUE!
ADVANCED RUBBER PRODUCTS | ARP-35SKCE-S | Y | ADVANCED RUBBER PRODUCTS , ARP-35SKCE-S |  |  | 9.78 | 2001-12-17 15:40 | Anjanece | 300 | 2000 | #VALUE! | #VALUE!
ADVANCED RUBBER PRODUCTS | ARP-35SKCE-S | Y | ADVANCED RUBBER PRODUCTS , ARP-35SKCE-S |  |  | 9.8 | 2001-12-17 15:40 | Anjanece | 300 | 2000 | #VALUE! | #VALUE!
ADVANCED RUBBER PRODUCTS | ARP-35SKCE-S | Y | ADVANCED RUBBER PRODUCTS , ARP-35SKCE-S |  |  | 9.81 | 2001-12-17 15:40 | Anjanece | 300 | 2000 | #VALUE! | #VALUE!
ADVANCED RUBBER PRODUCTS | ARP-35SKCE-S | Y | ADVANCED RUBBER PRODUCTS , ARP-35SKCE-S |  |  | 9.82 | 2001-12-17 15:40 | Anjanece | 300 | 2000 | #VALUE! | #VALUE!
ADVANCED RUBBER PRODUCTS | ARP-35SKCE-S | Y | ADVANCED RUBBER PRODUCTS , ARP-35SKCE-S |  |  | 9.83 | 2001-12-17 15:40 | Anjanece | 300 | 2000 | #VALUE! | #VALUE!
ADVANCED RUBBER PRODUCTS | ARP-35SKCE-S | Y | ADVANCED RUBBER PRODUCTS , ARP-35SKCE-S |  |  | 9.84 | 2001-12-17 15:40 | Anjanece | 300 | 2000 | #VALUE! | #VALUE!
ADVANCED RUBBER PRODUCTS | ARP-35SKCE-S | Y | ADVANCED RUBBER PRODUCTS , ARP-35SKCE-S |  |  | 9.9 | 2001-12-17 15:40 | Anjanece | 300 | 2000 | #VALUE! | #VALUE!
ADVANCED RUBBER PRODUCTS | ARP-35SKCE-S | Y | ADVANCED RUBBER PRODUCTS , ARP-35SKCE-S |  |  | 9.93 | 2001-12-17 15:40 | Anjanece | 300 | 2000 | #VALUE! | #VALUE!
ADVANCED RUBBER PRODUCTS | ARP-35SKCE-S | Y | ADVANCED RUBBER PRODUCTS , ARP-35SKCE-S |  |  | 9.95 | 2001-12-17 15:40 | Anjanece | 300 | 2000 | #VALUE! | #VALUE!
ADVANCED RUBBER PRODUCTS | ARP-35SKCE-S | Y | ADVANCED RUBBER PRODUCTS , ARP-35SKCE-S |  |  | 9.99 | 2001-12-17 15:40 | Anjanece | 300 | 2000 | #VALUE! | #VALUE!
ADVANCED RUBBER PRODUCTS | ARP-35SKCE-S | Y | ADVANCED RUBBER PRODUCTS , ARP-35SKCE-S |  |  | 10 | 2001-12-17 15:40 | Anjanece | 300 | 2000 | #VALUE! | #VALUE!
ADVANCED RUBBER PRODUCTS | ARP-35SKCE-S | Y | ADVANCED RUBBER PRODUCTS , ARP-35SKCE-S |  |  | 10.04 | 2001-12-17 15:40 | Anjanece | 300 | 2000 | #VALUE! | #VALUE!
ADVANCED RUBBER PRODUCTS | ARP-35SKCE-S | Y | ADVANCED RUBBER PRODUCTS , ARP-35SKCE-S |  |  | 10.06 | 2001-12-17 15:40 | Anjanece | 300 | 2000 | #VALUE! | #VALUE!
ADVANCED RUBBER PRODUCTS | ARP-35SKCE-S | Y | ADVANCED RUBBER PRODUCTS , ARP-35SKCE-S |  |  | 10.08 | 2001-12-17 15:40 | Anjanece | 300 | 2000 | #VALUE! | #VALUE!
ADVANCED RUBBER PRODUCTS | ARP-35SKCE-S | Y | ADVANCED RUBBER PRODUCTS , ARP-35SKCE-S |  |  | 10.15 | 2001-12-17 15:40 | Anjanece | 300 | 2000 | #VALUE! | #VALUE!
ADVANCED RUBBER PRODUCTS | ARP-35SKCE-S | Y | ADVANCED RUBBER PRODUCTS , ARP-35SKCE-S |  |  | 10.2 | 2001-12-17 15:40 | Anjanece | 300 | 2000 | #VALUE! | #VALUE!
ADVANCED RUBBER PRODUCTS | ARP-35SKCE-S | Y | ADVANCED RUBBER PRODUCTS , ARP-35SKCE-S |  |  | 10.24 | 2001-12-17 15:40 | Anjanece | 300 | 2000 | #VALUE! | #VALUE!
ADVANCED RUBBER PRODUCTS | ARP-35SKCE-S | Y | ADVANCED RUBBER PRODUCTS , ARP-35SKCE-S |  |  | 10.26 | 2001-12-17 15:40 | Anjanece | 300 | 2000 | #VALUE! | #VALUE!
ADVANCED RUBBER PRODUCTS | ARP-35SKCE-S | Y | ADVANCED RUBBER PRODUCTS , ARP-35SKCE-S |  |  | 10.31 | 2001-12-17 15:40 | Anjanece | 300 | 2000 | #VALUE! | #VALUE!
ADVANCED RUBBER PRODUCTS | ARP-35SKCE-S | Y | ADVANCED RUBBER PRODUCTS , ARP-35SKCE-S |  |  | 10.33 | 2001-12-17 15:40 | Anjanece | 300 | 2000 | #VALUE! | #VALUE!
ADVANCED RUBBER PRODUCTS | ARP-35SKCE-S | Y | ADVANCED RUBBER PRODUCTS , ARP-35SKCE-S |  |  | 10.35 | 2001-12-17 15:40 | Anjanece | 300 | 2000 | #VALUE! | #VALUE!
ADVANCED RUBBER PRODUCTS | ARP-35SKCE-S | Y | ADVANCED RUBBER PRODUCTS , ARP-35SKCE-S |  |  | 10.41 | 2001-12-17 15:40 | Anjanece | 300 | 2000 | #VALUE! | #VALUE!
ADVANCED RUBBER PRODUCTS | ARP-35SKCE-S | Y | ADVANCED RUBBER PRODUCTS , ARP-35SKCE-S |  |  | 10.43 | 2001-12-17 15:40 | Anjanece | 300 | 2000 | #VALUE! | #VALUE!
ADVANCED RUBBER PRODUCTS | ARP-35SKCE-S | Y | ADVANCED RUBBER PRODUCTS , ARP-35SKCE-S |  |  | 10.46 | 2001-12-17 15:40 | Anjanece | 300 | 2000 | #VALUE! | #VALUE!
ADVANCED RUBBER PRODUCTS | ARP-35SKCE-S | Y | ADVANCED RUBBER PRODUCTS , ARP-35SKCE-S |  |  | 10.5 | 2001-12-17 15:40 | Anjanece | 300 | 2000 | #VALUE! | #VALUE!
ADVANCED RUBBER PRODUCTS | ARP-35SKCE-S | Y | ADVANCED RUBBER PRODUCTS , ARP-35SKCE-S |  |  | 10.51 | 2001-12-17 15:40 | Anjanece | 300 | 2000 | #VALUE! | #VALUE!
ADVANCED RUBBER PRODUCTS | ARP-35SKCE-S | Y | ADVANCED RUBBER PRODUCTS , ARP-35SKCE-S |  |  | 10.52 | 2001-12-17 15:40 | Anjanece | 300 | 2000 | #VALUE! | #VALUE!
ADVANCED RUBBER PRODUCTS | ARP-35SKCE-S | Y | ADVANCED RUBBER PRODUCTS , ARP-35SKCE-S |  |  | 10.54 | 2001-12-17 15:40 | Anjanece | 300 | 2000 | #VALUE! | #VALUE!
ADVANCED RUBBER PRODUCTS | ARP-35SKCE-S | Y | ADVANCED RUBBER PRODUCTS , ARP-35SKCE-S |  |  | 10.55 | 2001-12-17 15:40 | Anjanece | 300 | 2000 | #VALUE! | #VALUE!
ADVANCED RUBBER PRODUCTS | ARP-35SKCE-S | Y | ADVANCED RUBBER PRODUCTS , ARP-35SKCE-S |  |  | 10.58 | 2001-12-17 15:40 | Anjanece | 300 | 2000 | #VALUE! | #VALUE!
ADVANCED RUBBER PRODUCTS | ARP-35SKCE-S | Y | ADVANCED RUBBER PRODUCTS , ARP-35SKCE-S |  |  | 10.59 | 2001-12-17 15:40 | Anjanece | 300 | 2000 | #VALUE! | #VALUE!
ADVANCED RUBBER PRODUCTS | ARP-35SKCE-S | Y | ADVANCED RUBBER PRODUCTS , ARP-35SKCE-S |  |  | 10.62 | 2001-12-17 15:40 | Anjanece | 300 | 2000 | #VALUE! | #VALUE!
ADVANCED RUBBER PRODUCTS | ARP-35SKCE-S | Y | ADVANCED RUBBER PRODUCTS , ARP-35SKCE-S |  |  | 10.64 | 2001-12-17 15:40 | Anjanece | 300 | 2000 | #VALUE! | #VALUE!
ADVANCED RUBBER PRODUCTS | ARP-35SKCE-S | Y | ADVANCED RUBBER PRODUCTS , ARP-35SKCE-S |  |  | 10.75 | 2001-12-17 15:40 | Anjanece | 300 | 2000 | #VALUE! | #VALUE!
ADVANCED RUBBER PRODUCTS | ARP-35SKCE-S | Y | ADVANCED RUBBER PRODUCTS , ARP-35SKCE-S |  |  | 10.89 | 2001-12-17 15:40 | Anjanece | 300 | 2000 | #VALUE! | #VALUE!
ADVANCED RUBBER PRODUCTS | ARP-35SKCE-S | Y | ADVANCED RUBBER PRODUCTS , ARP-35SKCE-S |  |  | 10.91 | 2001-12-17 15:40 | Anjanece | 300 | 2000 | #VALUE! | #VALUE!
ADVANCED RUBBER PRODUCTS | ARP-35SKCE-S | Y | ADVANCED RUBBER PRODUCTS , ARP-35SKCE-S |  |  | 10.92 | 2001-12-17 15:40 | Anjanece | 300 | 2000 | #VALUE! | #VALUE!
ADVANCED RUBBER PRODUCTS | ARP-35SKCE-S | Y | ADVANCED RUBBER PRODUCTS , ARP-35SKCE-S |  |  | 10.98 | 2001-12-17 15:40 | Anjanece | 300 | 2000 | #VALUE! | #VALUE!
ADVANCED RUBBER PRODUCTS | ARP-35SKCE-S | Y | ADVANCED RUBBER PRODUCTS , ARP-35SKCE-S |  |  | 11.1 | 2001-12-17 15:40 | Anjanece | 300 | 2000 | #VALUE! | #VALUE!
ADVANCED RUBBER PRODUCTS | ARP-35SKCE-S | Y | ADVANCED RUBBER PRODUCTS , ARP-35SKCE-S |  |  | 11.22 | 2001-12-17 15:40 | Anjanece | 300 | 2000 | #VALUE! | #VALUE!
ADVANCED RUBBER PRODUCTS | ARP-35SKCE-S | Y | ADVANCED RUBBER PRODUCTS , ARP-35SKCE-S |  |  | 11.44 | 2001-12-17 15:40 | Anjanece | 300 | 2000 | #VALUE! | #VALUE!
ADVANCED RUBBER PRODUCTS | ARP-35SKCE-S | Y | ADVANCED RUBBER PRODUCTS , ARP-35SKCE-S |  |  | 11.54 | 2001-12-17 15:40 | Anjanece | 300 | 2000 | #VALUE! | #VALUE!
ADVANCED RUBBER PRODUCTS | ARP-35SKCE-S | Y | ADVANCED RUBBER PRODUCTS , ARP-35SKCE-S |  |  | 11.56 | 2001-12-17 15:40 | Anjanece | 300 | 2000 | #VALUE! | #VALUE!
ADVANCED RUBBER PRODUCTS | ARP-35SKCE-S | Y | ADVANCED RUBBER PRODUCTS , ARP-35SKCE-S |  |  | 11.66 | 2001-12-17 15:40 | Anjanece | 300 | 2000 | #VALUE! | #VALUE!
ADVANCED RUBBER PRODUCTS | ARP-35SKCE-S | Y | ADVANCED RUBBER PRODUCTS , ARP-35SKCE-S |  |  | 11.7 | 2001-12-17 15:40 | Anjanece | 300 | 2000 | #VALUE! | #VALUE!
ADVANCED RUBBER PRODUCTS | ARP-35SKCE-S | Y | ADVANCED RUBBER PRODUCTS , ARP-35SKCE-S |  |  | 11.84 | 2001-12-17 15:40 | Anjanece | 300 | 2000 | #VALUE! | #VALUE!
ADVANCED RUBBER PRODUCTS | ARP-35SKCE-S | Y | ADVANCED RUBBER PRODUCTS , ARP-35SKCE-S |  |  | 12.07 | 2001-12-17 15:40 | Anjanece | 300 | 2000 | #VALUE! | #VALUE!
ADVANCED RUBBER PRODUCTS | ARP-35SKCE-S | Y | ADVANCED RUBBER PRODUCTS , ARP-35SKCE-S |  |  | 12.22 | 2001-12-17 15:40 | Anjanece | 300 | 2000 | #VALUE! | #VALUE!
ADVANCED RUBBER PRODUCTS | ARP-35SKCE-S | Y | ADVANCED RUBBER PRODUCTS , ARP-35SKCE-S |  |  | 12.28 | 2001-12-17 15:40 | Anjanece | 300 | 2000 | #VALUE! | #VALUE!
ADVANCED RUBBER PRODUCTS | ARP-35SKCE-S | Y | ADVANCED RUBBER PRODUCTS , ARP-35SKCE-S |  |  | 12.59 | 2001-12-17 15:40 | Anjanece | 300 | 2000 | #VALUE! | #VALUE!
ADVANCED RUBBER PRODUCTS | ARP-35SKCE-S | Y | ADVANCED RUBBER PRODUCTS , ARP-35SKCE-S |  |  | 12.92 | 2001-12-17 15:40 | Anjanece | 300 | 2000 | #VALUE! | #VALUE!
ADVANCED RUBBER PRODUCTS | ARP-35SKCE-S | Y | ADVANCED RUBBER PRODUCTS , ARP-35SKCE-S |  |  | 12.97 | 2001-12-17 15:40 | Anjanece | 300 | 2000 | #VALUE! | #VALUE!
ADVANCED RUBBER PRODUCTS | ARP-35SKCE-S | Y | ADVANCED RUBBER PRODUCTS , ARP-35SKCE-S |  |  | 13.17 | 2001-12-17 15:40 | Anjanece | 300 | 2000 | #VALUE! | #VALUE!
ADVANCED RUBBER PRODUCTS | ARP-35SKCE-S | Y | ADVANCED RUBBER PRODUCTS , ARP-35SKCE-S |  |  | 13.43 | 2001-12-17 15:40 | Anjanece | 300 | 2000 | #VALUE! | #VALUE!
ADVANCED RUBBER PRODUCTS | ARP-35SKCE-S | Y | ADVANCED RUBBER PRODUCTS , ARP-35SKCE-S |  |  | 13.63 | 2001-12-17 15:40 | Anjanece | 300 | 2000 | #VALUE! | #VALUE!
ADVANCED RUBBER PRODUCTS | ARP-35SKCE-S | Y | ADVANCED RUBBER PRODUCTS , ARP-35SKCE-S |  |  | 14.25 | 2001-12-17 15:40 | Anjanece | 300 | 2000 | #VALUE! | #VALUE!
ADVANCED RUBBER PRODUCTS | ARP-35SKCE-S | Y | ADVANCED RUBBER PRODUCTS , ARP-35SKCE-S |  |  | 15.97 | 2001-12-17 15:40 | Anjanece | 300 | 2000 | #VALUE! | #VALUE!
ADVANCED RUBBER PRODUCTS | ARP-35SKCE-S | Y | ADVANCED RUBBER PRODUCTS , ARP-35SKCE-S |  |  | 15.99 | 2001-12-17 15:40 | Anjanece | 300 | 2000 | #VALUE! | #VALUE!
ADVANCED RUBBER PRODUCTS | ARP-35SKCE-S | Y | ADVANCED RUBBER PRODUCTS , ARP-35SKCE-S |  |  | 16.02 | 2001-12-17 15:40 | Anjanece | 300 | 2000 | #VALUE! | #VALUE!
ADVANCED RUBBER PRODUCTS | ARP-35SKCE-S | Y | ADVANCED RUBBER PRODUCTS , ARP-35SKCE-S |  | Storm Stores | 0 | 2018-04-16 10:25 | Anjanece | 300 | 2000 | #VALUE! | #VALUE!
ADVANCED RUBBER PRODUCTS | ARP-35SKCE-S | Y | ADVANCED RUBBER PRODUCTS , ARP-35SKCE-S |  |  | 10.53 | 2018-04-16 10:25 | Anjanece | 300 | 2000 | #VALUE! | #VALUE!
ADVANCED RUBBER PRODUCTS | ARP-35SKCE-S | Y | ADVANCED RUBBER PRODUCTS , ARP-35SKCE-S |  |  | 10.54 | 2018-04-16 10:25 | Anjanece | 300 | 2000 | #VALUE! | #VALUE!
ADVANCED RUBBER PRODUCTS | ARP-35SKCE-S | Y | ADVANCED RUBBER PRODUCTS , ARP-35SKCE-S |  |  | 10.95 | 2018-04-16 10:25 | Anjanece | 300 | 2000 | #VALUE! | #VALUE!
ADVANCED RUBBER PRODUCTS | ARP-35SKCE-S | Y | ADVANCED RUBBER PRODUCTS , ARP-35SKCE-S |  |  | 11.53 | 2018-04-16 10:25 | Anjanece | 300 | 2000 | #VALUE! | #VALUE!
ADVANCED RUBBER PRODUCTS | ARP-35SKCE-S | Y | ADVANCED RUBBER PRODUCTS , ARP-35SKCE-S |  |  | 11.58 | 2018-04-16 10:25 | Anjanece | 300 | 2000 | #VALUE! | #VALUE!
ADVANCED RUBBER PRODUCTS | ARP-35SKCE-S | Y | ADVANCED RUBBER PRODUCTS , ARP-35SKCE-S |  |  | 11.73 | 2018-04-16 10:25 | Anjanece | 300 | 2000 | #VALUE! | #VALUE!
GAMMA | PS035 | Y | GAMMA , PS035 | JEA OVERHEAD DISTRIBUTION | CSC Stores | 9.7 | 2001-12-17 15:40 | Anjanece | 300 | 2000 | #VALUE! | #VALUE!
GAMMA | PS035 | Y | GAMMA , PS035 |  |  | 9.71 | 2001-12-17 15:40 | Anjanece | 300 | 2000 | #VALUE! | #VALUE!
GAMMA | PS035 | Y | GAMMA , PS035 |  |  | 9.72 | 2001-12-17 15:40 | Anjanece | 300 | 2000 | #VALUE! | #VALUE!
GAMMA | PS035 | Y | GAMMA , PS035 |  |  | 9.75 | 2001-12-17 15:40 | Anjanece | 300 | 2000 | #VALUE! | #VALUE!
GAMMA | PS035 | Y | GAMMA , PS035 |  |  | 9.78 | 2001-12-17 15:40 | Anjanece | 300 | 2000 | #VALUE! | #VALUE!
GAMMA | PS035 | Y | GAMMA , PS035 |  |  | 9.8 | 2001-12-17 15:40 | Anjanece | 300 | 2000 | #VALUE! | #VALUE!
GAMMA | PS035 | Y | GAMMA , PS035 |  |  | 9.81 | 2001-12-17 15:40 | Anjanece | 300 | 2000 | #VALUE! | #VALUE!
GAMMA | PS035 | Y | GAMMA , PS035 |  |  | 9.82 | 2001-12-17 15:40 | Anjanece | 300 | 2000 | #VALUE! | #VALUE!
GAMMA | PS035 | Y | GAMMA , PS035 |  |  | 9.83 | 2001-12-17 15:40 | Anjanece | 300 | 2000 | #VALUE! | #VALUE!
GAMMA | PS035 | Y | GAMMA , PS035 |  |  | 9.84 | 2001-12-17 15:40 | Anjanece | 300 | 2000 | #VALUE! | #VALUE!
GAMMA | PS035 | Y | GAMMA , PS035 |  |  | 9.9 | 2001-12-17 15:40 | Anjanece | 300 | 2000 | #VALUE! | #VALUE!
GAMMA | PS035 | Y | GAMMA , PS035 |  |  | 9.93 | 2001-12-17 15:40 | Anjanece | 300 | 2000 | #VALUE! | #VALUE!
GAMMA | PS035 | Y | GAMMA , PS035 |  |  | 9.95 | 2001-12-17 15:40 | Anjanece | 300 | 2000 | #VALUE! | #VALUE!
GAMMA | PS035 | Y | GAMMA , PS035 |  |  | 9.99 | 2001-12-17 15:40 | Anjanece | 300 | 2000 | #VALUE! | #VALUE!
GAMMA | PS035 | Y | GAMMA , PS035 |  |  | 10 | 2001-12-17 15:40 | Anjanece | 300 | 2000 | #VALUE! | #VALUE!
GAMMA | PS035 | Y | GAMMA , PS035 |  |  | 10.04 | 2001-12-17 15:40 | Anjanece | 300 | 2000 | #VALUE! | #VALUE!
GAMMA | PS035 | Y | GAMMA , PS035 |  |  | 10.06 | 2001-12-17 15:40 | Anjanece | 300 | 2000 | #VALUE! | #VALUE!
GAMMA | PS035 | Y | GAMMA , PS035 |  |  | 10.08 | 2001-12-17 15:40 | Anjanece | 300 | 2000 | #VALUE! | #VALUE!
GAMMA | PS035 | Y | GAMMA , PS035 |  |  | 10.15 | 2001-12-17 15:40 | Anjanece | 300 | 2000 | #VALUE! | #VALUE!
GAMMA | PS035 | Y | GAMMA , PS035 |  |  | 10.2 | 2001-12-17 15:40 | Anjanece | 300 | 2000 | #VALUE! | #VALUE!
GAMMA | PS035 | Y | GAMMA , PS035 |  |  | 10.24 | 2001-12-17 15:40 | Anjanece | 300 | 2000 | #VALUE! | #VALUE!
GAMMA | PS035 | Y | GAMMA , PS035 |  |  | 10.26 | 2001-12-17 15:40 | Anjanece | 300 | 2000 | #VALUE! | #VALUE!
GAMMA | PS035 | Y | GAMMA , PS035 |  |  | 10.31 | 2001-12-17 15:40 | Anjanece | 300 | 2000 | #VALUE! | #VALUE!
GAMMA | PS035 | Y | GAMMA , PS035 |  |  | 10.33 | 2001-12-17 15:40 | Anjanece | 300 | 2000 | #VALUE! | #VALUE!
GAMMA | PS035 | Y | GAMMA , PS035 |  |  | 10.35 | 2001-12-17 15:40 | Anjanece | 300 | 2000 | #VALUE! | #VALUE!
GAMMA | PS035 | Y | GAMMA , PS035 |  |  | 10.41 | 2001-12-17 15:40 | Anjanece | 300 | 2000 | #VALUE! | #VALUE!
GAMMA | PS035 | Y | GAMMA , PS035 |  |  | 10.43 | 2001-12-17 15:40 | Anjanece | 300 | 2000 | #VALUE! | #VALUE!
GAMMA | PS035 | Y | GAMMA , PS035 |  |  | 10.46 | 2001-12-17 15:40 | Anjanece | 300 | 2000 | #VALUE! | #VALUE!
GAMMA | PS035 | Y | GAMMA , PS035 |  |  | 10.5 | 2001-12-17 15:40 | Anjanece | 300 | 2000 | #VALUE! | #VALUE!
GAMMA | PS035 | Y | GAMMA , PS035 |  |  | 10.51 | 2001-12-17 15:40 | Anjanece | 300 | 2000 | #VALUE! | #VALUE!
GAMMA | PS035 | Y | GAMMA , PS035 |  |  | 10.52 | 2001-12-17 15:40 | Anjanece | 300 | 2000 | #VALUE! | #VALUE!
GAMMA | PS035 | Y | GAMMA , PS035 |  |  | 10.54 | 2001-12-17 15:40 | Anjanece | 300 | 2000 | #VALUE! | #VALUE!
GAMMA | PS035 | Y | GAMMA , PS035 |  |  | 10.55 | 2001-12-17 15:40 | Anjanece | 300 | 2000 | #VALUE! | #VALUE!
GAMMA | PS035 | Y | GAMMA , PS035 |  |  | 10.58 | 2001-12-17 15:40 | Anjanece | 300 | 2000 | #VALUE! | #VALUE!
GAMMA | PS035 | Y | GAMMA , PS035 |  |  | 10.59 | 2001-12-17 15:40 | Anjanece | 300 | 2000 | #VALUE! | #VALUE!
GAMMA | PS035 | Y | GAMMA , PS035 |  |  | 10.62 | 2001-12-17 15:40 | Anjanece | 300 | 2000 | #VALUE! | #VALUE!
GAMMA | PS035 | Y | GAMMA , PS035 |  |  | 10.64 | 2001-12-17 15:40 | Anjanece | 300 | 2000 | #VALUE! | #VALUE!
GAMMA | PS035 | Y | GAMMA , PS035 |  |  | 10.75 | 2001-12-17 15:40 | Anjanece | 300 | 2000 | #VALUE! | #VALUE!
GAMMA | PS035 | Y | GAMMA , PS035 |  |  | 10.89 | 2001-12-17 15:40 | Anjanece | 300 | 2000 | #VALUE! | #VALUE!
GAMMA | PS035 | Y | GAMMA , PS035 |  |  | 10.91 | 2001-12-17 15:40 | Anjanece | 300 | 2000 | #VALUE! | #VALUE!
GAMMA | PS035 | Y | GAMMA , PS035 |  |  | 10.92 | 2001-12-17 15:40 | Anjanece | 300 | 2000 | #VALUE! | #VALUE!
GAMMA | PS035 | Y | GAMMA , PS035 |  |  | 10.98 | 2001-12-17 15:40 | Anjanece | 300 | 2000 | #VALUE! | #VALUE!
GAMMA | PS035 | Y | GAMMA , PS035 |  |  | 11.1 | 2001-12-17 15:40 | Anjanece | 300 | 2000 | #VALUE! | #VALUE!
GAMMA | PS035 | Y | GAMMA , PS035 |  |  | 11.22 | 2001-12-17 15:40 | Anjanece | 300 | 2000 | #VALUE! | #VALUE!
GAMMA | PS035 | Y | GAMMA , PS035 |  |  | 11.44 | 2001-12-17 15:40 | Anjanece | 300 | 2000 | #VALUE! | #VALUE!
GAMMA | PS035 | Y | GAMMA , PS035 |  |  | 11.54 | 2001-12-17 15:40 | Anjanece | 300 | 2000 | #VALUE! | #VALUE!
GAMMA | PS035 | Y | GAMMA , PS035 |  |  | 11.56 | 2001-12-17 15:40 | Anjanece | 300 | 2000 | #VALUE! | #VALUE!
GAMMA | PS035 | Y | GAMMA , PS035 |  |  | 11.66 | 2001-12-17 15:40 | Anjanece | 300 | 2000 | #VALUE! | #VALUE!
GAMMA | PS035 | Y | GAMMA , PS035 |  |  | 11.7 | 2001-12-17 15:40 | Anjanece | 300 | 2000 | #VALUE! | #VALUE!
GAMMA | PS035 | Y | GAMMA , PS035 |  |  | 11.84 | 2001-12-17 15:40 | Anjanece | 300 | 2000 | #VALUE! | #VALUE!
GAMMA | PS035 | Y | GAMMA , PS035 |  |  | 12.07 | 2001-12-17 15:40 | Anjanece | 300 | 2000 | #VALUE! | #VALUE!
GAMMA | PS035 | Y | GAMMA , PS035 |  |  | 12.22 | 2001-12-17 15:40 | Anjanece | 300 | 2000 | #VALUE! | #VALUE!
GAMMA | PS035 | Y | GAMMA , PS035 |  |  | 12.28 | 2001-12-17 15:40 | Anjanece | 300 | 2000 | #VALUE! | #VALUE!
GAMMA | PS035 | Y | GAMMA , PS035 |  |  | 12.59 | 2001-12-17 15:40 | Anjanece | 300 | 2000 | #VALUE! | #VALUE!
GAMMA | PS035 | Y | GAMMA , PS035 |  |  | 12.92 | 2001-12-17 15:40 | Anjanece | 300 | 2000 | #VALUE! | #VALUE!
GAMMA | PS035 | Y | GAMMA , PS035 |  |  | 12.97 | 2001-12-17 15:40 | Anjanece | 300 | 2000 | #VALUE! | #VALUE!
GAMMA | PS035 | Y | GAMMA , PS035 |  |  | 13.17 | 2001-12-17 15:40 | Anjanece | 300 | 2000 | #VALUE! | #VALUE!
GAMMA | PS035 | Y | GAMMA , PS035 |  |  | 13.43 | 2001-12-17 15:40 | Anjanece | 300 | 2000 | #VALUE! | #VALUE!
GAMMA | PS035 | Y | GAMMA , PS035 |  |  | 13.63 | 2001-12-17 15:40 | Anjanece | 300 | 2000 | #VALUE! | #VALUE!
GAMMA | PS035 | Y | GAMMA , PS035 |  |  | 14.25 | 2001-12-17 15:40 | Anjanece | 300 | 2000 | #VALUE! | #VALUE!
GAMMA | PS035 | Y | GAMMA , PS035 |  |  | 15.97 | 2001-12-17 15:40 | Anjanece | 300 | 2000 | #VALUE! | #VALUE!
GAMMA | PS035 | Y | GAMMA , PS035 |  |  | 15.99 | 2001-12-17 15:40 | Anjanece | 300 | 2000 | #VALUE! | #VALUE!
GAMMA | PS035 | Y | GAMMA , PS035 |  |  | 16.02 | 2001-12-17 15:40 | Anjanece | 300 | 2000 | #VALUE! | #VALUE!
GAMMA | PS035 | Y | GAMMA , PS035 |  | Storm Stores | 0 | 2018-04-16 10:25 | Anjanece | 300 | 2000 | #VALUE! | #VALUE!
GAMMA | PS035 | Y | GAMMA , PS035 |  |  | 10.53 | 2018-04-16 10:25 | Anjanece | 300 | 2000 | #VALUE! | #VALUE!
GAMMA | PS035 | Y | GAMMA , PS035 |  |  | 10.54 | 2018-04-16 10:25 | Anjanece | 300 | 2000 | #VALUE! | #VALUE!
GAMMA | PS035 | Y | GAMMA , PS035 |  |  | 10.95 | 2018-04-16 10:25 | Anjanece | 300 | 2000 | #VALUE! | #VALUE!
GAMMA | PS035 | Y | GAMMA , PS035 |  |  | 11.53 | 2018-04-16 10:25 | Anjanece | 300 | 2000 | #VALUE! | #VALUE!
GAMMA | PS035 | Y | GAMMA , PS035 |  |  | 11.58 | 2018-04-16 10:25 | Anjanece | 300 | 2000 | #VALUE! | #VALUE!
GAMMA | PS035 | Y | GAMMA , PS035 |  |  | 11.73 | 2018-04-16 10:25 | Anjanece | 300 | 2000 | #VALUE! | #VALUE!
HUBBELL | 801046-0215 | Y | HUBBELL , 801046-0215 | JEA OVERHEAD DISTRIBUTION | CSC Stores | 9.7 | 2001-12-17 15:40 | Anjanece | 300 | 2000 | #VALUE! | #VALUE!
HUBBELL | 801046-0215 | Y | HUBBELL , 801046-0215 |  |  | 9.71 | 2001-12-17 15:40 | Anjanece | 300 | 2000 | #VALUE! | #VALUE!
HUBBELL | 801046-0215 | Y | HUBBELL , 801046-0215 |  |  | 9.72 | 2001-12-17 15:40 | Anjanece | 300 | 2000 | #VALUE! | #VALUE!
HUBBELL | 801046-0215 | Y | HUBBELL , 801046-0215 |  |  | 9.75 | 2001-12-17 15:40 | Anjanece | 300 | 2000 | #VALUE! | #VALUE!
HUBBELL | 801046-0215 | Y | HUBBELL , 801046-0215 |  |  | 9.78 | 2001-12-17 15:40 | Anjanece | 300 | 2000 | #VALUE! | #VALUE!
HUBBELL | 801046-0215 | Y | HUBBELL , 801046-0215 |  |  | 9.8 | 2001-12-17 15:40 | Anjanece | 300 | 2000 | #VALUE! | #VALUE!
HUBBELL | 801046-0215 | Y | HUBBELL , 801046-0215 |  |  | 9.81 | 2001-12-17 15:40 | Anjanece | 300 | 2000 | #VALUE! | #VALUE!
HUBBELL | 801046-0215 | Y | HUBBELL , 801046-0215 |  |  | 9.82 | 2001-12-17 15:40 | Anjanece | 300 | 2000 | #VALUE! | #VALUE!
HUBBELL | 801046-0215 | Y | HUBBELL , 801046-0215 |  |  | 9.83 | 2001-12-17 15:40 | Anjanece | 300 | 2000 | #VALUE! | #VALUE!
HUBBELL | 801046-0215 | Y | HUBBELL , 801046-0215 |  |  | 9.84 | 2001-12-17 15:40 | Anjanece | 300 | 2000 | #VALUE! | #VALUE!
HUBBELL | 801046-0215 | Y | HUBBELL , 801046-0215 |  |  | 9.9 | 2001-12-17 15:40 | Anjanece | 300 | 2000 | #VALUE! | #VALUE!
HUBBELL | 801046-0215 | Y | HUBBELL , 801046-0215 |  |  | 9.93 | 2001-12-17 15:40 | Anjanece | 300 | 2000 | #VALUE! | #VALUE!
HUBBELL | 801046-0215 | Y | HUBBELL , 801046-0215 |  |  | 9.95 | 2001-12-17 15:40 | Anjanece | 300 | 2000 | #VALUE! | #VALUE!
HUBBELL | 801046-0215 | Y | HUBBELL , 801046-0215 |  |  | 9.99 | 2001-12-17 15:40 | Anjanece | 300 | 2000 | #VALUE! | #VALUE!
HUBBELL | 801046-0215 | Y | HUBBELL , 801046-0215 |  |  | 10 | 2001-12-17 15:40 | Anjanece | 300 | 2000 | #VALUE! | #VALUE!
HUBBELL | 801046-0215 | Y | HUBBELL , 801046-0215 |  |  | 10.04 | 2001-12-17 15:40 | Anjanece | 300 | 2000 | #VALUE! | #VALUE!
HUBBELL | 801046-0215 | Y | HUBBELL , 801046-0215 |  |  | 10.06 | 2001-12-17 15:40 | Anjanece | 300 | 2000 | #VALUE! | #VALUE!
HUBBELL | 801046-0215 | Y | HUBBELL , 801046-0215 |  |  | 10.08 | 2001-12-17 15:40 | Anjanece | 300 | 2000 | #VALUE! | #VALUE!
HUBBELL | 801046-0215 | Y | HUBBELL , 801046-0215 |  |  | 10.15 | 2001-12-17 15:40 | Anjanece | 300 | 2000 | #VALUE! | #VALUE!
HUBBELL | 801046-0215 | Y | HUBBELL , 801046-0215 |  |  | 10.2 | 2001-12-17 15:40 | Anjanece | 300 | 2000 | #VALUE! | #VALUE!
HUBBELL | 801046-0215 | Y | HUBBELL , 801046-0215 |  |  | 10.24 | 2001-12-17 15:40 | Anjanece | 300 | 2000 | #VALUE! | #VALUE!
HUBBELL | 801046-0215 | Y | HUBBELL , 801046-0215 |  |  | 10.26 | 2001-12-17 15:40 | Anjanece | 300 | 2000 | #VALUE! | #VALUE!
HUBBELL | 801046-0215 | Y | HUBBELL , 801046-0215 |  |  | 10.31 | 2001-12-17 15:40 | Anjanece | 300 | 2000 | #VALUE! | #VALUE!
HUBBELL | 801046-0215 | Y | HUBBELL , 801046-0215 |  |  | 10.33 | 2001-12-17 15:40 | Anjanece | 300 | 2000 | #VALUE! | #VALUE!
HUBBELL | 801046-0215 | Y | HUBBELL , 801046-0215 |  |  | 10.35 | 2001-12-17 15:40 | Anjanece | 300 | 2000 | #VALUE! | #VALUE!
HUBBELL | 801046-0215 | Y | HUBBELL , 801046-0215 |  |  | 10.41 | 2001-12-17 15:40 | Anjanece | 300 | 2000 | #VALUE! | #VALUE!
HUBBELL | 801046-0215 | Y | HUBBELL , 801046-0215 |  |  | 10.43 | 2001-12-17 15:40 | Anjanece | 300 | 2000 | #VALUE! | #VALUE!
HUBBELL | 801046-0215 | Y | HUBBELL , 801046-0215 |  |  | 10.46 | 2001-12-17 15:40 | Anjanece | 300 | 2000 | #VALUE! | #VALUE!
HUBBELL | 801046-0215 | Y | HUBBELL , 801046-0215 |  |  | 10.5 | 2001-12-17 15:40 | Anjanece | 300 | 2000 | #VALUE! | #VALUE!
HUBBELL | 801046-0215 | Y | HUBBELL , 801046-0215 |  |  | 10.51 | 2001-12-17 15:40 | Anjanece | 300 | 2000 | #VALUE! | #VALUE!
HUBBELL | 801046-0215 | Y | HUBBELL , 801046-0215 |  |  | 10.52 | 2001-12-17 15:40 | Anjanece | 300 | 2000 | #VALUE! | #VALUE!
HUBBELL | 801046-0215 | Y | HUBBELL , 801046-0215 |  |  | 10.54 | 2001-12-17 15:40 | Anjanece | 300 | 2000 | #VALUE! | #VALUE!
HUBBELL | 801046-0215 | Y | HUBBELL , 801046-0215 |  |  | 10.55 | 2001-12-17 15:40 | Anjanece | 300 | 2000 | #VALUE! | #VALUE!
HUBBELL | 801046-0215 | Y | HUBBELL , 801046-0215 |  |  | 10.58 | 2001-12-17 15:40 | Anjanece | 300 | 2000 | #VALUE! | #VALUE!
HUBBELL | 801046-0215 | Y | HUBBELL , 801046-0215 |  |  | 10.59 | 2001-12-17 15:40 | Anjanece | 300 | 2000 | #VALUE! | #VALUE!
HUBBELL | 801046-0215 | Y | HUBBELL , 801046-0215 |  |  | 10.62 | 2001-12-17 15:40 | Anjanece | 300 | 2000 | #VALUE! | #VALUE!
HUBBELL | 801046-0215 | Y | HUBBELL , 801046-0215 |  |  | 10.64 | 2001-12-17 15:40 | Anjanece | 300 | 2000 | #VALUE! | #VALUE!
HUBBELL | 801046-0215 | Y | HUBBELL , 801046-0215 |  |  | 10.75 | 2001-12-17 15:40 | Anjanece | 300 | 2000 | #VALUE! | #VALUE!
HUBBELL | 801046-0215 | Y | HUBBELL , 801046-0215 |  |  | 10.89 | 2001-12-17 15:40 | Anjanece | 300 | 2000 | #VALUE! | #VALUE!
HUBBELL | 801046-0215 | Y | HUBBELL , 801046-0215 |  |  | 10.91 | 2001-12-17 15:40 | Anjanece | 300 | 2000 | #VALUE! | #VALUE!
HUBBELL | 801046-0215 | Y | HUBBELL , 801046-0215 |  |  | 10.92 | 2001-12-17 15:40 | Anjanece | 300 | 2000 | #VALUE! | #VALUE!
HUBBELL | 801046-0215 | Y | HUBBELL , 801046-0215 |  |  | 10.98 | 2001-12-17 15:40 | Anjanece | 300 | 2000 | #VALUE! | #VALUE!
HUBBELL | 801046-0215 | Y | HUBBELL , 801046-0215 |  |  | 11.1 | 2001-12-17 15:40 | Anjanece | 300 | 2000 | #VALUE! | #VALUE!
HUBBELL | 801046-0215 | Y | HUBBELL , 801046-0215 |  |  | 11.22 | 2001-12-17 15:40 | Anjanece | 300 | 2000 | #VALUE! | #VALUE!
HUBBELL | 801046-0215 | Y | HUBBELL , 801046-0215 |  |  | 11.44 | 2001-12-17 15:40 | Anjanece | 300 | 2000 | #VALUE! | #VALUE!
HUBBELL | 801046-0215 | Y | HUBBELL , 801046-0215 |  |  | 11.54 | 2001-12-17 15:40 | Anjanece | 300 | 2000 | #VALUE! | #VALUE!
HUBBELL | 801046-0215 | Y | HUBBELL , 801046-0215 |  |  | 11.56 | 2001-12-17 15:40 | Anjanece | 300 | 2000 | #VALUE! | #VALUE!
HUBBELL | 801046-0215 | Y | HUBBELL , 801046-0215 |  |  | 11.66 | 2001-12-17 15:40 | Anjanece | 300 | 2000 | #VALUE! | #VALUE!
HUBBELL | 801046-0215 | Y | HUBBELL , 801046-0215 |  |  | 11.7 | 2001-12-17 15:40 | Anjanece | 300 | 2000 | #VALUE! | #VALUE!
HUBBELL | 801046-0215 | Y | HUBBELL , 801046-0215 |  |  | 11.84 | 2001-12-17 15:40 | Anjanece | 300 | 2000 | #VALUE! | #VALUE!
HUBBELL | 801046-0215 | Y | HUBBELL , 801046-0215 |  |  | 12.07 | 2001-12-17 15:40 | Anjanece | 300 | 2000 | #VALUE! | #VALUE!
HUBBELL | 801046-0215 | Y | HUBBELL , 801046-0215 |  |  | 12.22 | 2001-12-17 15:40 | Anjanece | 300 | 2000 | #VALUE! | #VALUE!
HUBBELL | 801046-0215 | Y | HUBBELL , 801046-0215 |  |  | 12.28 | 2001-12-17 15:40 | Anjanece | 300 | 2000 | #VALUE! | #VALUE!
HUBBELL | 801046-0215 | Y | HUBBELL , 801046-0215 |  |  | 12.59 | 2001-12-17 15:40 | Anjanece | 300 | 2000 | #VALUE! | #VALUE!
HUBBELL | 801046-0215 | Y | HUBBELL , 801046-0215 |  |  | 12.92 | 2001-12-17 15:40 | Anjanece | 300 | 2000 | #VALUE! | #VALUE!
HUBBELL | 801046-0215 | Y | HUBBELL , 801046-0215 |  |  | 12.97 | 2001-12-17 15:40 | Anjanece | 300 | 2000 | #VALUE! | #VALUE!
HUBBELL | 801046-0215 | Y | HUBBELL , 801046-0215 |  |  | 13.17 | 2001-12-17 15:40 | Anjanece | 300 | 2000 | #VALUE! | #VALUE!
HUBBELL | 801046-0215 | Y | HUBBELL , 801046-0215 |  |  | 13.43 | 2001-12-17 15:40 | Anjanece | 300 | 2000 | #VALUE! | #VALUE!
HUBBELL | 801046-0215 | Y | HUBBELL , 801046-0215 |  |  | 13.63 | 2001-12-17 15:40 | Anjanece | 300 | 2000 | #VALUE! | #VALUE!
HUBBELL | 801046-0215 | Y | HUBBELL , 801046-0215 |  |  | 14.25 | 2001-12-17 15:40 | Anjanece | 300 | 2000 | #VALUE! | #VALUE!
HUBBELL | 801046-0215 | Y | HUBBELL , 801046-0215 |  |  | 15.97 | 2001-12-17 15:40 | Anjanece | 300 | 2000 | #VALUE! | #VALUE!
HUBBELL | 801046-0215 | Y | HUBBELL , 801046-0215 |  |  | 15.99 | 2001-12-17 15:40 | Anjanece | 300 | 2000 | #VALUE! | #VALUE!
HUBBELL | 801046-0215 | Y | HUBBELL , 801046-0215 |  |  | 16.02 | 2001-12-17 15:40 | Anjanece | 300 | 2000 | #VALUE! | #VALUE!
HUBBELL | 801046-0215 | Y | HUBBELL , 801046-0215 |  | Storm Stores | 0 | 2018-04-16 10:25 | Anjanece | 300 | 2000 | #VALUE! | #VALUE!
HUBBELL | 801046-0215 | Y | HUBBELL , 801046-0215 |  |  | 10.53 | 2018-04-16 10:25 | Anjanece | 300 | 2000 | #VALUE! | #VALUE!
HUBBELL | 801046-0215 | Y | HUBBELL , 801046-0215 |  |  | 10.54 | 2018-04-16 10:25 | Anjanece | 300 | 2000 | #VALUE! | #VALUE!
HUBBELL | 801046-0215 | Y | HUBBELL , 801046-0215 |  |  | 10.95 | 2018-04-16 10:25 | Anjanece | 300 | 2000 | #VALUE! | #VALUE!
HUBBELL | 801046-0215 | Y | HUBBELL , 801046-0215 |  |  | 11.53 | 2018-04-16 10:25 | Anjanece | 300 | 2000 | #VALUE! | #VALUE!
HUBBELL | 801046-0215 | Y | HUBBELL , 801046-0215 |  |  | 11.58 | 2018-04-16 10:25 | Anjanece | 300 | 2000 | #VALUE! | #VALUE!
HUBBELL | 801046-0215 | Y | HUBBELL , 801046-0215 |  |  | 11.73 | 2018-04-16 10:25 | Anjanece | 300 | 2000 | #VALUE! | #VALUE!
PEAK DEMAND | CDI-DS-35 | Y | PEAK DEMAND , CDI-DS-35 | JEA OVERHEAD DISTRIBUTION | CSC Stores | 9.7 | 2001-12-17 15:40 | Anjanece | 300 | 2000 | #VALUE! | #VALUE!
PEAK DEMAND | CDI-DS-35 | Y | PEAK DEMAND , CDI-DS-35 |  |  | 9.71 | 2001-12-17 15:40 | Anjanece | 300 | 2000 | #VALUE! | #VALUE!
PEAK DEMAND | CDI-DS-35 | Y | PEAK DEMAND , CDI-DS-35 |  |  | 9.72 | 2001-12-17 15:40 | Anjanece | 300 | 2000 | #VALUE! | #VALUE!
PEAK DEMAND | CDI-DS-35 | Y | PEAK DEMAND , CDI-DS-35 |  |  | 9.75 | 2001-12-17 15:40 | Anjanece | 300 | 2000 | #VALUE! | #VALUE!
PEAK DEMAND | CDI-DS-35 | Y | PEAK DEMAND , CDI-DS-35 |  |  | 9.78 | 2001-12-17 15:40 | Anjanece | 300 | 2000 | #VALUE! | #VALUE!
PEAK DEMAND | CDI-DS-35 | Y | PEAK DEMAND , CDI-DS-35 |  |  | 9.8 | 2001-12-17 15:40 | Anjanece | 300 | 2000 | #VALUE! | #VALUE!
PEAK DEMAND | CDI-DS-35 | Y | PEAK DEMAND , CDI-DS-35 |  |  | 9.81 | 2001-12-17 15:40 | Anjanece | 300 | 2000 | #VALUE! | #VALUE!
PEAK DEMAND | CDI-DS-35 | Y | PEAK DEMAND , CDI-DS-35 |  |  | 9.82 | 2001-12-17 15:40 | Anjanece | 300 | 2000 | #VALUE! | #VALUE!
PEAK DEMAND | CDI-DS-35 | Y | PEAK DEMAND , CDI-DS-35 |  |  | 9.83 | 2001-12-17 15:40 | Anjanece | 300 | 2000 | #VALUE! | #VALUE!
PEAK DEMAND | CDI-DS-35 | Y | PEAK DEMAND , CDI-DS-35 |  |  | 9.84 | 2001-12-17 15:40 | Anjanece | 300 | 2000 | #VALUE! | #VALUE!
PEAK DEMAND | CDI-DS-35 | Y | PEAK DEMAND , CDI-DS-35 |  |  | 9.9 | 2001-12-17 15:40 | Anjanece | 300 | 2000 | #VALUE! | #VALUE!
PEAK DEMAND | CDI-DS-35 | Y | PEAK DEMAND , CDI-DS-35 |  |  | 9.93 | 2001-12-17 15:40 | Anjanece | 300 | 2000 | #VALUE! | #VALUE!
PEAK DEMAND | CDI-DS-35 | Y | PEAK DEMAND , CDI-DS-35 |  |  | 9.95 | 2001-12-17 15:40 | Anjanece | 300 | 2000 | #VALUE! | #VALUE!
PEAK DEMAND | CDI-DS-35 | Y | PEAK DEMAND , CDI-DS-35 |  |  | 9.99 | 2001-12-17 15:40 | Anjanece | 300 | 2000 | #VALUE! | #VALUE!
PEAK DEMAND | CDI-DS-35 | Y | PEAK DEMAND , CDI-DS-35 |  |  | 10 | 2001-12-17 15:40 | Anjanece | 300 | 2000 | #VALUE! | #VALUE!
PEAK DEMAND | CDI-DS-35 | Y | PEAK DEMAND , CDI-DS-35 |  |  | 10.04 | 2001-12-17 15:40 | Anjanece | 300 | 2000 | #VALUE! | #VALUE!
PEAK DEMAND | CDI-DS-35 | Y | PEAK DEMAND , CDI-DS-35 |  |  | 10.06 | 2001-12-17 15:40 | Anjanece | 300 | 2000 | #VALUE! | #VALUE!
PEAK DEMAND | CDI-DS-35 | Y | PEAK DEMAND , CDI-DS-35 |  |  | 10.08 | 2001-12-17 15:40 | Anjanece | 300 | 2000 | #VALUE! | #VALUE!
PEAK DEMAND | CDI-DS-35 | Y | PEAK DEMAND , CDI-DS-35 |  |  | 10.15 | 2001-12-17 15:40 | Anjanece | 300 | 2000 | #VALUE! | #VALUE!
PEAK DEMAND | CDI-DS-35 | Y | PEAK DEMAND , CDI-DS-35 |  |  | 10.2 | 2001-12-17 15:40 | Anjanece | 300 | 2000 | #VALUE! | #VALUE!
PEAK DEMAND | CDI-DS-35 | Y | PEAK DEMAND , CDI-DS-35 |  |  | 10.24 | 2001-12-17 15:40 | Anjanece | 300 | 2000 | #VALUE! | #VALUE!
PEAK DEMAND | CDI-DS-35 | Y | PEAK DEMAND , CDI-DS-35 |  |  | 10.26 | 2001-12-17 15:40 | Anjanece | 300 | 2000 | #VALUE! | #VALUE!
PEAK DEMAND | CDI-DS-35 | Y | PEAK DEMAND , CDI-DS-35 |  |  | 10.31 | 2001-12-17 15:40 | Anjanece | 300 | 2000 | #VALUE! | #VALUE!
PEAK DEMAND | CDI-DS-35 | Y | PEAK DEMAND , CDI-DS-35 |  |  | 10.33 | 2001-12-17 15:40 | Anjanece | 300 | 2000 | #VALUE! | #VALUE!
PEAK DEMAND | CDI-DS-35 | Y | PEAK DEMAND , CDI-DS-35 |  |  | 10.35 | 2001-12-17 15:40 | Anjanece | 300 | 2000 | #VALUE! | #VALUE!
PEAK DEMAND | CDI-DS-35 | Y | PEAK DEMAND , CDI-DS-35 |  |  | 10.41 | 2001-12-17 15:40 | Anjanece | 300 | 2000 | #VALUE! | #VALUE!
PEAK DEMAND | CDI-DS-35 | Y | PEAK DEMAND , CDI-DS-35 |  |  | 10.43 | 2001-12-17 15:40 | Anjanece | 300 | 2000 | #VALUE! | #VALUE!
PEAK DEMAND | CDI-DS-35 | Y | PEAK DEMAND , CDI-DS-35 |  |  | 10.46 | 2001-12-17 15:40 | Anjanece | 300 | 2000 | #VALUE! | #VALUE!
PEAK DEMAND | CDI-DS-35 | Y | PEAK DEMAND , CDI-DS-35 |  |  | 10.5 | 2001-12-17 15:40 | Anjanece | 300 | 2000 | #VALUE! | #VALUE!
PEAK DEMAND | CDI-DS-35 | Y | PEAK DEMAND , CDI-DS-35 |  |  | 10.51 | 2001-12-17 15:40 | Anjanece | 300 | 2000 | #VALUE! | #VALUE!
PEAK DEMAND | CDI-DS-35 | Y | PEAK DEMAND , CDI-DS-35 |  |  | 10.52 | 2001-12-17 15:40 | Anjanece | 300 | 2000 | #VALUE! | #VALUE!
PEAK DEMAND | CDI-DS-35 | Y | PEAK DEMAND , CDI-DS-35 |  |  | 10.54 | 2001-12-17 15:40 | Anjanece | 300 | 2000 | #VALUE! | #VALUE!
PEAK DEMAND | CDI-DS-35 | Y | PEAK DEMAND , CDI-DS-35 |  |  | 10.55 | 2001-12-17 15:40 | Anjanece | 300 | 2000 | #VALUE! | #VALUE!
PEAK DEMAND | CDI-DS-35 | Y | PEAK DEMAND , CDI-DS-35 |  |  | 10.58 | 2001-12-17 15:40 | Anjanece | 300 | 2000 | #VALUE! | #VALUE!
PEAK DEMAND | CDI-DS-35 | Y | PEAK DEMAND , CDI-DS-35 |  |  | 10.59 | 2001-12-17 15:40 | Anjanece | 300 | 2000 | #VALUE! | #VALUE!
PEAK DEMAND | CDI-DS-35 | Y | PEAK DEMAND , CDI-DS-35 |  |  | 10.62 | 2001-12-17 15:40 | Anjanece | 300 | 2000 | #VALUE! | #VALUE!
PEAK DEMAND | CDI-DS-35 | Y | PEAK DEMAND , CDI-DS-35 |  |  | 10.64 | 2001-12-17 15:40 | Anjanece | 300 | 2000 | #VALUE! | #VALUE!
PEAK DEMAND | CDI-DS-35 | Y | PEAK DEMAND , CDI-DS-35 |  |  | 10.75 | 2001-12-17 15:40 | Anjanece | 300 | 2000 | #VALUE! | #VALUE!
PEAK DEMAND | CDI-DS-35 | Y | PEAK DEMAND , CDI-DS-35 |  |  | 10.89 | 2001-12-17 15:40 | Anjanece | 300 | 2000 | #VALUE! | #VALUE!
PEAK DEMAND | CDI-DS-35 | Y | PEAK DEMAND , CDI-DS-35 |  |  | 10.91 | 2001-12-17 15:40 | Anjanece | 300 | 2000 | #VALUE! | #VALUE!
PEAK DEMAND | CDI-DS-35 | Y | PEAK DEMAND , CDI-DS-35 |  |  | 10.92 | 2001-12-17 15:40 | Anjanece | 300 | 2000 | #VALUE! | #VALUE!
PEAK DEMAND | CDI-DS-35 | Y | PEAK DEMAND , CDI-DS-35 |  |  | 10.98 | 2001-12-17 15:40 | Anjanece | 300 | 2000 | #VALUE! | #VALUE!
PEAK DEMAND | CDI-DS-35 | Y | PEAK DEMAND , CDI-DS-35 |  |  | 11.1 | 2001-12-17 15:40 | Anjanece | 300 | 2000 | #VALUE! | #VALUE!
PEAK DEMAND | CDI-DS-35 | Y | PEAK DEMAND , CDI-DS-35 |  |  | 11.22 | 2001-12-17 15:40 | Anjanece | 300 | 2000 | #VALUE! | #VALUE!
PEAK DEMAND | CDI-DS-35 | Y | PEAK DEMAND , CDI-DS-35 |  |  | 11.44 | 2001-12-17 15:40 | Anjanece | 300 | 2000 | #VALUE! | #VALUE!
PEAK DEMAND | CDI-DS-35 | Y | PEAK DEMAND , CDI-DS-35 |  |  | 11.54 | 2001-12-17 15:40 | Anjanece | 300 | 2000 | #VALUE! | #VALUE!
PEAK DEMAND | CDI-DS-35 | Y | PEAK DEMAND , CDI-DS-35 |  |  | 11.56 | 2001-12-17 15:40 | Anjanece | 300 | 2000 | #VALUE! | #VALUE!
PEAK DEMAND | CDI-DS-35 | Y | PEAK DEMAND , CDI-DS-35 |  |  | 11.66 | 2001-12-17 15:40 | Anjanece | 300 | 2000 | #VALUE! | #VALUE!
PEAK DEMAND | CDI-DS-35 | Y | PEAK DEMAND , CDI-DS-35 |  |  | 11.7 | 2001-12-17 15:40 | Anjanece | 300 | 2000 | #VALUE! | #VALUE!
PEAK DEMAND | CDI-DS-35 | Y | PEAK DEMAND , CDI-DS-35 |  |  | 11.84 | 2001-12-17 15:40 | Anjanece | 300 | 2000 | #VALUE! | #VALUE!
PEAK DEMAND | CDI-DS-35 | Y | PEAK DEMAND , CDI-DS-35 |  |  | 12.07 | 2001-12-17 15:40 | Anjanece | 300 | 2000 | #VALUE! | #VALUE!
PEAK DEMAND | CDI-DS-35 | Y | PEAK DEMAND , CDI-DS-35 |  |  | 12.22 | 2001-12-17 15:40 | Anjanece | 300 | 2000 | #VALUE! | #VALUE!
PEAK DEMAND | CDI-DS-35 | Y | PEAK DEMAND , CDI-DS-35 |  |  | 12.28 | 2001-12-17 15:40 | Anjanece | 300 | 2000 | #VALUE! | #VALUE!
PEAK DEMAND | CDI-DS-35 | Y | PEAK DEMAND , CDI-DS-35 |  |  | 12.59 | 2001-12-17 15:40 | Anjanece | 300 | 2000 | #VALUE! | #VALUE!
PEAK DEMAND | CDI-DS-35 | Y | PEAK DEMAND , CDI-DS-35 |  |  | 12.92 | 2001-12-17 15:40 | Anjanece | 300 | 2000 | #VALUE! | #VALUE!
PEAK DEMAND | CDI-DS-35 | Y | PEAK DEMAND , CDI-DS-35 |  |  | 12.97 | 2001-12-17 15:40 | Anjanece | 300 | 2000 | #VALUE! | #VALUE!
PEAK DEMAND | CDI-DS-35 | Y | PEAK DEMAND , CDI-DS-35 |  |  | 13.17 | 2001-12-17 15:40 | Anjanece | 300 | 2000 | #VALUE! | #VALUE!
PEAK DEMAND | CDI-DS-35 | Y | PEAK DEMAND , CDI-DS-35 |  |  | 13.43 | 2001-12-17 15:40 | Anjanece | 300 | 2000 | #VALUE! | #VALUE!
PEAK DEMAND | CDI-DS-35 | Y | PEAK DEMAND , CDI-DS-35 |  |  | 13.63 | 2001-12-17 15:40 | Anjanece | 300 | 2000 | #VALUE! | #VALUE!
PEAK DEMAND | CDI-DS-35 | Y | PEAK DEMAND , CDI-DS-35 |  |  | 14.25 | 2001-12-17 15:40 | Anjanece | 300 | 2000 | #VALUE! | #VALUE!
PEAK DEMAND | CDI-DS-35 | Y | PEAK DEMAND , CDI-DS-35 |  |  | 15.97 | 2001-12-17 15:40 | Anjanece | 300 | 2000 | #VALUE! | #VALUE!
PEAK DEMAND | CDI-DS-35 | Y | PEAK DEMAND , CDI-DS-35 |  |  | 15.99 | 2001-12-17 15:40 | Anjanece | 300 | 2000 | #VALUE! | #VALUE!
PEAK DEMAND | CDI-DS-35 | Y | PEAK DEMAND , CDI-DS-35 |  |  | 16.02 | 2001-12-17 15:40 | Anjanece | 300 | 2000 | #VALUE! | #VALUE!
PEAK DEMAND | CDI-DS-35 | Y | PEAK DEMAND , CDI-DS-35 |  | Storm Stores | 0 | 2018-04-16 10:25 | Anjanece | 300 | 2000 | #VALUE! | #VALUE!
PEAK DEMAND | CDI-DS-35 | Y | PEAK DEMAND , CDI-DS-35 |  |  | 10.53 | 2018-04-16 10:25 | Anjanece | 300 | 2000 | #VALUE! | #VALUE!
PEAK DEMAND | CDI-DS-35 | Y | PEAK DEMAND , CDI-DS-35 |  |  | 10.54 | 2018-04-16 10:25 | Anjanece | 300 | 2000 | #VALUE! | #VALUE!
PEAK DEMAND | CDI-DS-35 | Y | PEAK DEMAND , CDI-DS-35 |  |  | 10.95 | 2018-04-16 10:25 | Anjanece | 300 | 2000 | #VALUE! | #VALUE!
PEAK DEMAND | CDI-DS-35 | Y | PEAK DEMAND , CDI-DS-35 |  |  | 11.53 | 2018-04-16 10:25 | Anjanece | 300 | 2000 | #VALUE! | #VALUE!
PEAK DEMAND | CDI-DS-35 | Y | PEAK DEMAND , CDI-DS-35 |  |  | 11.58 | 2018-04-16 10:25 | Anjanece | 300 | 2000 | #VALUE! | #VALUE!
PEAK DEMAND | CDI-DS-35 | Y | PEAK DEMAND , CDI-DS-35 |  |  | 11.73 | 2018-04-16 10:25 | Anjanece | 300 | 2000 | #VALUE! | #VALUE!
SALISBURY | 9503U-SI | Y | SALISBURY , 9503U-SI | JEA OVERHEAD DISTRIBUTION | CSC Stores | 9.7 | 2001-12-17 15:40 | Anjanece | 300 | 2000 | #VALUE! | #VALUE!
SALISBURY | 9503U-SI | Y | SALISBURY , 9503U-SI |  |  | 9.71 | 2001-12-17 15:40 | Anjanece | 300 | 2000 | #VALUE! | #VALUE!
SALISBURY | 9503U-SI | Y | SALISBURY , 9503U-SI |  |  | 9.72 | 2001-12-17 15:40 | Anjanece | 300 | 2000 | #VALUE! | #VALUE!
SALISBURY | 9503U-SI | Y | SALISBURY , 9503U-SI |  |  | 9.75 | 2001-12-17 15:40 | Anjanece | 300 | 2000 | #VALUE! | #VALUE!
SALISBURY | 9503U-SI | Y | SALISBURY , 9503U-SI |  |  | 9.78 | 2001-12-17 15:40 | Anjanece | 300 | 2000 | #VALUE! | #VALUE!
SALISBURY | 9503U-SI | Y | SALISBURY , 9503U-SI |  |  | 9.8 | 2001-12-17 15:40 | Anjanece | 300 | 2000 | #VALUE! | #VALUE!
SALISBURY | 9503U-SI | Y | SALISBURY , 9503U-SI |  |  | 9.81 | 2001-12-17 15:40 | Anjanece | 300 | 2000 | #VALUE! | #VALUE!
SALISBURY | 9503U-SI | Y | SALISBURY , 9503U-SI |  |  | 9.82 | 2001-12-17 15:40 | Anjanece | 300 | 2000 | #VALUE! | #VALUE!
SALISBURY | 9503U-SI | Y | SALISBURY , 9503U-SI |  |  | 9.83 | 2001-12-17 15:40 | Anjanece | 300 | 2000 | #VALUE! | #VALUE!
SALISBURY | 9503U-SI | Y | SALISBURY , 9503U-SI |  |  | 9.84 | 2001-12-17 15:40 | Anjanece | 300 | 2000 | #VALUE! | #VALUE!
SALISBURY | 9503U-SI | Y | SALISBURY , 9503U-SI |  |  | 9.9 | 2001-12-17 15:40 | Anjanece | 300 | 2000 | #VALUE! | #VALUE!
SALISBURY | 9503U-SI | Y | SALISBURY , 9503U-SI |  |  | 9.93 | 2001-12-17 15:40 | Anjanece | 300 | 2000 | #VALUE! | #VALUE!
SALISBURY | 9503U-SI | Y | SALISBURY , 9503U-SI |  |  | 9.95 | 2001-12-17 15:40 | Anjanece | 300 | 2000 | #VALUE! | #VALUE!
SALISBURY | 9503U-SI | Y | SALISBURY , 9503U-SI |  |  | 9.99 | 2001-12-17 15:40 | Anjanece | 300 | 2000 | #VALUE! | #VALUE!
SALISBURY | 9503U-SI | Y | SALISBURY , 9503U-SI |  |  | 10 | 2001-12-17 15:40 | Anjanece | 300 | 2000 | #VALUE! | #VALUE!
SALISBURY | 9503U-SI | Y | SALISBURY , 9503U-SI |  |  | 10.04 | 2001-12-17 15:40 | Anjanece | 300 | 2000 | #VALUE! | #VALUE!
SALISBURY | 9503U-SI | Y | SALISBURY , 9503U-SI |  |  | 10.06 | 2001-12-17 15:40 | Anjanece | 300 | 2000 | #VALUE! | #VALUE!
SALISBURY | 9503U-SI | Y | SALISBURY , 9503U-SI |  |  | 10.08 | 2001-12-17 15:40 | Anjanece | 300 | 2000 | #VALUE! | #VALUE!
SALISBURY | 9503U-SI | Y | SALISBURY , 9503U-SI |  |  | 10.15 | 2001-12-17 15:40 | Anjanece | 300 | 2000 | #VALUE! | #VALUE!
SALISBURY | 9503U-SI | Y | SALISBURY , 9503U-SI |  |  | 10.2 | 2001-12-17 15:40 | Anjanece | 300 | 2000 | #VALUE! | #VALUE!
SALISBURY | 9503U-SI | Y | SALISBURY , 9503U-SI |  |  | 10.24 | 2001-12-17 15:40 | Anjanece | 300 | 2000 | #VALUE! | #VALUE!
SALISBURY | 9503U-SI | Y | SALISBURY , 9503U-SI |  |  | 10.26 | 2001-12-17 15:40 | Anjanece | 300 | 2000 | #VALUE! | #VALUE!
SALISBURY | 9503U-SI | Y | SALISBURY , 9503U-SI |  |  | 10.31 | 2001-12-17 15:40 | Anjanece | 300 | 2000 | #VALUE! | #VALUE!
SALISBURY | 9503U-SI | Y | SALISBURY , 9503U-SI |  |  | 10.33 | 2001-12-17 15:40 | Anjanece | 300 | 2000 | #VALUE! | #VALUE!
SALISBURY | 9503U-SI | Y | SALISBURY , 9503U-SI |  |  | 10.35 | 2001-12-17 15:40 | Anjanece | 300 | 2000 | #VALUE! | #VALUE!
SALISBURY | 9503U-SI | Y | SALISBURY , 9503U-SI |  |  | 10.41 | 2001-12-17 15:40 | Anjanece | 300 | 2000 | #VALUE! | #VALUE!
SALISBURY | 9503U-SI | Y | SALISBURY , 9503U-SI |  |  | 10.43 | 2001-12-17 15:40 | Anjanece | 300 | 2000 | #VALUE! | #VALUE!
SALISBURY | 9503U-SI | Y | SALISBURY , 9503U-SI |  |  | 10.46 | 2001-12-17 15:40 | Anjanece | 300 | 2000 | #VALUE! | #VALUE!
SALISBURY | 9503U-SI | Y | SALISBURY , 9503U-SI |  |  | 10.5 | 2001-12-17 15:40 | Anjanece | 300 | 2000 | #VALUE! | #VALUE!
SALISBURY | 9503U-SI | Y | SALISBURY , 9503U-SI |  |  | 10.51 | 2001-12-17 15:40 | Anjanece | 300 | 2000 | #VALUE! | #VALUE!
SALISBURY | 9503U-SI | Y | SALISBURY , 9503U-SI |  |  | 10.52 | 2001-12-17 15:40 | Anjanece | 300 | 2000 | #VALUE! | #VALUE!
SALISBURY | 9503U-SI | Y | SALISBURY , 9503U-SI |  |  | 10.54 | 2001-12-17 15:40 | Anjanece | 300 | 2000 | #VALUE! | #VALUE!
SALISBURY | 9503U-SI | Y | SALISBURY , 9503U-SI |  |  | 10.55 | 2001-12-17 15:40 | Anjanece | 300 | 2000 | #VALUE! | #VALUE!
SALISBURY | 9503U-SI | Y | SALISBURY , 9503U-SI |  |  | 10.58 | 2001-12-17 15:40 | Anjanece | 300 | 2000 | #VALUE! | #VALUE!
SALISBURY | 9503U-SI | Y | SALISBURY , 9503U-SI |  |  | 10.59 | 2001-12-17 15:40 | Anjanece | 300 | 2000 | #VALUE! | #VALUE!
SALISBURY | 9503U-SI | Y | SALISBURY , 9503U-SI |  |  | 10.62 | 2001-12-17 15:40 | Anjanece | 300 | 2000 | #VALUE! | #VALUE!
SALISBURY | 9503U-SI | Y | SALISBURY , 9503U-SI |  |  | 10.64 | 2001-12-17 15:40 | Anjanece | 300 | 2000 | #VALUE! | #VALUE!
SALISBURY | 9503U-SI | Y | SALISBURY , 9503U-SI |  |  | 10.75 | 2001-12-17 15:40 | Anjanece | 300 | 2000 | #VALUE! | #VALUE!
SALISBURY | 9503U-SI | Y | SALISBURY , 9503U-SI |  |  | 10.89 | 2001-12-17 15:40 | Anjanece | 300 | 2000 | #VALUE! | #VALUE!
SALISBURY | 9503U-SI | Y | SALISBURY , 9503U-SI |  |  | 10.91 | 2001-12-17 15:40 | Anjanece | 300 | 2000 | #VALUE! | #VALUE!
SALISBURY | 9503U-SI | Y | SALISBURY , 9503U-SI |  |  | 10.92 | 2001-12-17 15:40 | Anjanece | 300 | 2000 | #VALUE! | #VALUE!
SALISBURY | 9503U-SI | Y | SALISBURY , 9503U-SI |  |  | 10.98 | 2001-12-17 15:40 | Anjanece | 300 | 2000 | #VALUE! | #VALUE!
SALISBURY | 9503U-SI | Y | SALISBURY , 9503U-SI |  |  | 11.1 | 2001-12-17 15:40 | Anjanece | 300 | 2000 | #VALUE! | #VALUE!
SALISBURY | 9503U-SI | Y | SALISBURY , 9503U-SI |  |  | 11.22 | 2001-12-17 15:40 | Anjanece | 300 | 2000 | #VALUE! | #VALUE!
SALISBURY | 9503U-SI | Y | SALISBURY , 9503U-SI |  |  | 11.44 | 2001-12-17 15:40 | Anjanece | 300 | 2000 | #VALUE! | #VALUE!
SALISBURY | 9503U-SI | Y | SALISBURY , 9503U-SI |  |  | 11.54 | 2001-12-17 15:40 | Anjanece | 300 | 2000 | #VALUE! | #VALUE!
SALISBURY | 9503U-SI | Y | SALISBURY , 9503U-SI |  |  | 11.56 | 2001-12-17 15:40 | Anjanece | 300 | 2000 | #VALUE! | #VALUE!
SALISBURY | 9503U-SI | Y | SALISBURY , 9503U-SI |  |  | 11.66 | 2001-12-17 15:40 | Anjanece | 300 | 2000 | #VALUE! | #VALUE!
SALISBURY | 9503U-SI | Y | SALISBURY , 9503U-SI |  |  | 11.7 | 2001-12-17 15:40 | Anjanece | 300 | 2000 | #VALUE! | #VALUE!
SALISBURY | 9503U-SI | Y | SALISBURY , 9503U-SI |  |  | 11.84 | 2001-12-17 15:40 | Anjanece | 300 | 2000 | #VALUE! | #VALUE!
SALISBURY | 9503U-SI | Y | SALISBURY , 9503U-SI |  |  | 12.07 | 2001-12-17 15:40 | Anjanece | 300 | 2000 | #VALUE! | #VALUE!
SALISBURY | 9503U-SI | Y | SALISBURY , 9503U-SI |  |  | 12.22 | 2001-12-17 15:40 | Anjanece | 300 | 2000 | #VALUE! | #VALUE!
SALISBURY | 9503U-SI | Y | SALISBURY , 9503U-SI |  |  | 12.28 | 2001-12-17 15:40 | Anjanece | 300 | 2000 | #VALUE! | #VALUE!
SALISBURY | 9503U-SI | Y | SALISBURY , 9503U-SI |  |  | 12.59 | 2001-12-17 15:40 | Anjanece | 300 | 2000 | #VALUE! | #VALUE!
SALISBURY | 9503U-SI | Y | SALISBURY , 9503U-SI |  |  | 12.92 | 2001-12-17 15:40 | Anjanece | 300 | 2000 | #VALUE! | #VALUE!
SALISBURY | 9503U-SI | Y | SALISBURY , 9503U-SI |  |  | 12.97 | 2001-12-17 15:40 | Anjanece | 300 | 2000 | #VALUE! | #VALUE!
SALISBURY | 9503U-SI | Y | SALISBURY , 9503U-SI |  |  | 13.17 | 2001-12-17 15:40 | Anjanece | 300 | 2000 | #VALUE! | #VALUE!
SALISBURY | 9503U-SI | Y | SALISBURY , 9503U-SI |  |  | 13.43 | 2001-12-17 15:40 | Anjanece | 300 | 2000 | #VALUE! | #VALUE!
SALISBURY | 9503U-SI | Y | SALISBURY , 9503U-SI |  |  | 13.63 | 2001-12-17 15:40 | Anjanece | 300 | 2000 | #VALUE! | #VALUE!
SALISBURY | 9503U-SI | Y | SALISBURY , 9503U-SI |  |  | 14.25 | 2001-12-17 15:40 | Anjanece | 300 | 2000 | #VALUE! | #VALUE!
SALISBURY | 9503U-SI | Y | SALISBURY , 9503U-SI |  |  | 15.97 | 2001-12-17 15:40 | Anjanece | 300 | 2000 | #VALUE! | #VALUE!
SALISBURY | 9503U-SI | Y | SALISBURY , 9503U-SI |  |  | 15.99 | 2001-12-17 15:40 | Anjanece | 300 | 2000 | #VALUE! | #VALUE!
SALISBURY | 9503U-SI | Y | SALISBURY , 9503U-SI |  |  | 16.02 | 2001-12-17 15:40 | Anjanece | 300 | 2000 | #VALUE! | #VALUE!
SALISBURY | 9503U-SI | Y | SALISBURY , 9503U-SI |  | Storm Stores | 0 | 2018-04-16 10:25 | Anjanece | 300 | 2000 | #VALUE! | #VALUE!
SALISBURY | 9503U-SI | Y | SALISBURY , 9503U-SI |  |  | 10.53 | 2018-04-16 10:25 | Anjanece | 300 | 2000 | #VALUE! | #VALUE!
SALISBURY | 9503U-SI | Y | SALISBURY , 9503U-SI |  |  | 10.54 | 2018-04-16 10:25 | Anjanece | 300 | 2000 | #VALUE! | #VALUE!
SALISBURY | 9503U-SI | Y | SALISBURY , 9503U-SI |  |  | 10.95 | 2018-04-16 10:25 | Anjanece | 300 | 2000 | #VALUE! | #VALUE!
SALISBURY | 9503U-SI | Y | SALISBURY , 9503U-SI |  |  | 11.53 | 2018-04-16 10:25 | Anjanece | 300 | 2000 | #VALUE! | #VALUE!
SALISBURY | 9503U-SI | Y | SALISBURY , 9503U-SI |  |  | 11.58 | 2018-04-16 10:25 | Anjanece | 300 | 2000 | #VALUE! | #VALUE!
SALISBURY | 9503U-SI | Y | SALISBURY , 9503U-SI |  |  | 11.73 | 2018-04-16 10:25 | Anjanece | 300 | 2000 | #VALUE! | #VALUE!
VICTOR | 8235-JEA | Y | VICTOR , 8235-JEA | JEA OVERHEAD DISTRIBUTION | CSC Stores | 9.7 | 2001-12-17 15:40 | Anjanece | 300 | 2000 | #VALUE! | #VALUE!
VICTOR | 8235-JEA | Y | VICTOR , 8235-JEA |  |  | 9.71 | 2001-12-17 15:40 | Anjanece | 300 | 2000 | #VALUE! | #VALUE!
VICTOR | 8235-JEA | Y | VICTOR , 8235-JEA |  |  | 9.72 | 2001-12-17 15:40 | Anjanece | 300 | 2000 | #VALUE! | #VALUE!
VICTOR | 8235-JEA | Y | VICTOR , 8235-JEA |  |  | 9.75 | 2001-12-17 15:40 | Anjanece | 300 | 2000 | #VALUE! | #VALUE!
VICTOR | 8235-JEA | Y | VICTOR , 8235-JEA |  |  | 9.78 | 2001-12-17 15:40 | Anjanece | 300 | 2000 | #VALUE! | #VALUE!
VICTOR | 8235-JEA | Y | VICTOR , 8235-JEA |  |  | 9.8 | 2001-12-17 15:40 | Anjanece | 300 | 2000 | #VALUE! | #VALUE!
VICTOR | 8235-JEA | Y | VICTOR , 8235-JEA |  |  | 9.81 | 2001-12-17 15:40 | Anjanece | 300 | 2000 | #VALUE! | #VALUE!
VICTOR | 8235-JEA | Y | VICTOR , 8235-JEA |  |  | 9.82 | 2001-12-17 15:40 | Anjanece | 300 | 2000 | #VALUE! | #VALUE!
VICTOR | 8235-JEA | Y | VICTOR , 8235-JEA |  |  | 9.83 | 2001-12-17 15:40 | Anjanece | 300 | 2000 | #VALUE! | #VALUE!
VICTOR | 8235-JEA | Y | VICTOR , 8235-JEA |  |  | 9.84 | 2001-12-17 15:40 | Anjanece | 300 | 2000 | #VALUE! | #VALUE!
VICTOR | 8235-JEA | Y | VICTOR , 8235-JEA |  |  | 9.9 | 2001-12-17 15:40 | Anjanece | 300 | 2000 | #VALUE! | #VALUE!
VICTOR | 8235-JEA | Y | VICTOR , 8235-JEA |  |  | 9.93 | 2001-12-17 15:40 | Anjanece | 300 | 2000 | #VALUE! | #VALUE!
VICTOR | 8235-JEA | Y | VICTOR , 8235-JEA |  |  | 9.95 | 2001-12-17 15:40 | Anjanece | 300 | 2000 | #VALUE! | #VALUE!
VICTOR | 8235-JEA | Y | VICTOR , 8235-JEA |  |  | 9.99 | 2001-12-17 15:40 | Anjanece | 300 | 2000 | #VALUE! | #VALUE!
VICTOR | 8235-JEA | Y | VICTOR , 8235-JEA |  |  | 10 | 2001-12-17 15:40 | Anjanece | 300 | 2000 | #VALUE! | #VALUE!
VICTOR | 8235-JEA | Y | VICTOR , 8235-JEA |  |  | 10.04 | 2001-12-17 15:40 | Anjanece | 300 | 2000 | #VALUE! | #VALUE!
VICTOR | 8235-JEA | Y | VICTOR , 8235-JEA |  |  | 10.06 | 2001-12-17 15:40 | Anjanece | 300 | 2000 | #VALUE! | #VALUE!
VICTOR | 8235-JEA | Y | VICTOR , 8235-JEA |  |  | 10.08 | 2001-12-17 15:40 | Anjanece | 300 | 2000 | #VALUE! | #VALUE!
VICTOR | 8235-JEA | Y | VICTOR , 8235-JEA |  |  | 10.15 | 2001-12-17 15:40 | Anjanece | 300 | 2000 | #VALUE! | #VALUE!
VICTOR | 8235-JEA | Y | VICTOR , 8235-JEA |  |  | 10.2 | 2001-12-17 15:40 | Anjanece | 300 | 2000 | #VALUE! | #VALUE!
VICTOR | 8235-JEA | Y | VICTOR , 8235-JEA |  |  | 10.24 | 2001-12-17 15:40 | Anjanece | 300 | 2000 | #VALUE! | #VALUE!
VICTOR | 8235-JEA | Y | VICTOR , 8235-JEA |  |  | 10.26 | 2001-12-17 15:40 | Anjanece | 300 | 2000 | #VALUE! | #VALUE!
VICTOR | 8235-JEA | Y | VICTOR , 8235-JEA |  |  | 10.31 | 2001-12-17 15:40 | Anjanece | 300 | 2000 | #VALUE! | #VALUE!
VICTOR | 8235-JEA | Y | VICTOR , 8235-JEA |  |  | 10.33 | 2001-12-17 15:40 | Anjanece | 300 | 2000 | #VALUE! | #VALUE!
VICTOR | 8235-JEA | Y | VICTOR , 8235-JEA |  |  | 10.35 | 2001-12-17 15:40 | Anjanece | 300 | 2000 | #VALUE! | #VALUE!
VICTOR | 8235-JEA | Y | VICTOR , 8235-JEA |  |  | 10.41 | 2001-12-17 15:40 | Anjanece | 300 | 2000 | #VALUE! | #VALUE!
VICTOR | 8235-JEA | Y | VICTOR , 8235-JEA |  |  | 10.43 | 2001-12-17 15:40 | Anjanece | 300 | 2000 | #VALUE! | #VALUE!
VICTOR | 8235-JEA | Y | VICTOR , 8235-JEA |  |  | 10.46 | 2001-12-17 15:40 | Anjanece | 300 | 2000 | #VALUE! | #VALUE!
VICTOR | 8235-JEA | Y | VICTOR , 8235-JEA |  |  | 10.5 | 2001-12-17 15:40 | Anjanece | 300 | 2000 | #VALUE! | #VALUE!
VICTOR | 8235-JEA | Y | VICTOR , 8235-JEA |  |  | 10.51 | 2001-12-17 15:40 | Anjanece | 300 | 2000 | #VALUE! | #VALUE!
VICTOR | 8235-JEA | Y | VICTOR , 8235-JEA |  |  | 10.52 | 2001-12-17 15:40 | Anjanece | 300 | 2000 | #VALUE! | #VALUE!
VICTOR | 8235-JEA | Y | VICTOR , 8235-JEA |  |  | 10.54 | 2001-12-17 15:40 | Anjanece | 300 | 2000 | #VALUE! | #VALUE!
VICTOR | 8235-JEA | Y | VICTOR , 8235-JEA |  |  | 10.55 | 2001-12-17 15:40 | Anjanece | 300 | 2000 | #VALUE! | #VALUE!
VICTOR | 8235-JEA | Y | VICTOR , 8235-JEA |  |  | 10.58 | 2001-12-17 15:40 | Anjanece | 300 | 2000 | #VALUE! | #VALUE!
VICTOR | 8235-JEA | Y | VICTOR , 8235-JEA |  |  | 10.59 | 2001-12-17 15:40 | Anjanece | 300 | 2000 | #VALUE! | #VALUE!
VICTOR | 8235-JEA | Y | VICTOR , 8235-JEA |  |  | 10.62 | 2001-12-17 15:40 | Anjanece | 300 | 2000 | #VALUE! | #VALUE!
VICTOR | 8235-JEA | Y | VICTOR , 8235-JEA |  |  | 10.64 | 2001-12-17 15:40 | Anjanece | 300 | 2000 | #VALUE! | #VALUE!
VICTOR | 8235-JEA | Y | VICTOR , 8235-JEA |  |  | 10.75 | 2001-12-17 15:40 | Anjanece | 300 | 2000 | #VALUE! | #VALUE!
VICTOR | 8235-JEA | Y | VICTOR , 8235-JEA |  |  | 10.89 | 2001-12-17 15:40 | Anjanece | 300 | 2000 | #VALUE! | #VALUE!
VICTOR | 8235-JEA | Y | VICTOR , 8235-JEA |  |  | 10.91 | 2001-12-17 15:40 | Anjanece | 300 | 2000 | #VALUE! | #VALUE!
VICTOR | 8235-JEA | Y | VICTOR , 8235-JEA |  |  | 10.92 | 2001-12-17 15:40 | Anjanece | 300 | 2000 | #VALUE! | #VALUE!
VICTOR | 8235-JEA | Y | VICTOR , 8235-JEA |  |  | 10.98 | 2001-12-17 15:40 | Anjanece | 300 | 2000 | #VALUE! | #VALUE!
VICTOR | 8235-JEA | Y | VICTOR , 8235-JEA |  |  | 11.1 | 2001-12-17 15:40 | Anjanece | 300 | 2000 | #VALUE! | #VALUE!
VICTOR | 8235-JEA | Y | VICTOR , 8235-JEA |  |  | 11.22 | 2001-12-17 15:40 | Anjanece | 300 | 2000 | #VALUE! | #VALUE!
VICTOR | 8235-JEA | Y | VICTOR , 8235-JEA |  |  | 11.44 | 2001-12-17 15:40 | Anjanece | 300 | 2000 | #VALUE! | #VALUE!
VICTOR | 8235-JEA | Y | VICTOR , 8235-JEA |  |  | 11.54 | 2001-12-17 15:40 | Anjanece | 300 | 2000 | #VALUE! | #VALUE!
VICTOR | 8235-JEA | Y | VICTOR , 8235-JEA |  |  | 11.56 | 2001-12-17 15:40 | Anjanece | 300 | 2000 | #VALUE! | #VALUE!
VICTOR | 8235-JEA | Y | VICTOR , 8235-JEA |  |  | 11.66 | 2001-12-17 15:40 | Anjanece | 300 | 2000 | #VALUE! | #VALUE!
VICTOR | 8235-JEA | Y | VICTOR , 8235-JEA |  |  | 11.7 | 2001-12-17 15:40 | Anjanece | 300 | 2000 | #VALUE! | #VALUE!
VICTOR | 8235-JEA | Y | VICTOR , 8235-JEA |  |  | 11.84 | 2001-12-17 15:40 | Anjanece | 300 | 2000 | #VALUE! | #VALUE!
VICTOR | 8235-JEA | Y | VICTOR , 8235-JEA |  |  | 12.07 | 2001-12-17 15:40 | Anjanece | 300 | 2000 | #VALUE! | #VALUE!
VICTOR | 8235-JEA | Y | VICTOR , 8235-JEA |  |  | 12.22 | 2001-12-17 15:40 | Anjanece | 300 | 2000 | #VALUE! | #VALUE!
VICTOR | 8235-JEA | Y | VICTOR , 8235-JEA |  |  | 12.28 | 2001-12-17 15:40 | Anjanece | 300 | 2000 | #VALUE! | #VALUE!
VICTOR | 8235-JEA | Y | VICTOR , 8235-JEA |  |  | 12.59 | 2001-12-17 15:40 | Anjanece | 300 | 2000 | #VALUE! | #VALUE!
VICTOR | 8235-JEA | Y | VICTOR , 8235-JEA |  |  | 12.92 | 2001-12-17 15:40 | Anjanece | 300 | 2000 | #VALUE! | #VALUE!
VICTOR | 8235-JEA | Y | VICTOR , 8235-JEA |  |  | 12.97 | 2001-12-17 15:40 | Anjanece | 300 | 2000 | #VALUE! | #VALUE!
VICTOR | 8235-JEA | Y | VICTOR , 8235-JEA |  |  | 13.17 | 2001-12-17 15:40 | Anjanece | 300 | 2000 | #VALUE! | #VALUE!
VICTOR | 8235-JEA | Y | VICTOR , 8235-JEA |  |  | 13.43 | 2001-12-17 15:40 | Anjanece | 300 | 2000 | #VALUE! | #VALUE!
VICTOR | 8235-JEA | Y | VICTOR , 8235-JEA |  |  | 13.63 | 2001-12-17 15:40 | Anjanece | 300 | 2000 | #VALUE! | #VALUE!
VICTOR | 8235-JEA | Y | VICTOR , 8235-JEA |  |  | 14.25 | 2001-12-17 15:40 | Anjanece | 300 | 2000 | #VALUE! | #VALUE!
VICTOR | 8235-JEA | Y | VICTOR , 8235-JEA |  |  | 15.97 | 2001-12-17 15:40 | Anjanece | 300 | 2000 | #VALUE! | #VALUE!
VICTOR | 8235-JEA | Y | VICTOR , 8235-JEA |  |  | 15.99 | 2001-12-17 15:40 | Anjanece | 300 | 2000 | #VALUE! | #VALUE!
VICTOR | 8235-JEA | Y | VICTOR , 8235-JEA |  |  | 16.02 | 2001-12-17 15:40 | Anjanece | 300 | 2000 | #VALUE! | #VALUE!
VICTOR | 8235-JEA | Y | VICTOR , 8235-JEA |  | Storm Stores | 0 | 2018-04-16 10:25 | Anjanece | 300 | 2000 | #VALUE! | #VALUE!
VICTOR | 8235-JEA | Y | VICTOR , 8235-JEA |  |  | 10.53 | 2018-04-16 10:25 | Anjanece | 300 | 2000 | #VALUE! | #VALUE!
VICTOR | 8235-JEA | Y | VICTOR , 8235-JEA |  |  | 10.54 | 2018-04-16 10:25 | Anjanece | 300 | 2000 | #VALUE! | #VALUE!
VICTOR | 8235-JEA | Y | VICTOR , 8235-JEA |  |  | 10.95 | 2018-04-16 10:25 | Anjanece | 300 | 2000 | #VALUE! | #VALUE!
VICTOR | 8235-JEA | Y | VICTOR , 8235-JEA |  |  | 11.53 | 2018-04-16 10:25 | Anjanece | 300 | 2000 | #VALUE! | #VALUE!
VICTOR | 8235-JEA | Y | VICTOR , 8235-JEA |  |  | 11.58 | 2018-04-16 10:25 | Anjanece | 300 | 2000 | #VALUE! | #VALUE!
VICTOR | 8235-JEA | Y | VICTOR , 8235-JEA |  |  | 11.73 | 2018-04-16 10:25 | Anjanece | 300 | 2000 | #VALUE! | #VALUE!
VOLT TEK | 3515S-00 | Y | VOLT TEK , 3515S-00 | JEA OVERHEAD DISTRIBUTION | CSC Stores | 9.7 | 2001-12-17 15:40 | Anjanece | 300 | 2000 | #VALUE! | #VALUE!
VOLT TEK | 3515S-00 | Y | VOLT TEK , 3515S-00 |  |  | 9.71 | 2001-12-17 15:40 | Anjanece | 300 | 2000 | #VALUE! | #VALUE!
VOLT TEK | 3515S-00 | Y | VOLT TEK , 3515S-00 |  |  | 9.72 | 2001-12-17 15:40 | Anjanece | 300 | 2000 | #VALUE! | #VALUE!
VOLT TEK | 3515S-00 | Y | VOLT TEK , 3515S-00 |  |  | 9.75 | 2001-12-17 15:40 | Anjanece | 300 | 2000 | #VALUE! | #VALUE!
VOLT TEK | 3515S-00 | Y | VOLT TEK , 3515S-00 |  |  | 9.78 | 2001-12-17 15:40 | Anjanece | 300 | 2000 | #VALUE! | #VALUE!
VOLT TEK | 3515S-00 | Y | VOLT TEK , 3515S-00 |  |  | 9.8 | 2001-12-17 15:40 | Anjanece | 300 | 2000 | #VALUE! | #VALUE!
VOLT TEK | 3515S-00 | Y | VOLT TEK , 3515S-00 |  |  | 9.81 | 2001-12-17 15:40 | Anjanece | 300 | 2000 | #VALUE! | #VALUE!
VOLT TEK | 3515S-00 | Y | VOLT TEK , 3515S-00 |  |  | 9.82 | 2001-12-17 15:40 | Anjanece | 300 | 2000 | #VALUE! | #VALUE!
VOLT TEK | 3515S-00 | Y | VOLT TEK , 3515S-00 |  |  | 9.83 | 2001-12-17 15:40 | Anjanece | 300 | 2000 | #VALUE! | #VALUE!
VOLT TEK | 3515S-00 | Y | VOLT TEK , 3515S-00 |  |  | 9.84 | 2001-12-17 15:40 | Anjanece | 300 | 2000 | #VALUE! | #VALUE!
VOLT TEK | 3515S-00 | Y | VOLT TEK , 3515S-00 |  |  | 9.9 | 2001-12-17 15:40 | Anjanece | 300 | 2000 | #VALUE! | #VALUE!
VOLT TEK | 3515S-00 | Y | VOLT TEK , 3515S-00 |  |  | 9.93 | 2001-12-17 15:40 | Anjanece | 300 | 2000 | #VALUE! | #VALUE!
VOLT TEK | 3515S-00 | Y | VOLT TEK , 3515S-00 |  |  | 9.95 | 2001-12-17 15:40 | Anjanece | 300 | 2000 | #VALUE! | #VALUE!
VOLT TEK | 3515S-00 | Y | VOLT TEK , 3515S-00 |  |  | 9.99 | 2001-12-17 15:40 | Anjanece | 300 | 2000 | #VALUE! | #VALUE!
VOLT TEK | 3515S-00 | Y | VOLT TEK , 3515S-00 |  |  | 10 | 2001-12-17 15:40 | Anjanece | 300 | 2000 | #VALUE! | #VALUE!
VOLT TEK | 3515S-00 | Y | VOLT TEK , 3515S-00 |  |  | 10.04 | 2001-12-17 15:40 | Anjanece | 300 | 2000 | #VALUE! | #VALUE!
VOLT TEK | 3515S-00 | Y | VOLT TEK , 3515S-00 |  |  | 10.06 | 2001-12-17 15:40 | Anjanece | 300 | 2000 | #VALUE! | #VALUE!
VOLT TEK | 3515S-00 | Y | VOLT TEK , 3515S-00 |  |  | 10.08 | 2001-12-17 15:40 | Anjanece | 300 | 2000 | #VALUE! | #VALUE!
VOLT TEK | 3515S-00 | Y | VOLT TEK , 3515S-00 |  |  | 10.15 | 2001-12-17 15:40 | Anjanece | 300 | 2000 | #VALUE! | #VALUE!
VOLT TEK | 3515S-00 | Y | VOLT TEK , 3515S-00 |  |  | 10.2 | 2001-12-17 15:40 | Anjanece | 300 | 2000 | #VALUE! | #VALUE!
VOLT TEK | 3515S-00 | Y | VOLT TEK , 3515S-00 |  |  | 10.24 | 2001-12-17 15:40 | Anjanece | 300 | 2000 | #VALUE! | #VALUE!
VOLT TEK | 3515S-00 | Y | VOLT TEK , 3515S-00 |  |  | 10.26 | 2001-12-17 15:40 | Anjanece | 300 | 2000 | #VALUE! | #VALUE!
VOLT TEK | 3515S-00 | Y | VOLT TEK , 3515S-00 |  |  | 10.31 | 2001-12-17 15:40 | Anjanece | 300 | 2000 | #VALUE! | #VALUE!
VOLT TEK | 3515S-00 | Y | VOLT TEK , 3515S-00 |  |  | 10.33 | 2001-12-17 15:40 | Anjanece | 300 | 2000 | #VALUE! | #VALUE!
VOLT TEK | 3515S-00 | Y | VOLT TEK , 3515S-00 |  |  | 10.35 | 2001-12-17 15:40 | Anjanece | 300 | 2000 | #VALUE! | #VALUE!
VOLT TEK | 3515S-00 | Y | VOLT TEK , 3515S-00 |  |  | 10.41 | 2001-12-17 15:40 | Anjanece | 300 | 2000 | #VALUE! | #VALUE!
VOLT TEK | 3515S-00 | Y | VOLT TEK , 3515S-00 |  |  | 10.43 | 2001-12-17 15:40 | Anjanece | 300 | 2000 | #VALUE! | #VALUE!
VOLT TEK | 3515S-00 | Y | VOLT TEK , 3515S-00 |  |  | 10.46 | 2001-12-17 15:40 | Anjanece | 300 | 2000 | #VALUE! | #VALUE!
VOLT TEK | 3515S-00 | Y | VOLT TEK , 3515S-00 |  |  | 10.5 | 2001-12-17 15:40 | Anjanece | 300 | 2000 | #VALUE! | #VALUE!
VOLT TEK | 3515S-00 | Y | VOLT TEK , 3515S-00 |  |  | 10.51 | 2001-12-17 15:40 | Anjanece | 300 | 2000 | #VALUE! | #VALUE!
VOLT TEK | 3515S-00 | Y | VOLT TEK , 3515S-00 |  |  | 10.52 | 2001-12-17 15:40 | Anjanece | 300 | 2000 | #VALUE! | #VALUE!
VOLT TEK | 3515S-00 | Y | VOLT TEK , 3515S-00 |  |  | 10.54 | 2001-12-17 15:40 | Anjanece | 300 | 2000 | #VALUE! | #VALUE!
VOLT TEK | 3515S-00 | Y | VOLT TEK , 3515S-00 |  |  | 10.55 | 2001-12-17 15:40 | Anjanece | 300 | 2000 | #VALUE! | #VALUE!
VOLT TEK | 3515S-00 | Y | VOLT TEK , 3515S-00 |  |  | 10.58 | 2001-12-17 15:40 | Anjanece | 300 | 2000 | #VALUE! | #VALUE!
VOLT TEK | 3515S-00 | Y | VOLT TEK , 3515S-00 |  |  | 10.59 | 2001-12-17 15:40 | Anjanece | 300 | 2000 | #VALUE! | #VALUE!
VOLT TEK | 3515S-00 | Y | VOLT TEK , 3515S-00 |  |  | 10.62 | 2001-12-17 15:40 | Anjanece | 300 | 2000 | #VALUE! | #VALUE!
VOLT TEK | 3515S-00 | Y | VOLT TEK , 3515S-00 |  |  | 10.64 | 2001-12-17 15:40 | Anjanece | 300 | 2000 | #VALUE! | #VALUE!
VOLT TEK | 3515S-00 | Y | VOLT TEK , 3515S-00 |  |  | 10.75 | 2001-12-17 15:40 | Anjanece | 300 | 2000 | #VALUE! | #VALUE!
VOLT TEK | 3515S-00 | Y | VOLT TEK , 3515S-00 |  |  | 10.89 | 2001-12-17 15:40 | Anjanece | 300 | 2000 | #VALUE! | #VALUE!
VOLT TEK | 3515S-00 | Y | VOLT TEK , 3515S-00 |  |  | 10.91 | 2001-12-17 15:40 | Anjanece | 300 | 2000 | #VALUE! | #VALUE!
VOLT TEK | 3515S-00 | Y | VOLT TEK , 3515S-00 |  |  | 10.92 | 2001-12-17 15:40 | Anjanece | 300 | 2000 | #VALUE! | #VALUE!
VOLT TEK | 3515S-00 | Y | VOLT TEK , 3515S-00 |  |  | 10.98 | 2001-12-17 15:40 | Anjanece | 300 | 2000 | #VALUE! | #VALUE!
VOLT TEK | 3515S-00 | Y | VOLT TEK , 3515S-00 |  |  | 11.1 | 2001-12-17 15:40 | Anjanece | 300 | 2000 | #VALUE! | #VALUE!
VOLT TEK | 3515S-00 | Y | VOLT TEK , 3515S-00 |  |  | 11.22 | 2001-12-17 15:40 | Anjanece | 300 | 2000 | #VALUE! | #VALUE!
VOLT TEK | 3515S-00 | Y | VOLT TEK , 3515S-00 |  |  | 11.44 | 2001-12-17 15:40 | Anjanece | 300 | 2000 | #VALUE! | #VALUE!
VOLT TEK | 3515S-00 | Y | VOLT TEK , 3515S-00 |  |  | 11.54 | 2001-12-17 15:40 | Anjanece | 300 | 2000 | #VALUE! | #VALUE!
VOLT TEK | 3515S-00 | Y | VOLT TEK , 3515S-00 |  |  | 11.56 | 2001-12-17 15:40 | Anjanece | 300 | 2000 | #VALUE! | #VALUE!
VOLT TEK | 3515S-00 | Y | VOLT TEK , 3515S-00 |  |  | 11.66 | 2001-12-17 15:40 | Anjanece | 300 | 2000 | #VALUE! | #VALUE!
VOLT TEK | 3515S-00 | Y | VOLT TEK , 3515S-00 |  |  | 11.7 | 2001-12-17 15:40 | Anjanece | 300 | 2000 | #VALUE! | #VALUE!
VOLT TEK | 3515S-00 | Y | VOLT TEK , 3515S-00 |  |  | 11.84 | 2001-12-17 15:40 | Anjanece | 300 | 2000 | #VALUE! | #VALUE!
VOLT TEK | 3515S-00 | Y | VOLT TEK , 3515S-00 |  |  | 12.07 | 2001-12-17 15:40 | Anjanece | 300 | 2000 | #VALUE! | #VALUE!
VOLT TEK | 3515S-00 | Y | VOLT TEK , 3515S-00 |  |  | 12.22 | 2001-12-17 15:40 | Anjanece | 300 | 2000 | #VALUE! | #VALUE!
VOLT TEK | 3515S-00 | Y | VOLT TEK , 3515S-00 |  |  | 12.28 | 2001-12-17 15:40 | Anjanece | 300 | 2000 | #VALUE! | #VALUE!
VOLT TEK | 3515S-00 | Y | VOLT TEK , 3515S-00 |  |  | 12.59 | 2001-12-17 15:40 | Anjanece | 300 | 2000 | #VALUE! | #VALUE!
VOLT TEK | 3515S-00 | Y | VOLT TEK , 3515S-00 |  |  | 12.92 | 2001-12-17 15:40 | Anjanece | 300 | 2000 | #VALUE! | #VALUE!
VOLT TEK | 3515S-00 | Y | VOLT TEK , 3515S-00 |  |  | 12.97 | 2001-12-17 15:40 | Anjanece | 300 | 2000 | #VALUE! | #VALUE!
VOLT TEK | 3515S-00 | Y | VOLT TEK , 3515S-00 |  |  | 13.17 | 2001-12-17 15:40 | Anjanece | 300 | 2000 | #VALUE! | #VALUE!
VOLT TEK | 3515S-00 | Y | VOLT TEK , 3515S-00 |  |  | 13.43 | 2001-12-17 15:40 | Anjanece | 300 | 2000 | #VALUE! | #VALUE!
VOLT TEK | 3515S-00 | Y | VOLT TEK , 3515S-00 |  |  | 13.63 | 2001-12-17 15:40 | Anjanece | 300 | 2000 | #VALUE! | #VALUE!
VOLT TEK | 3515S-00 | Y | VOLT TEK , 3515S-00 |  |  | 14.25 | 2001-12-17 15:40 | Anjanece | 300 | 2000 | #VALUE! | #VALUE!
VOLT TEK | 3515S-00 | Y | VOLT TEK , 3515S-00 |  |  | 15.97 | 2001-12-17 15:40 | Anjanece | 300 | 2000 | #VALUE! | #VALUE!
VOLT TEK | 3515S-00 | Y | VOLT TEK , 3515S-00 |  |  | 15.99 | 2001-12-17 15:40 | Anjanece | 300 | 2000 | #VALUE! | #VALUE!
VOLT TEK | 3515S-00 | Y | VOLT TEK , 3515S-00 |  |  | 16.02 | 2001-12-17 15:40 | Anjanece | 300 | 2000 | #VALUE! | #VALUE!
VOLT TEK | 3515S-00 | Y | VOLT TEK , 3515S-00 |  | Storm Stores | 0 | 2018-04-16 10:25 | Anjanece | 300 | 2000 | #VALUE! | #VALUE!
VOLT TEK | 3515S-00 | Y | VOLT TEK , 3515S-00 |  |  | 10.53 | 2018-04-16 10:25 | Anjanece | 300 | 2000 | #VALUE! | #VALUE!
VOLT TEK | 3515S-00 | Y | VOLT TEK , 3515S-00 |  |  | 10.54 | 2018-04-16 10:25 | Anjanece | 300 | 2000 | #VALUE! | #VALUE!
VOLT TEK | 3515S-00 | Y | VOLT TEK , 3515S-00 |  |  | 10.95 | 2018-04-16 10:25 | Anjanece | 300 | 2000 | #VALUE! | #VALUE!
VOLT TEK | 3515S-00 | Y | VOLT TEK , 3515S-00 |  |  | 11.53 | 2018-04-16 10:25 | Anjanece | 300 | 2000 | #VALUE! | #VALUE!
VOLT TEK | 3515S-00 | Y | VOLT TEK , 3515S-00 |  |  | 11.58 | 2018-04-16 10:25 | Anjanece | 300 | 2000 | #VALUE! | #VALUE!
VOLT TEK | 3515S-00 | Y | VOLT TEK , 3515S-00 |  |  | 11.73 | 2018-04-16 10:25 | Anjanece | 300 | 2000 | #VALUE! | #VALUE!
NGK | 97008-RG | Y | NGK , 97008-RG | JEA OVERHEAD DISTRIBUTION | CSC Stores | 18.47 | 2007-08-13 08:43 | Anjanece | 1 | 0 | #VALUE! | #VALUE!
NGK | 97008-RG | Y | NGK , 97008-RG |  |  | 19.41 | 2007-08-13 08:43 | Anjanece | 1 | 0 | #VALUE! | #VALUE!
NGK | 97008-RG | Y | NGK , 97008-RG |  |  | 22 | 2007-08-13 08:43 | Anjanece | 1 | 0 | #VALUE! | #VALUE!
NGK | C97008R2-275 | Y | NGK , C97008R2-275 | JEA OVERHEAD DISTRIBUTION | CSC Stores | 18.47 | 2007-08-13 08:43 | Anjanece | 1 | 0 | #VALUE! | #VALUE!
NGK | C97008R2-275 | Y | NGK , C97008R2-275 |  |  | 19.41 | 2007-08-13 08:43 | Anjanece | 1 | 0 | #VALUE! | #VALUE!
NGK | C97008R2-275 | Y | NGK , C97008R2-275 |  |  | 22 | 2007-08-13 08:43 | Anjanece | 1 | 0 | #VALUE! | #VALUE!
HUBBELL | S050097H201A | Y | HUBBELL , S050097H201A | JEA TRANSMISSION | CSC Stores | 140.12 | 2002-09-03 11:31 | John | 28 | 0 | N | N
HUBBELL | S050097H201A | Y | HUBBELL , S050097H201A |  |  | 140.26 | 2002-09-03 11:31 | John | 28 | 0 | N | N
HUBBELL | S050097H201A | Y | HUBBELL , S050097H201A |  |  | 141.27 | 2002-09-03 11:31 | John | 28 | 0 | N | N
HUBBELL | S050097H201A | Y | HUBBELL , S050097H201A |  |  | 141.59 | 2002-09-03 11:31 | John | 28 | 0 | N | N
HUBBELL | S050097H201A | Y | HUBBELL , S050097H201A |  |  | 143.95 | 2002-09-03 11:31 | John | 28 | 0 | N | N
HUBBELL | S050097H201A | Y | HUBBELL , S050097H201A |  |  | 144.09 | 2002-09-03 11:31 | John | 28 | 0 | N | N
HUBBELL | S050097H201A | Y | HUBBELL , S050097H201A |  |  | 151.1 | 2002-09-03 11:31 | John | 28 | 0 | N | N
HUBBELL | S050097H201A | Y | HUBBELL , S050097H201A |  |  | 164.56 | 2002-09-03 11:31 | John | 28 | 0 | N | N
HUBBELL | S050097H201A | Y | HUBBELL , S050097H201A |  |  | 180.87 | 2002-09-03 11:31 | John | 28 | 0 | N | N
HUBBELL | S050097H201A | Y | HUBBELL , S050097H201A |  |  | 181.74 | 2002-09-03 11:31 | John | 28 | 0 | N | N
LAPP INSULATOR | CS5-111-YB-250-B | Y | LAPP INSULATOR , CS5-111-YB-250-B | JEA TRANSMISSION | CSC Stores | 140.12 | 2002-09-03 11:31 | John | 28 | 0 | N | N
LAPP INSULATOR | CS5-111-YB-250-B | Y | LAPP INSULATOR , CS5-111-YB-250-B |  |  | 140.26 | 2002-09-03 11:31 | John | 28 | 0 | N | N
LAPP INSULATOR | CS5-111-YB-250-B | Y | LAPP INSULATOR , CS5-111-YB-250-B |  |  | 141.27 | 2002-09-03 11:31 | John | 28 | 0 | N | N
LAPP INSULATOR | CS5-111-YB-250-B | Y | LAPP INSULATOR , CS5-111-YB-250-B |  |  | 141.59 | 2002-09-03 11:31 | John | 28 | 0 | N | N
LAPP INSULATOR | CS5-111-YB-250-B | Y | LAPP INSULATOR , CS5-111-YB-250-B |  |  | 143.95 | 2002-09-03 11:31 | John | 28 | 0 | N | N
LAPP INSULATOR | CS5-111-YB-250-B | Y | LAPP INSULATOR , CS5-111-YB-250-B |  |  | 144.09 | 2002-09-03 11:31 | John | 28 | 0 | N | N
LAPP INSULATOR | CS5-111-YB-250-B | Y | LAPP INSULATOR , CS5-111-YB-250-B |  |  | 151.1 | 2002-09-03 11:31 | John | 28 | 0 | N | N
LAPP INSULATOR | CS5-111-YB-250-B | Y | LAPP INSULATOR , CS5-111-YB-250-B |  |  | 164.56 | 2002-09-03 11:31 | John | 28 | 0 | N | N
LAPP INSULATOR | CS5-111-YB-250-B | Y | LAPP INSULATOR , CS5-111-YB-250-B |  |  | 180.87 | 2002-09-03 11:31 | John | 28 | 0 | N | N
LAPP INSULATOR | CS5-111-YB-250-B | Y | LAPP INSULATOR , CS5-111-YB-250-B |  |  | 181.74 | 2002-09-03 11:31 | John | 28 | 0 | N | N
MACLEAN POWER SYSTEMS | S24080097VASS040 | Y | MACLEAN POWER SYSTEMS , S24080097VASS040 | JEA TRANSMISSION | CSC Stores | 140.12 | 2002-09-03 11:31 | John | 28 | 0 | N | N
MACLEAN POWER SYSTEMS | S24080097VASS040 | Y | MACLEAN POWER SYSTEMS , S24080097VASS040 |  |  | 140.26 | 2002-09-03 11:31 | John | 28 | 0 | N | N
MACLEAN POWER SYSTEMS | S24080097VASS040 | Y | MACLEAN POWER SYSTEMS , S24080097VASS040 |  |  | 141.27 | 2002-09-03 11:31 | John | 28 | 0 | N | N
MACLEAN POWER SYSTEMS | S24080097VASS040 | Y | MACLEAN POWER SYSTEMS , S24080097VASS040 |  |  | 141.59 | 2002-09-03 11:31 | John | 28 | 0 | N | N
MACLEAN POWER SYSTEMS | S24080097VASS040 | Y | MACLEAN POWER SYSTEMS , S24080097VASS040 |  |  | 143.95 | 2002-09-03 11:31 | John | 28 | 0 | N | N
MACLEAN POWER SYSTEMS | S24080097VASS040 | Y | MACLEAN POWER SYSTEMS , S24080097VASS040 |  |  | 144.09 | 2002-09-03 11:31 | John | 28 | 0 | N | N
MACLEAN POWER SYSTEMS | S24080097VASS040 | Y | MACLEAN POWER SYSTEMS , S24080097VASS040 |  |  | 151.1 | 2002-09-03 11:31 | John | 28 | 0 | N | N
MACLEAN POWER SYSTEMS | S24080097VASS040 | Y | MACLEAN POWER SYSTEMS , S24080097VASS040 |  |  | 164.56 | 2002-09-03 11:31 | John | 28 | 0 | N | N
MACLEAN POWER SYSTEMS | S24080097VASS040 | Y | MACLEAN POWER SYSTEMS , S24080097VASS040 |  |  | 180.87 | 2002-09-03 11:31 | John | 28 | 0 | N | N
MACLEAN POWER SYSTEMS | S24080097VASS040 | Y | MACLEAN POWER SYSTEMS , S24080097VASS040 |  |  | 181.74 | 2002-09-03 11:31 | John | 28 | 0 | N | N
MACLEAN POWER SYSTEMS | S248111VA02 | Y | MACLEAN POWER SYSTEMS , S248111VA02 | JEA TRANSMISSION | CSC Stores | 140.12 | 2002-09-03 11:31 | John | 28 | 0 | N | N
MACLEAN POWER SYSTEMS | S248111VA02 | Y | MACLEAN POWER SYSTEMS , S248111VA02 |  |  | 140.26 | 2002-09-03 11:31 | John | 28 | 0 | N | N
MACLEAN POWER SYSTEMS | S248111VA02 | Y | MACLEAN POWER SYSTEMS , S248111VA02 |  |  | 141.27 | 2002-09-03 11:31 | John | 28 | 0 | N | N
MACLEAN POWER SYSTEMS | S248111VA02 | Y | MACLEAN POWER SYSTEMS , S248111VA02 |  |  | 141.59 | 2002-09-03 11:31 | John | 28 | 0 | N | N
MACLEAN POWER SYSTEMS | S248111VA02 | Y | MACLEAN POWER SYSTEMS , S248111VA02 |  |  | 143.95 | 2002-09-03 11:31 | John | 28 | 0 | N | N
MACLEAN POWER SYSTEMS | S248111VA02 | Y | MACLEAN POWER SYSTEMS , S248111VA02 |  |  | 144.09 | 2002-09-03 11:31 | John | 28 | 0 | N | N
MACLEAN POWER SYSTEMS | S248111VA02 | Y | MACLEAN POWER SYSTEMS , S248111VA02 |  |  | 151.1 | 2002-09-03 11:31 | John | 28 | 0 | N | N
MACLEAN POWER SYSTEMS | S248111VA02 | Y | MACLEAN POWER SYSTEMS , S248111VA02 |  |  | 164.56 | 2002-09-03 11:31 | John | 28 | 0 | N | N
MACLEAN POWER SYSTEMS | S248111VA02 | Y | MACLEAN POWER SYSTEMS , S248111VA02 |  |  | 180.87 | 2002-09-03 11:31 | John | 28 | 0 | N | N
MACLEAN POWER SYSTEMS | S248111VA02 | Y | MACLEAN POWER SYSTEMS , S248111VA02 |  |  | 181.74 | 2002-09-03 11:31 | John | 28 | 0 | N | N
NGK-LOCKE, INC. | 502-SS810-YK-08 | Y | NGK-LOCKE, INC. , 502-SS810-YK-08 | JEA TRANSMISSION | CSC Stores | 140.12 | 2002-09-03 11:31 | John | 28 | 0 | N | N
NGK-LOCKE, INC. | 502-SS810-YK-08 | Y | NGK-LOCKE, INC. , 502-SS810-YK-08 |  |  | 140.26 | 2002-09-03 11:31 | John | 28 | 0 | N | N
NGK-LOCKE, INC. | 502-SS810-YK-08 | Y | NGK-LOCKE, INC. , 502-SS810-YK-08 |  |  | 141.27 | 2002-09-03 11:31 | John | 28 | 0 | N | N
NGK-LOCKE, INC. | 502-SS810-YK-08 | Y | NGK-LOCKE, INC. , 502-SS810-YK-08 |  |  | 141.59 | 2002-09-03 11:31 | John | 28 | 0 | N | N
NGK-LOCKE, INC. | 502-SS810-YK-08 | Y | NGK-LOCKE, INC. , 502-SS810-YK-08 |  |  | 143.95 | 2002-09-03 11:31 | John | 28 | 0 | N | N
NGK-LOCKE, INC. | 502-SS810-YK-08 | Y | NGK-LOCKE, INC. , 502-SS810-YK-08 |  |  | 144.09 | 2002-09-03 11:31 | John | 28 | 0 | N | N
NGK-LOCKE, INC. | 502-SS810-YK-08 | Y | NGK-LOCKE, INC. , 502-SS810-YK-08 |  |  | 151.1 | 2002-09-03 11:31 | John | 28 | 0 | N | N
NGK-LOCKE, INC. | 502-SS810-YK-08 | Y | NGK-LOCKE, INC. , 502-SS810-YK-08 |  |  | 164.56 | 2002-09-03 11:31 | John | 28 | 0 | N | N
NGK-LOCKE, INC. | 502-SS810-YK-08 | Y | NGK-LOCKE, INC. , 502-SS810-YK-08 |  |  | 180.87 | 2002-09-03 11:31 | John | 28 | 0 | N | N
NGK-LOCKE, INC. | 502-SS810-YK-08 | Y | NGK-LOCKE, INC. , 502-SS810-YK-08 |  |  | 181.74 | 2002-09-03 11:31 | John | 28 | 0 | N | N
HUBBELL POWER SYSTEMS, INC. | S050075H201A | Y | HUBBELL POWER SYSTEMS, INC. , S050075H201A | JEA TRANSMISSION | CSC Stores | 118.86 | 2003-02-18 14:07 | John | 28 | 0 | N | N
HUBBELL POWER SYSTEMS, INC. | S050075H201A | Y | HUBBELL POWER SYSTEMS, INC. , S050075H201A |  |  | 120.49 | 2003-02-18 14:07 | John | 28 | 0 | N | N
HUBBELL POWER SYSTEMS, INC. | S050075H201A | Y | HUBBELL POWER SYSTEMS, INC. , S050075H201A |  |  | 122.93 | 2003-02-18 14:07 | John | 28 | 0 | N | N
HUBBELL POWER SYSTEMS, INC. | S050075H201A | Y | HUBBELL POWER SYSTEMS, INC. , S050075H201A |  |  | 125.44 | 2003-02-18 14:07 | John | 28 | 0 | N | N
HUBBELL POWER SYSTEMS, INC. | S050075H201A | Y | HUBBELL POWER SYSTEMS, INC. , S050075H201A |  |  | 148.32 | 2003-02-18 14:07 | John | 28 | 0 | N | N
HUBBELL POWER SYSTEMS, INC. | S050075H201A | Y | HUBBELL POWER SYSTEMS, INC. , S050075H201A |  |  | 167.16 | 2003-02-18 14:07 | John | 28 | 0 | N | N
HUBBELL POWER SYSTEMS, INC. | S050075H201A | Y | HUBBELL POWER SYSTEMS, INC. , S050075H201A |  |  | 178.97 | 2003-02-18 14:07 | John | 28 | 0 | N | N
HUBBELL POWER SYSTEMS, INC. | S050075H201A | Y | HUBBELL POWER SYSTEMS, INC. , S050075H201A |  |  | 197.76 | 2003-02-18 14:07 | John | 28 | 0 | N | N
HUBBELL POWER SYSTEMS, INC. | S050075H201A | Y | HUBBELL POWER SYSTEMS, INC. , S050075H201A |  |  | 234.85 | 2003-02-18 14:07 | John | 28 | 0 | N | N
LAPP INSULATOR | CS5-089-YB-200-B | Y | LAPP INSULATOR , CS5-089-YB-200-B | JEA TRANSMISSION | CSC Stores | 118.86 | 2003-02-18 14:07 | John | 28 | 0 | N | N
LAPP INSULATOR | CS5-089-YB-200-B | Y | LAPP INSULATOR , CS5-089-YB-200-B |  |  | 120.49 | 2003-02-18 14:07 | John | 28 | 0 | N | N
LAPP INSULATOR | CS5-089-YB-200-B | Y | LAPP INSULATOR , CS5-089-YB-200-B |  |  | 122.93 | 2003-02-18 14:07 | John | 28 | 0 | N | N
LAPP INSULATOR | CS5-089-YB-200-B | Y | LAPP INSULATOR , CS5-089-YB-200-B |  |  | 125.44 | 2003-02-18 14:07 | John | 28 | 0 | N | N
LAPP INSULATOR | CS5-089-YB-200-B | Y | LAPP INSULATOR , CS5-089-YB-200-B |  |  | 148.32 | 2003-02-18 14:07 | John | 28 | 0 | N | N
LAPP INSULATOR | CS5-089-YB-200-B | Y | LAPP INSULATOR , CS5-089-YB-200-B |  |  | 167.16 | 2003-02-18 14:07 | John | 28 | 0 | N | N
LAPP INSULATOR | CS5-089-YB-200-B | Y | LAPP INSULATOR , CS5-089-YB-200-B |  |  | 178.97 | 2003-02-18 14:07 | John | 28 | 0 | N | N
LAPP INSULATOR | CS5-089-YB-200-B | Y | LAPP INSULATOR , CS5-089-YB-200-B |  |  | 197.76 | 2003-02-18 14:07 | John | 28 | 0 | N | N
LAPP INSULATOR | CS5-089-YB-200-B | Y | LAPP INSULATOR , CS5-089-YB-200-B |  |  | 234.85 | 2003-02-18 14:07 | John | 28 | 0 | N | N
MACLEAN POWER SYSTEMS | S24080074VASS033 | Y | MACLEAN POWER SYSTEMS , S24080074VASS033 | JEA TRANSMISSION | CSC Stores | 118.86 | 2003-02-18 14:07 | John | 28 | 0 | N | N
MACLEAN POWER SYSTEMS | S24080074VASS033 | Y | MACLEAN POWER SYSTEMS , S24080074VASS033 |  |  | 120.49 | 2003-02-18 14:07 | John | 28 | 0 | N | N
MACLEAN POWER SYSTEMS | S24080074VASS033 | Y | MACLEAN POWER SYSTEMS , S24080074VASS033 |  |  | 122.93 | 2003-02-18 14:07 | John | 28 | 0 | N | N
MACLEAN POWER SYSTEMS | S24080074VASS033 | Y | MACLEAN POWER SYSTEMS , S24080074VASS033 |  |  | 125.44 | 2003-02-18 14:07 | John | 28 | 0 | N | N
MACLEAN POWER SYSTEMS | S24080074VASS033 | Y | MACLEAN POWER SYSTEMS , S24080074VASS033 |  |  | 148.32 | 2003-02-18 14:07 | John | 28 | 0 | N | N
MACLEAN POWER SYSTEMS | S24080074VASS033 | Y | MACLEAN POWER SYSTEMS , S24080074VASS033 |  |  | 167.16 | 2003-02-18 14:07 | John | 28 | 0 | N | N
MACLEAN POWER SYSTEMS | S24080074VASS033 | Y | MACLEAN POWER SYSTEMS , S24080074VASS033 |  |  | 178.97 | 2003-02-18 14:07 | John | 28 | 0 | N | N
MACLEAN POWER SYSTEMS | S24080074VASS033 | Y | MACLEAN POWER SYSTEMS , S24080074VASS033 |  |  | 197.76 | 2003-02-18 14:07 | John | 28 | 0 | N | N
MACLEAN POWER SYSTEMS | S24080074VASS033 | Y | MACLEAN POWER SYSTEMS , S24080074VASS033 |  |  | 234.85 | 2003-02-18 14:07 | John | 28 | 0 | N | N
MACLEAN POWER SYSTEMS | S248089VA07 | Y | MACLEAN POWER SYSTEMS , S248089VA07 | JEA TRANSMISSION | CSC Stores | 118.86 | 2003-02-18 14:07 | John | 28 | 0 | N | N
MACLEAN POWER SYSTEMS | S248089VA07 | Y | MACLEAN POWER SYSTEMS , S248089VA07 |  |  | 120.49 | 2003-02-18 14:07 | John | 28 | 0 | N | N
MACLEAN POWER SYSTEMS | S248089VA07 | Y | MACLEAN POWER SYSTEMS , S248089VA07 |  |  | 122.93 | 2003-02-18 14:07 | John | 28 | 0 | N | N
MACLEAN POWER SYSTEMS | S248089VA07 | Y | MACLEAN POWER SYSTEMS , S248089VA07 |  |  | 125.44 | 2003-02-18 14:07 | John | 28 | 0 | N | N
MACLEAN POWER SYSTEMS | S248089VA07 | Y | MACLEAN POWER SYSTEMS , S248089VA07 |  |  | 148.32 | 2003-02-18 14:07 | John | 28 | 0 | N | N
MACLEAN POWER SYSTEMS | S248089VA07 | Y | MACLEAN POWER SYSTEMS , S248089VA07 |  |  | 167.16 | 2003-02-18 14:07 | John | 28 | 0 | N | N
MACLEAN POWER SYSTEMS | S248089VA07 | Y | MACLEAN POWER SYSTEMS , S248089VA07 |  |  | 178.97 | 2003-02-18 14:07 | John | 28 | 0 | N | N
MACLEAN POWER SYSTEMS | S248089VA07 | Y | MACLEAN POWER SYSTEMS , S248089VA07 |  |  | 197.76 | 2003-02-18 14:07 | John | 28 | 0 | N | N
MACLEAN POWER SYSTEMS | S248089VA07 | Y | MACLEAN POWER SYSTEMS , S248089VA07 |  |  | 234.85 | 2003-02-18 14:07 | John | 28 | 0 | N | N
NGK-LOCKE, INC. | 502-SS630-YK-08 | Y | NGK-LOCKE, INC. , 502-SS630-YK-08 | JEA TRANSMISSION | CSC Stores | 118.86 | 2003-02-18 14:07 | John | 28 | 0 | N | N
NGK-LOCKE, INC. | 502-SS630-YK-08 | Y | NGK-LOCKE, INC. , 502-SS630-YK-08 |  |  | 120.49 | 2003-02-18 14:07 | John | 28 | 0 | N | N
NGK-LOCKE, INC. | 502-SS630-YK-08 | Y | NGK-LOCKE, INC. , 502-SS630-YK-08 |  |  | 122.93 | 2003-02-18 14:07 | John | 28 | 0 | N | N
NGK-LOCKE, INC. | 502-SS630-YK-08 | Y | NGK-LOCKE, INC. , 502-SS630-YK-08 |  |  | 125.44 | 2003-02-18 14:07 | John | 28 | 0 | N | N
NGK-LOCKE, INC. | 502-SS630-YK-08 | Y | NGK-LOCKE, INC. , 502-SS630-YK-08 |  |  | 148.32 | 2003-02-18 14:07 | John | 28 | 0 | N | N
NGK-LOCKE, INC. | 502-SS630-YK-08 | Y | NGK-LOCKE, INC. , 502-SS630-YK-08 |  |  | 167.16 | 2003-02-18 14:07 | John | 28 | 0 | N | N
NGK-LOCKE, INC. | 502-SS630-YK-08 | Y | NGK-LOCKE, INC. , 502-SS630-YK-08 |  |  | 178.97 | 2003-02-18 14:07 | John | 28 | 0 | N | N
NGK-LOCKE, INC. | 502-SS630-YK-08 | Y | NGK-LOCKE, INC. , 502-SS630-YK-08 |  |  | 197.76 | 2003-02-18 14:07 | John | 28 | 0 | N | N
NGK-LOCKE, INC. | 502-SS630-YK-08 | Y | NGK-LOCKE, INC. , 502-SS630-YK-08 |  |  | 234.85 | 2003-02-18 14:07 | John | 28 | 0 | N | N
HUBBELL POWER SYSTEMS, INC. | S050051H201A | Y | HUBBELL POWER SYSTEMS, INC. , S050051H201A | JEA TRANSMISSION | CSC Stores | 139.11 | 2003-02-18 14:10 | John | 28 | 0 | N | N
HUBBELL POWER SYSTEMS, INC. | S050051H201A | Y | HUBBELL POWER SYSTEMS, INC. , S050051H201A |  |  | 144.52 | 2003-02-18 14:10 | John | 28 | 0 | N | N
HUBBELL POWER SYSTEMS, INC. | S050051H201A | Y | HUBBELL POWER SYSTEMS, INC. , S050051H201A |  |  | 156.2 | 2003-02-18 14:10 | John | 28 | 0 | N | N
HUBBELL POWER SYSTEMS, INC. | S050051H201A | Y | HUBBELL POWER SYSTEMS, INC. , S050051H201A |  |  | 157.93 | 2003-02-18 14:10 | John | 28 | 0 | N | N
HUBBELL POWER SYSTEMS, INC. | S050051H201A | Y | HUBBELL POWER SYSTEMS, INC. , S050051H201A |  |  | 171.89 | 2003-02-18 14:10 | John | 28 | 0 | N | N
HUBBELL POWER SYSTEMS, INC. | S050051H201A | Y | HUBBELL POWER SYSTEMS, INC. , S050051H201A |  |  | 174.71 | 2003-02-18 14:10 | John | 28 | 0 | N | N
LAPP INSULATOR | CS5-066-YB-150-B | Y | LAPP INSULATOR , CS5-066-YB-150-B | JEA TRANSMISSION | CSC Stores | 139.11 | 2003-02-18 14:10 | John | 28 | 0 | N | N
LAPP INSULATOR | CS5-066-YB-150-B | Y | LAPP INSULATOR , CS5-066-YB-150-B |  |  | 144.52 | 2003-02-18 14:10 | John | 28 | 0 | N | N
LAPP INSULATOR | CS5-066-YB-150-B | Y | LAPP INSULATOR , CS5-066-YB-150-B |  |  | 156.2 | 2003-02-18 14:10 | John | 28 | 0 | N | N
LAPP INSULATOR | CS5-066-YB-150-B | Y | LAPP INSULATOR , CS5-066-YB-150-B |  |  | 157.93 | 2003-02-18 14:10 | John | 28 | 0 | N | N
LAPP INSULATOR | CS5-066-YB-150-B | Y | LAPP INSULATOR , CS5-066-YB-150-B |  |  | 171.89 | 2003-02-18 14:10 | John | 28 | 0 | N | N
LAPP INSULATOR | CS5-066-YB-150-B | Y | LAPP INSULATOR , CS5-066-YB-150-B |  |  | 174.71 | 2003-02-18 14:10 | John | 28 | 0 | N | N
MACLEAN POWER SYSTEMS | S24080051VASS027 | Y | MACLEAN POWER SYSTEMS , S24080051VASS027 | JEA TRANSMISSION | CSC Stores | 139.11 | 2003-02-18 14:10 | John | 28 | 0 | N | N
MACLEAN POWER SYSTEMS | S24080051VASS027 | Y | MACLEAN POWER SYSTEMS , S24080051VASS027 |  |  | 144.52 | 2003-02-18 14:10 | John | 28 | 0 | N | N
MACLEAN POWER SYSTEMS | S24080051VASS027 | Y | MACLEAN POWER SYSTEMS , S24080051VASS027 |  |  | 156.2 | 2003-02-18 14:10 | John | 28 | 0 | N | N
MACLEAN POWER SYSTEMS | S24080051VASS027 | Y | MACLEAN POWER SYSTEMS , S24080051VASS027 |  |  | 157.93 | 2003-02-18 14:10 | John | 28 | 0 | N | N
MACLEAN POWER SYSTEMS | S24080051VASS027 | Y | MACLEAN POWER SYSTEMS , S24080051VASS027 |  |  | 171.89 | 2003-02-18 14:10 | John | 28 | 0 | N | N
MACLEAN POWER SYSTEMS | S24080051VASS027 | Y | MACLEAN POWER SYSTEMS , S24080051VASS027 |  |  | 174.71 | 2003-02-18 14:10 | John | 28 | 0 | N | N
MACLEAN POWER SYSTEMS | S248066VA01 | Y | MACLEAN POWER SYSTEMS , S248066VA01 | JEA TRANSMISSION | CSC Stores | 139.11 | 2003-02-18 14:10 | John | 28 | 0 | N | N
MACLEAN POWER SYSTEMS | S248066VA01 | Y | MACLEAN POWER SYSTEMS , S248066VA01 |  |  | 144.52 | 2003-02-18 14:10 | John | 28 | 0 | N | N
MACLEAN POWER SYSTEMS | S248066VA01 | Y | MACLEAN POWER SYSTEMS , S248066VA01 |  |  | 156.2 | 2003-02-18 14:10 | John | 28 | 0 | N | N
MACLEAN POWER SYSTEMS | S248066VA01 | Y | MACLEAN POWER SYSTEMS , S248066VA01 |  |  | 157.93 | 2003-02-18 14:10 | John | 28 | 0 | N | N
MACLEAN POWER SYSTEMS | S248066VA01 | Y | MACLEAN POWER SYSTEMS , S248066VA01 |  |  | 171.89 | 2003-02-18 14:10 | John | 28 | 0 | N | N
MACLEAN POWER SYSTEMS | S248066VA01 | Y | MACLEAN POWER SYSTEMS , S248066VA01 |  |  | 174.71 | 2003-02-18 14:10 | John | 28 | 0 | N | N
NGK-LOCKE, INC. | 502-SL430-YK-09 | Y | NGK-LOCKE, INC. , 502-SL430-YK-09 | JEA TRANSMISSION | CSC Stores | 139.11 | 2003-02-18 14:10 | John | 28 | 0 | N | N
NGK-LOCKE, INC. | 502-SL430-YK-09 | Y | NGK-LOCKE, INC. , 502-SL430-YK-09 |  |  | 144.52 | 2003-02-18 14:10 | John | 28 | 0 | N | N
NGK-LOCKE, INC. | 502-SL430-YK-09 | Y | NGK-LOCKE, INC. , 502-SL430-YK-09 |  |  | 156.2 | 2003-02-18 14:10 | John | 28 | 0 | N | N
NGK-LOCKE, INC. | 502-SL430-YK-09 | Y | NGK-LOCKE, INC. , 502-SL430-YK-09 |  |  | 157.93 | 2003-02-18 14:10 | John | 28 | 0 | N | N
NGK-LOCKE, INC. | 502-SL430-YK-09 | Y | NGK-LOCKE, INC. , 502-SL430-YK-09 |  |  | 171.89 | 2003-02-18 14:10 | John | 28 | 0 | N | N
NGK-LOCKE, INC. | 502-SL430-YK-09 | Y | NGK-LOCKE, INC. , 502-SL430-YK-09 |  |  | 174.71 | 2003-02-18 14:10 | John | 28 | 0 | N | N
HUBBELL POWER SYSTEMS, INC. | S050030H2010 | Y | HUBBELL POWER SYSTEMS, INC. , S050030H2010 | JEA TRANSMISSION | CSC Stores | 95.39 | 2011-01-25 14:17 | John | 1 | 0 | N | N
HUBBELL POWER SYSTEMS, INC. | S050030H2010 | Y | HUBBELL POWER SYSTEMS, INC. , S050030H2010 |  |  | 124.1 | 2011-01-25 14:17 | John | 1 | 0 | N | N
MACLEAN POWER SYSTEMS | S24080028VXAL017 | Y | MACLEAN POWER SYSTEMS , S24080028VXAL017 | JEA TRANSMISSION | CSC Stores | 95.39 | 2011-01-25 14:17 | John | 1 | 0 | N | N
MACLEAN POWER SYSTEMS | S24080028VXAL017 | Y | MACLEAN POWER SYSTEMS , S24080028VXAL017 |  |  | 124.1 | 2011-01-25 14:17 | John | 1 | 0 | N | N
NGK-LOCKE, INC. | 502-SL240-YK | Y | NGK-LOCKE, INC. , 502-SL240-YK | JEA TRANSMISSION | CSC Stores | 95.39 | 2011-01-25 14:17 | John | 1 | 0 | N | N
NGK-LOCKE, INC. | 502-SL240-YK | Y | NGK-LOCKE, INC. , 502-SL240-YK |  |  | 124.1 | 2011-01-25 14:17 | John | 1 | 0 | N | N
ALUMA FORM | FGS16-24CT-SC | Y | ALUMA FORM , FGS16-24CT-SC | JEA OVERHEAD DISTRIBUTION | CSC Stores | 10.53 | 2001-12-17 15:52 | Anjanece | 1 | 0 | #VALUE! | #VALUE!
ALUMA FORM | FGS16-24CT-SC | Y | ALUMA FORM , FGS16-24CT-SC |  |  | 10.55 | 2001-12-17 15:52 | Anjanece | 1 | 0 | #VALUE! | #VALUE!
ALUMA FORM | FGS16-24CT-SC | Y | ALUMA FORM , FGS16-24CT-SC |  |  | 10.6 | 2001-12-17 15:52 | Anjanece | 1 | 0 | #VALUE! | #VALUE!
ALUMA FORM | FGS16-24CT-SC | Y | ALUMA FORM , FGS16-24CT-SC |  |  | 10.62 | 2001-12-17 15:52 | Anjanece | 1 | 0 | #VALUE! | #VALUE!
ALUMA FORM | FGS16-24CT-SC | Y | ALUMA FORM , FGS16-24CT-SC |  |  | 10.63 | 2001-12-17 15:52 | Anjanece | 1 | 0 | #VALUE! | #VALUE!
ALUMA FORM | FGS16-24CT-SC | Y | ALUMA FORM , FGS16-24CT-SC |  |  | 10.65 | 2001-12-17 15:52 | Anjanece | 1 | 0 | #VALUE! | #VALUE!
ALUMA FORM | FGS16-24CT-SC | Y | ALUMA FORM , FGS16-24CT-SC |  |  | 11.03 | 2001-12-17 15:52 | Anjanece | 1 | 0 | #VALUE! | #VALUE!
ALUMA FORM | FGS16-24CT-SC | Y | ALUMA FORM , FGS16-24CT-SC |  |  | 11.54 | 2001-12-17 15:52 | Anjanece | 1 | 0 | #VALUE! | #VALUE!
ALUMA FORM | FGS16-24CT-SC | Y | ALUMA FORM , FGS16-24CT-SC |  |  | 12.69 | 2001-12-17 15:52 | Anjanece | 1 | 0 | #VALUE! | #VALUE!
ALUMA FORM | FGS16-24CT-SC | Y | ALUMA FORM , FGS16-24CT-SC |  |  | 14.22 | 2001-12-17 15:52 | Anjanece | 1 | 0 | #VALUE! | #VALUE!
ALUMA FORM | FGS16-24CT-SC | Y | ALUMA FORM , FGS16-24CT-SC |  |  | 14.23 | 2001-12-17 15:52 | Anjanece | 1 | 0 | #VALUE! | #VALUE!
ALUMA FORM | FGS16-24CT-SC | Y | ALUMA FORM , FGS16-24CT-SC |  |  | 14.27 | 2001-12-17 15:52 | Anjanece | 1 | 0 | #VALUE! | #VALUE!
ALUMA FORM | FGS16-24CT-SC | Y | ALUMA FORM , FGS16-24CT-SC |  |  | 14.35 | 2001-12-17 15:52 | Anjanece | 1 | 0 | #VALUE! | #VALUE!
ALUMA FORM | FGS16-24CT-SC | Y | ALUMA FORM , FGS16-24CT-SC |  |  | 14.47 | 2001-12-17 15:52 | Anjanece | 1 | 0 | #VALUE! | #VALUE!
ALUMA FORM | FGS16-24CT-SC | Y | ALUMA FORM , FGS16-24CT-SC |  |  | 14.53 | 2001-12-17 15:52 | Anjanece | 1 | 0 | #VALUE! | #VALUE!
ALUMA FORM | FGS16-24CT-SC | Y | ALUMA FORM , FGS16-24CT-SC |  |  | 15.17 | 2001-12-17 15:52 | Anjanece | 1 | 0 | #VALUE! | #VALUE!
ALUMA FORM | FGS16-24CT-SC | Y | ALUMA FORM , FGS16-24CT-SC |  |  | 17.44 | 2001-12-17 15:52 | Anjanece | 1 | 0 | #VALUE! | #VALUE!
ALUMA FORM | FGS16-24CT-SC | Y | ALUMA FORM , FGS16-24CT-SC |  |  | 20.48 | 2001-12-17 15:52 | Anjanece | 1 | 0 | #VALUE! | #VALUE!
ALUMA FORM | FGS16-24CT-SC | Y | ALUMA FORM , FGS16-24CT-SC |  |  | 21.35 | 2001-12-17 15:52 | Anjanece | 1 | 0 | #VALUE! | #VALUE!
ALUMA FORM | FGS16-24CT-SC | Y | ALUMA FORM , FGS16-24CT-SC |  |  | 21.88 | 2001-12-17 15:52 | Anjanece | 1 | 0 | #VALUE! | #VALUE!
ALUMA FORM | FGS16-24CT-SC | Y | ALUMA FORM , FGS16-24CT-SC |  |  | 21.96 | 2001-12-17 15:52 | Anjanece | 1 | 0 | #VALUE! | #VALUE!
ALUMA FORM | FGS16-24CT-SC | Y | ALUMA FORM , FGS16-24CT-SC |  |  | 21.99 | 2001-12-17 15:52 | Anjanece | 1 | 0 | #VALUE! | #VALUE!
ALUMA FORM | FGS16-24CT-SC | Y | ALUMA FORM , FGS16-24CT-SC |  |  | 22.49 | 2001-12-17 15:52 | Anjanece | 1 | 0 | #VALUE! | #VALUE!
ALUMA FORM | FGS16-24CT-SC | Y | ALUMA FORM , FGS16-24CT-SC |  |  | 23.72 | 2001-12-17 15:52 | Anjanece | 1 | 0 | #VALUE! | #VALUE!
ALUMA FORM | FGS16-24CT-SC | Y | ALUMA FORM , FGS16-24CT-SC |  |  | 24.64 | 2001-12-17 15:52 | Anjanece | 1 | 0 | #VALUE! | #VALUE!
ALUMA FORM | FGS16-24CT-SC | Y | ALUMA FORM , FGS16-24CT-SC |  |  | 25.52 | 2001-12-17 15:52 | Anjanece | 1 | 0 | #VALUE! | #VALUE!
ALUMA FORM | FGS16-24CT-SC | Y | ALUMA FORM , FGS16-24CT-SC |  |  | 28.75 | 2001-12-17 15:52 | Anjanece | 1 | 0 | #VALUE! | #VALUE!
ALUMA FORM | FGS16-24CT-SC | Y | ALUMA FORM , FGS16-24CT-SC |  | Storm Stores | 0 | 2018-04-16 10:26 | Anjanece |  | 0 | #VALUE! | #VALUE!
ALUMA FORM | FGS16-24CT-SC | Y | ALUMA FORM , FGS16-24CT-SC |  |  | 14.22 | 2018-04-16 10:26 | Anjanece |  | 0 | #VALUE! | #VALUE!
ALUMA FORM | FGS16-24CT-SC | Y | ALUMA FORM , FGS16-24CT-SC |  |  | 17.29 | 2018-04-16 10:26 | Anjanece |  | 0 | #VALUE! | #VALUE!
ALUMA FORM | FGS16-24CT-SC | Y | ALUMA FORM , FGS16-24CT-SC |  |  | 20.66 | 2018-04-16 10:26 | Anjanece |  | 0 | #VALUE! | #VALUE!
MACLEAN POWER SYSTEMS | GCTE1524SC | Y | MACLEAN POWER SYSTEMS , GCTE1524SC | JEA OVERHEAD DISTRIBUTION | CSC Stores | 10.53 | 2001-12-17 15:52 | Anjanece | 1 | 0 | #VALUE! | #VALUE!
MACLEAN POWER SYSTEMS | GCTE1524SC | Y | MACLEAN POWER SYSTEMS , GCTE1524SC |  |  | 10.55 | 2001-12-17 15:52 | Anjanece | 1 | 0 | #VALUE! | #VALUE!
MACLEAN POWER SYSTEMS | GCTE1524SC | Y | MACLEAN POWER SYSTEMS , GCTE1524SC |  |  | 10.6 | 2001-12-17 15:52 | Anjanece | 1 | 0 | #VALUE! | #VALUE!
MACLEAN POWER SYSTEMS | GCTE1524SC | Y | MACLEAN POWER SYSTEMS , GCTE1524SC |  |  | 10.62 | 2001-12-17 15:52 | Anjanece | 1 | 0 | #VALUE! | #VALUE!
MACLEAN POWER SYSTEMS | GCTE1524SC | Y | MACLEAN POWER SYSTEMS , GCTE1524SC |  |  | 10.63 | 2001-12-17 15:52 | Anjanece | 1 | 0 | #VALUE! | #VALUE!
MACLEAN POWER SYSTEMS | GCTE1524SC | Y | MACLEAN POWER SYSTEMS , GCTE1524SC |  |  | 10.65 | 2001-12-17 15:52 | Anjanece | 1 | 0 | #VALUE! | #VALUE!
MACLEAN POWER SYSTEMS | GCTE1524SC | Y | MACLEAN POWER SYSTEMS , GCTE1524SC |  |  | 11.03 | 2001-12-17 15:52 | Anjanece | 1 | 0 | #VALUE! | #VALUE!
MACLEAN POWER SYSTEMS | GCTE1524SC | Y | MACLEAN POWER SYSTEMS , GCTE1524SC |  |  | 11.54 | 2001-12-17 15:52 | Anjanece | 1 | 0 | #VALUE! | #VALUE!
MACLEAN POWER SYSTEMS | GCTE1524SC | Y | MACLEAN POWER SYSTEMS , GCTE1524SC |  |  | 12.69 | 2001-12-17 15:52 | Anjanece | 1 | 0 | #VALUE! | #VALUE!
MACLEAN POWER SYSTEMS | GCTE1524SC | Y | MACLEAN POWER SYSTEMS , GCTE1524SC |  |  | 14.22 | 2001-12-17 15:52 | Anjanece | 1 | 0 | #VALUE! | #VALUE!
MACLEAN POWER SYSTEMS | GCTE1524SC | Y | MACLEAN POWER SYSTEMS , GCTE1524SC |  |  | 14.23 | 2001-12-17 15:52 | Anjanece | 1 | 0 | #VALUE! | #VALUE!
MACLEAN POWER SYSTEMS | GCTE1524SC | Y | MACLEAN POWER SYSTEMS , GCTE1524SC |  |  | 14.27 | 2001-12-17 15:52 | Anjanece | 1 | 0 | #VALUE! | #VALUE!
MACLEAN POWER SYSTEMS | GCTE1524SC | Y | MACLEAN POWER SYSTEMS , GCTE1524SC |  |  | 14.35 | 2001-12-17 15:52 | Anjanece | 1 | 0 | #VALUE! | #VALUE!
MACLEAN POWER SYSTEMS | GCTE1524SC | Y | MACLEAN POWER SYSTEMS , GCTE1524SC |  |  | 14.47 | 2001-12-17 15:52 | Anjanece | 1 | 0 | #VALUE! | #VALUE!
MACLEAN POWER SYSTEMS | GCTE1524SC | Y | MACLEAN POWER SYSTEMS , GCTE1524SC |  |  | 14.53 | 2001-12-17 15:52 | Anjanece | 1 | 0 | #VALUE! | #VALUE!
MACLEAN POWER SYSTEMS | GCTE1524SC | Y | MACLEAN POWER SYSTEMS , GCTE1524SC |  |  | 15.17 | 2001-12-17 15:52 | Anjanece | 1 | 0 | #VALUE! | #VALUE!
MACLEAN POWER SYSTEMS | GCTE1524SC | Y | MACLEAN POWER SYSTEMS , GCTE1524SC |  |  | 17.44 | 2001-12-17 15:52 | Anjanece | 1 | 0 | #VALUE! | #VALUE!
MACLEAN POWER SYSTEMS | GCTE1524SC | Y | MACLEAN POWER SYSTEMS , GCTE1524SC |  |  | 20.48 | 2001-12-17 15:52 | Anjanece | 1 | 0 | #VALUE! | #VALUE!
MACLEAN POWER SYSTEMS | GCTE1524SC | Y | MACLEAN POWER SYSTEMS , GCTE1524SC |  |  | 21.35 | 2001-12-17 15:52 | Anjanece | 1 | 0 | #VALUE! | #VALUE!
MACLEAN POWER SYSTEMS | GCTE1524SC | Y | MACLEAN POWER SYSTEMS , GCTE1524SC |  |  | 21.88 | 2001-12-17 15:52 | Anjanece | 1 | 0 | #VALUE! | #VALUE!
MACLEAN POWER SYSTEMS | GCTE1524SC | Y | MACLEAN POWER SYSTEMS , GCTE1524SC |  |  | 21.96 | 2001-12-17 15:52 | Anjanece | 1 | 0 | #VALUE! | #VALUE!
MACLEAN POWER SYSTEMS | GCTE1524SC | Y | MACLEAN POWER SYSTEMS , GCTE1524SC |  |  | 21.99 | 2001-12-17 15:52 | Anjanece | 1 | 0 | #VALUE! | #VALUE!
MACLEAN POWER SYSTEMS | GCTE1524SC | Y | MACLEAN POWER SYSTEMS , GCTE1524SC |  |  | 22.49 | 2001-12-17 15:52 | Anjanece | 1 | 0 | #VALUE! | #VALUE!
MACLEAN POWER SYSTEMS | GCTE1524SC | Y | MACLEAN POWER SYSTEMS , GCTE1524SC |  |  | 23.72 | 2001-12-17 15:52 | Anjanece | 1 | 0 | #VALUE! | #VALUE!
MACLEAN POWER SYSTEMS | GCTE1524SC | Y | MACLEAN POWER SYSTEMS , GCTE1524SC |  |  | 24.64 | 2001-12-17 15:52 | Anjanece | 1 | 0 | #VALUE! | #VALUE!
MACLEAN POWER SYSTEMS | GCTE1524SC | Y | MACLEAN POWER SYSTEMS , GCTE1524SC |  |  | 25.52 | 2001-12-17 15:52 | Anjanece | 1 | 0 | #VALUE! | #VALUE!
MACLEAN POWER SYSTEMS | GCTE1524SC | Y | MACLEAN POWER SYSTEMS , GCTE1524SC |  |  | 28.75 | 2001-12-17 15:52 | Anjanece | 1 | 0 | #VALUE! | #VALUE!
MACLEAN POWER SYSTEMS | GCTE1524SC | Y | MACLEAN POWER SYSTEMS , GCTE1524SC |  | Storm Stores | 0 | 2018-04-16 10:26 | Anjanece |  | 0 | #VALUE! | #VALUE!
MACLEAN POWER SYSTEMS | GCTE1524SC | Y | MACLEAN POWER SYSTEMS , GCTE1524SC |  |  | 14.22 | 2018-04-16 10:26 | Anjanece |  | 0 | #VALUE! | #VALUE!
MACLEAN POWER SYSTEMS | GCTE1524SC | Y | MACLEAN POWER SYSTEMS , GCTE1524SC |  |  | 17.29 | 2018-04-16 10:26 | Anjanece |  | 0 | #VALUE! | #VALUE!
MACLEAN POWER SYSTEMS | GCTE1524SC | Y | MACLEAN POWER SYSTEMS , GCTE1524SC |  |  | 20.66 | 2018-04-16 10:26 | Anjanece |  | 0 | #VALUE! | #VALUE!
ALUMA FORM | FGS16-12CT-SC | Y | ALUMA FORM , FGS16-12CT-SC | JEA OVERHEAD DISTRIBUTION | CSC Stores | 7.85 | 2010-06-17 09:34 | Anjanece | 1 | 0 | #VALUE! | #VALUE!
ALUMA FORM | FGS16-12CT-SC | Y | ALUMA FORM , FGS16-12CT-SC |  |  | 7.9 | 2010-06-17 09:34 | Anjanece | 1 | 0 | #VALUE! | #VALUE!
ALUMA FORM | FGS16-12CT-SC | Y | ALUMA FORM , FGS16-12CT-SC |  |  | 7.92 | 2010-06-17 09:34 | Anjanece | 1 | 0 | #VALUE! | #VALUE!
ALUMA FORM | FGS16-12CT-SC | Y | ALUMA FORM , FGS16-12CT-SC |  |  | 7.94 | 2010-06-17 09:34 | Anjanece | 1 | 0 | #VALUE! | #VALUE!
ALUMA FORM | FGS16-12CT-SC | Y | ALUMA FORM , FGS16-12CT-SC |  |  | 8.12 | 2010-06-17 09:34 | Anjanece | 1 | 0 | #VALUE! | #VALUE!
ALUMA FORM | FGS16-12CT-SC | Y | ALUMA FORM , FGS16-12CT-SC |  |  | 8.14 | 2010-06-17 09:34 | Anjanece | 1 | 0 | #VALUE! | #VALUE!
ALUMA FORM | FGS16-12CT-SC | Y | ALUMA FORM , FGS16-12CT-SC |  |  | 8.15 | 2010-06-17 09:34 | Anjanece | 1 | 0 | #VALUE! | #VALUE!
ALUMA FORM | FGS16-12CT-SC | Y | ALUMA FORM , FGS16-12CT-SC |  |  | 8.17 | 2010-06-17 09:34 | Anjanece | 1 | 0 | #VALUE! | #VALUE!
ALUMA FORM | FGS16-12CT-SC | Y | ALUMA FORM , FGS16-12CT-SC |  |  | 10.26 | 2010-06-17 09:34 | Anjanece | 1 | 0 | #VALUE! | #VALUE!
ALUMA FORM | FGS16-12CT-SC | Y | ALUMA FORM , FGS16-12CT-SC |  |  | 11.59 | 2010-06-17 09:34 | Anjanece | 1 | 0 | #VALUE! | #VALUE!
ALUMA FORM | FGS16-12CT-SC | Y | ALUMA FORM , FGS16-12CT-SC |  |  | 12.02 | 2010-06-17 09:34 | Anjanece | 1 | 0 | #VALUE! | #VALUE!
ALUMA FORM | FGS16-12CT-SC | Y | ALUMA FORM , FGS16-12CT-SC |  |  | 12.18 | 2010-06-17 09:34 | Anjanece | 1 | 0 | #VALUE! | #VALUE!
ALUMA FORM | FGS16-12CT-SC | Y | ALUMA FORM , FGS16-12CT-SC |  |  | 12.23 | 2010-06-17 09:34 | Anjanece | 1 | 0 | #VALUE! | #VALUE!
ALUMA FORM | FGS16-12CT-SC | Y | ALUMA FORM , FGS16-12CT-SC |  |  | 12.28 | 2010-06-17 09:34 | Anjanece | 1 | 0 | #VALUE! | #VALUE!
ALUMA FORM | FGS16-12CT-SC | Y | ALUMA FORM , FGS16-12CT-SC |  |  | 12.34 | 2010-06-17 09:34 | Anjanece | 1 | 0 | #VALUE! | #VALUE!
ALUMA FORM | FGS16-12CT-SC | Y | ALUMA FORM , FGS16-12CT-SC |  |  | 12.39 | 2010-06-17 09:34 | Anjanece | 1 | 0 | #VALUE! | #VALUE!
ALUMA FORM | FGS16-12CT-SC | Y | ALUMA FORM , FGS16-12CT-SC |  |  | 12.42 | 2010-06-17 09:34 | Anjanece | 1 | 0 | #VALUE! | #VALUE!
ALUMA FORM | FGS16-12CT-SC | Y | ALUMA FORM , FGS16-12CT-SC |  |  | 12.44 | 2010-06-17 09:34 | Anjanece | 1 | 0 | #VALUE! | #VALUE!
ALUMA FORM | FGS16-12CT-SC | Y | ALUMA FORM , FGS16-12CT-SC |  |  | 12.45 | 2010-06-17 09:34 | Anjanece | 1 | 0 | #VALUE! | #VALUE!
ALUMA FORM | FGS16-12CT-SC | Y | ALUMA FORM , FGS16-12CT-SC |  |  | 16.28 | 2010-06-17 09:34 | Anjanece | 1 | 0 | #VALUE! | #VALUE!
ALUMA FORM | FGS16-12CT-SC | Y | ALUMA FORM , FGS16-12CT-SC |  |  | 16.39 | 2010-06-17 09:34 | Anjanece | 1 | 0 | #VALUE! | #VALUE!
ALUMA FORM | FGS16-12CT-SC | Y | ALUMA FORM , FGS16-12CT-SC |  |  | 17.53 | 2010-06-17 09:34 | Anjanece | 1 | 0 | #VALUE! | #VALUE!
ALUMA FORM | FGS16-12CT-SC | Y | ALUMA FORM , FGS16-12CT-SC |  |  | 17.76 | 2010-06-17 09:34 | Anjanece | 1 | 0 | #VALUE! | #VALUE!
ALUMA FORM | FGS16-12CT-SC | Y | ALUMA FORM , FGS16-12CT-SC |  |  | 19.06 | 2010-06-17 09:34 | Anjanece | 1 | 0 | #VALUE! | #VALUE!
ALUMA FORM | FGS16-12CT-SC | Y | ALUMA FORM , FGS16-12CT-SC |  |  | 19.46 | 2010-06-17 09:34 | Anjanece | 1 | 0 | #VALUE! | #VALUE!
ALUMA FORM | FGS16-12CT-SC | Y | ALUMA FORM , FGS16-12CT-SC |  |  | 20.52 | 2010-06-17 09:34 | Anjanece | 1 | 0 | #VALUE! | #VALUE!
ALUMA FORM | FGS16-12CT-SC | Y | ALUMA FORM , FGS16-12CT-SC |  |  | 20.6 | 2010-06-17 09:34 | Anjanece | 1 | 0 | #VALUE! | #VALUE!
ALUMA FORM | FGS16-12CT-SC | Y | ALUMA FORM , FGS16-12CT-SC |  |  | 20.88 | 2010-06-17 09:34 | Anjanece | 1 | 0 | #VALUE! | #VALUE!
ALUMA FORM | FGS16-12CT-SC | Y | ALUMA FORM , FGS16-12CT-SC |  |  | 21.05 | 2010-06-17 09:34 | Anjanece | 1 | 0 | #VALUE! | #VALUE!
ALUMA FORM | FGS16-12CT-SC | Y | ALUMA FORM , FGS16-12CT-SC |  |  | 21.1 | 2010-06-17 09:34 | Anjanece | 1 | 0 | #VALUE! | #VALUE!
ALUMA FORM | FGS16-12CT-SC | Y | ALUMA FORM , FGS16-12CT-SC |  |  | 21.15 | 2010-06-17 09:34 | Anjanece | 1 | 0 | #VALUE! | #VALUE!
ALUMA FORM | FGS16-12CT-SC | Y | ALUMA FORM , FGS16-12CT-SC |  |  | 21.19 | 2010-06-17 09:34 | Anjanece | 1 | 0 | #VALUE! | #VALUE!
ALUMA FORM | FGS16-12CT-SC | Y | ALUMA FORM , FGS16-12CT-SC |  |  | 21.2 | 2010-06-17 09:34 | Anjanece | 1 | 0 | #VALUE! | #VALUE!
ALUMA FORM | FGS16-12CT-SC | Y | ALUMA FORM , FGS16-12CT-SC |  | Storm Stores | 16.26 | 2022-09-27 12:11 | Anjanece |  | 0 | #VALUE! | #VALUE!
ALUMA FORM | FGS16-12CT-SC | Y | ALUMA FORM , FGS16-12CT-SC |  |  | 19.43 | 2022-09-27 12:11 | Anjanece |  | 0 | #VALUE! | #VALUE!
ALUMA FORM | FGS16-12CT-SC | Y | ALUMA FORM , FGS16-12CT-SC |  |  | 22.99 | 2022-09-27 12:11 | Anjanece |  | 0 | #VALUE! | #VALUE!
MACLEAN POWER SYSTEMS | GCTE1512SC | Y | MACLEAN POWER SYSTEMS , GCTE1512SC | JEA OVERHEAD DISTRIBUTION | CSC Stores | 7.85 | 2010-06-17 09:34 | Anjanece | 1 | 0 | #VALUE! | #VALUE!
MACLEAN POWER SYSTEMS | GCTE1512SC | Y | MACLEAN POWER SYSTEMS , GCTE1512SC |  |  | 7.9 | 2010-06-17 09:34 | Anjanece | 1 | 0 | #VALUE! | #VALUE!
MACLEAN POWER SYSTEMS | GCTE1512SC | Y | MACLEAN POWER SYSTEMS , GCTE1512SC |  |  | 7.92 | 2010-06-17 09:34 | Anjanece | 1 | 0 | #VALUE! | #VALUE!
MACLEAN POWER SYSTEMS | GCTE1512SC | Y | MACLEAN POWER SYSTEMS , GCTE1512SC |  |  | 7.94 | 2010-06-17 09:34 | Anjanece | 1 | 0 | #VALUE! | #VALUE!
MACLEAN POWER SYSTEMS | GCTE1512SC | Y | MACLEAN POWER SYSTEMS , GCTE1512SC |  |  | 8.12 | 2010-06-17 09:34 | Anjanece | 1 | 0 | #VALUE! | #VALUE!
MACLEAN POWER SYSTEMS | GCTE1512SC | Y | MACLEAN POWER SYSTEMS , GCTE1512SC |  |  | 8.14 | 2010-06-17 09:34 | Anjanece | 1 | 0 | #VALUE! | #VALUE!
MACLEAN POWER SYSTEMS | GCTE1512SC | Y | MACLEAN POWER SYSTEMS , GCTE1512SC |  |  | 8.15 | 2010-06-17 09:34 | Anjanece | 1 | 0 | #VALUE! | #VALUE!
MACLEAN POWER SYSTEMS | GCTE1512SC | Y | MACLEAN POWER SYSTEMS , GCTE1512SC |  |  | 8.17 | 2010-06-17 09:34 | Anjanece | 1 | 0 | #VALUE! | #VALUE!
MACLEAN POWER SYSTEMS | GCTE1512SC | Y | MACLEAN POWER SYSTEMS , GCTE1512SC |  |  | 10.26 | 2010-06-17 09:34 | Anjanece | 1 | 0 | #VALUE! | #VALUE!
MACLEAN POWER SYSTEMS | GCTE1512SC | Y | MACLEAN POWER SYSTEMS , GCTE1512SC |  |  | 11.59 | 2010-06-17 09:34 | Anjanece | 1 | 0 | #VALUE! | #VALUE!
MACLEAN POWER SYSTEMS | GCTE1512SC | Y | MACLEAN POWER SYSTEMS , GCTE1512SC |  |  | 12.02 | 2010-06-17 09:34 | Anjanece | 1 | 0 | #VALUE! | #VALUE!
MACLEAN POWER SYSTEMS | GCTE1512SC | Y | MACLEAN POWER SYSTEMS , GCTE1512SC |  |  | 12.18 | 2010-06-17 09:34 | Anjanece | 1 | 0 | #VALUE! | #VALUE!
MACLEAN POWER SYSTEMS | GCTE1512SC | Y | MACLEAN POWER SYSTEMS , GCTE1512SC |  |  | 12.23 | 2010-06-17 09:34 | Anjanece | 1 | 0 | #VALUE! | #VALUE!
MACLEAN POWER SYSTEMS | GCTE1512SC | Y | MACLEAN POWER SYSTEMS , GCTE1512SC |  |  | 12.28 | 2010-06-17 09:34 | Anjanece | 1 | 0 | #VALUE! | #VALUE!
MACLEAN POWER SYSTEMS | GCTE1512SC | Y | MACLEAN POWER SYSTEMS , GCTE1512SC |  |  | 12.34 | 2010-06-17 09:34 | Anjanece | 1 | 0 | #VALUE! | #VALUE!
MACLEAN POWER SYSTEMS | GCTE1512SC | Y | MACLEAN POWER SYSTEMS , GCTE1512SC |  |  | 12.39 | 2010-06-17 09:34 | Anjanece | 1 | 0 | #VALUE! | #VALUE!
MACLEAN POWER SYSTEMS | GCTE1512SC | Y | MACLEAN POWER SYSTEMS , GCTE1512SC |  |  | 12.42 | 2010-06-17 09:34 | Anjanece | 1 | 0 | #VALUE! | #VALUE!
MACLEAN POWER SYSTEMS | GCTE1512SC | Y | MACLEAN POWER SYSTEMS , GCTE1512SC |  |  | 12.44 | 2010-06-17 09:34 | Anjanece | 1 | 0 | #VALUE! | #VALUE!
MACLEAN POWER SYSTEMS | GCTE1512SC | Y | MACLEAN POWER SYSTEMS , GCTE1512SC |  |  | 12.45 | 2010-06-17 09:34 | Anjanece | 1 | 0 | #VALUE! | #VALUE!
MACLEAN POWER SYSTEMS | GCTE1512SC | Y | MACLEAN POWER SYSTEMS , GCTE1512SC |  |  | 16.28 | 2010-06-17 09:34 | Anjanece | 1 | 0 | #VALUE! | #VALUE!
MACLEAN POWER SYSTEMS | GCTE1512SC | Y | MACLEAN POWER SYSTEMS , GCTE1512SC |  |  | 16.39 | 2010-06-17 09:34 | Anjanece | 1 | 0 | #VALUE! | #VALUE!
MACLEAN POWER SYSTEMS | GCTE1512SC | Y | MACLEAN POWER SYSTEMS , GCTE1512SC |  |  | 17.53 | 2010-06-17 09:34 | Anjanece | 1 | 0 | #VALUE! | #VALUE!
MACLEAN POWER SYSTEMS | GCTE1512SC | Y | MACLEAN POWER SYSTEMS , GCTE1512SC |  |  | 17.76 | 2010-06-17 09:34 | Anjanece | 1 | 0 | #VALUE! | #VALUE!
MACLEAN POWER SYSTEMS | GCTE1512SC | Y | MACLEAN POWER SYSTEMS , GCTE1512SC |  |  | 19.06 | 2010-06-17 09:34 | Anjanece | 1 | 0 | #VALUE! | #VALUE!
MACLEAN POWER SYSTEMS | GCTE1512SC | Y | MACLEAN POWER SYSTEMS , GCTE1512SC |  |  | 19.46 | 2010-06-17 09:34 | Anjanece | 1 | 0 | #VALUE! | #VALUE!
MACLEAN POWER SYSTEMS | GCTE1512SC | Y | MACLEAN POWER SYSTEMS , GCTE1512SC |  |  | 20.52 | 2010-06-17 09:34 | Anjanece | 1 | 0 | #VALUE! | #VALUE!
MACLEAN POWER SYSTEMS | GCTE1512SC | Y | MACLEAN POWER SYSTEMS , GCTE1512SC |  |  | 20.6 | 2010-06-17 09:34 | Anjanece | 1 | 0 | #VALUE! | #VALUE!
MACLEAN POWER SYSTEMS | GCTE1512SC | Y | MACLEAN POWER SYSTEMS , GCTE1512SC |  |  | 20.88 | 2010-06-17 09:34 | Anjanece | 1 | 0 | #VALUE! | #VALUE!
MACLEAN POWER SYSTEMS | GCTE1512SC | Y | MACLEAN POWER SYSTEMS , GCTE1512SC |  |  | 21.05 | 2010-06-17 09:34 | Anjanece | 1 | 0 | #VALUE! | #VALUE!
MACLEAN POWER SYSTEMS | GCTE1512SC | Y | MACLEAN POWER SYSTEMS , GCTE1512SC |  |  | 21.1 | 2010-06-17 09:34 | Anjanece | 1 | 0 | #VALUE! | #VALUE!
MACLEAN POWER SYSTEMS | GCTE1512SC | Y | MACLEAN POWER SYSTEMS , GCTE1512SC |  |  | 21.15 | 2010-06-17 09:34 | Anjanece | 1 | 0 | #VALUE! | #VALUE!
MACLEAN POWER SYSTEMS | GCTE1512SC | Y | MACLEAN POWER SYSTEMS , GCTE1512SC |  |  | 21.19 | 2010-06-17 09:34 | Anjanece | 1 | 0 | #VALUE! | #VALUE!
MACLEAN POWER SYSTEMS | GCTE1512SC | Y | MACLEAN POWER SYSTEMS , GCTE1512SC |  |  | 21.2 | 2010-06-17 09:34 | Anjanece | 1 | 0 | #VALUE! | #VALUE!
MACLEAN POWER SYSTEMS | GCTE1512SC | Y | MACLEAN POWER SYSTEMS , GCTE1512SC |  | Storm Stores | 16.26 | 2022-09-27 12:11 | Anjanece |  | 0 | #VALUE! | #VALUE!
MACLEAN POWER SYSTEMS | GCTE1512SC | Y | MACLEAN POWER SYSTEMS , GCTE1512SC |  |  | 19.43 | 2022-09-27 12:11 | Anjanece |  | 0 | #VALUE! | #VALUE!
MACLEAN POWER SYSTEMS | GCTE1512SC | Y | MACLEAN POWER SYSTEMS , GCTE1512SC |  |  | 22.99 | 2022-09-27 12:11 | Anjanece |  | 0 | #VALUE! | #VALUE!
ALUMA-FORM | FGS21-60CR | Y | ALUMA-FORM , FGS21-60CR | JEA OVERHEAD DISTRIBUTION | CSC Stores | 16.09 | 2001-12-17 15:53 | Anjanece | 240 | 300 | #VALUE! | #VALUE!
ALUMA-FORM | FGS21-60CR | Y | ALUMA-FORM , FGS21-60CR |  |  | 16.19 | 2001-12-17 15:53 | Anjanece | 240 | 300 | #VALUE! | #VALUE!
ALUMA-FORM | FGS21-60CR | Y | ALUMA-FORM , FGS21-60CR |  |  | 16.41 | 2001-12-17 15:53 | Anjanece | 240 | 300 | #VALUE! | #VALUE!
ALUMA-FORM | FGS21-60CR | Y | ALUMA-FORM , FGS21-60CR |  |  | 16.43 | 2001-12-17 15:53 | Anjanece | 240 | 300 | #VALUE! | #VALUE!
ALUMA-FORM | FGS21-60CR | Y | ALUMA-FORM , FGS21-60CR |  |  | 17.67 | 2001-12-17 15:53 | Anjanece | 240 | 300 | #VALUE! | #VALUE!
ALUMA-FORM | FGS21-60CR | Y | ALUMA-FORM , FGS21-60CR |  |  | 19.37 | 2001-12-17 15:53 | Anjanece | 240 | 300 | #VALUE! | #VALUE!
ALUMA-FORM | FGS21-60CR | Y | ALUMA-FORM , FGS21-60CR |  |  | 19.48 | 2001-12-17 15:53 | Anjanece | 240 | 300 | #VALUE! | #VALUE!
ALUMA-FORM | FGS21-60CR | Y | ALUMA-FORM , FGS21-60CR |  |  | 19.78 | 2001-12-17 15:53 | Anjanece | 240 | 300 | #VALUE! | #VALUE!
ALUMA-FORM | FGS21-60CR | Y | ALUMA-FORM , FGS21-60CR |  |  | 19.89 | 2001-12-17 15:53 | Anjanece | 240 | 300 | #VALUE! | #VALUE!
ALUMA-FORM | FGS21-60CR | Y | ALUMA-FORM , FGS21-60CR |  |  | 19.98 | 2001-12-17 15:53 | Anjanece | 240 | 300 | #VALUE! | #VALUE!
ALUMA-FORM | FGS21-60CR | Y | ALUMA-FORM , FGS21-60CR |  |  | 20.01 | 2001-12-17 15:53 | Anjanece | 240 | 300 | #VALUE! | #VALUE!
ALUMA-FORM | FGS21-60CR | Y | ALUMA-FORM , FGS21-60CR |  |  | 20.1 | 2001-12-17 15:53 | Anjanece | 240 | 300 | #VALUE! | #VALUE!
ALUMA-FORM | FGS21-60CR | Y | ALUMA-FORM , FGS21-60CR |  |  | 20.32 | 2001-12-17 15:53 | Anjanece | 240 | 300 | #VALUE! | #VALUE!
ALUMA-FORM | FGS21-60CR | Y | ALUMA-FORM , FGS21-60CR |  |  | 20.5 | 2001-12-17 15:53 | Anjanece | 240 | 300 | #VALUE! | #VALUE!
ALUMA-FORM | FGS21-60CR | Y | ALUMA-FORM , FGS21-60CR |  |  | 21.04 | 2001-12-17 15:53 | Anjanece | 240 | 300 | #VALUE! | #VALUE!
ALUMA-FORM | FGS21-60CR | Y | ALUMA-FORM , FGS21-60CR |  |  | 21.42 | 2001-12-17 15:53 | Anjanece | 240 | 300 | #VALUE! | #VALUE!
ALUMA-FORM | FGS21-60CR | Y | ALUMA-FORM , FGS21-60CR |  |  | 22.62 | 2001-12-17 15:53 | Anjanece | 240 | 300 | #VALUE! | #VALUE!
ALUMA-FORM | FGS21-60CR | Y | ALUMA-FORM , FGS21-60CR |  |  | 22.91 | 2001-12-17 15:53 | Anjanece | 240 | 300 | #VALUE! | #VALUE!
ALUMA-FORM | FGS21-60CR | Y | ALUMA-FORM , FGS21-60CR |  |  | 23.03 | 2001-12-17 15:53 | Anjanece | 240 | 300 | #VALUE! | #VALUE!
ALUMA-FORM | FGS21-60CR | Y | ALUMA-FORM , FGS21-60CR |  |  | 23.06 | 2001-12-17 15:53 | Anjanece | 240 | 300 | #VALUE! | #VALUE!
ALUMA-FORM | FGS21-60CR | Y | ALUMA-FORM , FGS21-60CR |  |  | 23.09 | 2001-12-17 15:53 | Anjanece | 240 | 300 | #VALUE! | #VALUE!
ALUMA-FORM | FGS21-60CR | Y | ALUMA-FORM , FGS21-60CR |  |  | 23.22 | 2001-12-17 15:53 | Anjanece | 240 | 300 | #VALUE! | #VALUE!
ALUMA-FORM | FGS21-60CR | Y | ALUMA-FORM , FGS21-60CR |  |  | 24.2 | 2001-12-17 15:53 | Anjanece | 240 | 300 | #VALUE! | #VALUE!
ALUMA-FORM | FGS21-60CR | Y | ALUMA-FORM , FGS21-60CR |  |  | 24.82 | 2001-12-17 15:53 | Anjanece | 240 | 300 | #VALUE! | #VALUE!
ALUMA-FORM | FGS21-60CR | Y | ALUMA-FORM , FGS21-60CR |  |  | 25.2 | 2001-12-17 15:53 | Anjanece | 240 | 300 | #VALUE! | #VALUE!
ALUMA-FORM | FGS21-60CR | Y | ALUMA-FORM , FGS21-60CR |  |  | 25.38 | 2001-12-17 15:53 | Anjanece | 240 | 300 | #VALUE! | #VALUE!
ALUMA-FORM | FGS21-60CR | Y | ALUMA-FORM , FGS21-60CR |  |  | 25.83 | 2001-12-17 15:53 | Anjanece | 240 | 300 | #VALUE! | #VALUE!
ALUMA-FORM | FGS21-60CR | Y | ALUMA-FORM , FGS21-60CR |  |  | 27.48 | 2001-12-17 15:53 | Anjanece | 240 | 300 | #VALUE! | #VALUE!
ALUMA-FORM | FGS21-60CR | Y | ALUMA-FORM , FGS21-60CR |  |  | 33.25 | 2001-12-17 15:53 | Anjanece | 240 | 300 | #VALUE! | #VALUE!
ALUMA-FORM | FGS21-60CR | Y | ALUMA-FORM , FGS21-60CR |  |  | 33.43 | 2001-12-17 15:53 | Anjanece | 240 | 300 | #VALUE! | #VALUE!
ALUMA-FORM | FGS21-60CR | Y | ALUMA-FORM , FGS21-60CR |  |  | 35.07 | 2001-12-17 15:53 | Anjanece | 240 | 300 | #VALUE! | #VALUE!
ALUMA-FORM | FGS21-60CR | Y | ALUMA-FORM , FGS21-60CR |  |  | 41.02 | 2001-12-17 15:53 | Anjanece | 240 | 300 | #VALUE! | #VALUE!
BARRON BETHEA | BB-21-CC-60-1R | Y | BARRON BETHEA , BB-21-CC-60-1R | JEA OVERHEAD DISTRIBUTION | CSC Stores | 16.09 | 2001-12-17 15:53 | Anjanece | 240 | 300 | #VALUE! | #VALUE!
BARRON BETHEA | BB-21-CC-60-1R | Y | BARRON BETHEA , BB-21-CC-60-1R |  |  | 16.19 | 2001-12-17 15:53 | Anjanece | 240 | 300 | #VALUE! | #VALUE!
BARRON BETHEA | BB-21-CC-60-1R | Y | BARRON BETHEA , BB-21-CC-60-1R |  |  | 16.41 | 2001-12-17 15:53 | Anjanece | 240 | 300 | #VALUE! | #VALUE!
BARRON BETHEA | BB-21-CC-60-1R | Y | BARRON BETHEA , BB-21-CC-60-1R |  |  | 16.43 | 2001-12-17 15:53 | Anjanece | 240 | 300 | #VALUE! | #VALUE!
BARRON BETHEA | BB-21-CC-60-1R | Y | BARRON BETHEA , BB-21-CC-60-1R |  |  | 17.67 | 2001-12-17 15:53 | Anjanece | 240 | 300 | #VALUE! | #VALUE!
BARRON BETHEA | BB-21-CC-60-1R | Y | BARRON BETHEA , BB-21-CC-60-1R |  |  | 19.37 | 2001-12-17 15:53 | Anjanece | 240 | 300 | #VALUE! | #VALUE!
BARRON BETHEA | BB-21-CC-60-1R | Y | BARRON BETHEA , BB-21-CC-60-1R |  |  | 19.48 | 2001-12-17 15:53 | Anjanece | 240 | 300 | #VALUE! | #VALUE!
BARRON BETHEA | BB-21-CC-60-1R | Y | BARRON BETHEA , BB-21-CC-60-1R |  |  | 19.78 | 2001-12-17 15:53 | Anjanece | 240 | 300 | #VALUE! | #VALUE!
BARRON BETHEA | BB-21-CC-60-1R | Y | BARRON BETHEA , BB-21-CC-60-1R |  |  | 19.89 | 2001-12-17 15:53 | Anjanece | 240 | 300 | #VALUE! | #VALUE!
BARRON BETHEA | BB-21-CC-60-1R | Y | BARRON BETHEA , BB-21-CC-60-1R |  |  | 19.98 | 2001-12-17 15:53 | Anjanece | 240 | 300 | #VALUE! | #VALUE!
BARRON BETHEA | BB-21-CC-60-1R | Y | BARRON BETHEA , BB-21-CC-60-1R |  |  | 20.01 | 2001-12-17 15:53 | Anjanece | 240 | 300 | #VALUE! | #VALUE!
BARRON BETHEA | BB-21-CC-60-1R | Y | BARRON BETHEA , BB-21-CC-60-1R |  |  | 20.1 | 2001-12-17 15:53 | Anjanece | 240 | 300 | #VALUE! | #VALUE!
BARRON BETHEA | BB-21-CC-60-1R | Y | BARRON BETHEA , BB-21-CC-60-1R |  |  | 20.32 | 2001-12-17 15:53 | Anjanece | 240 | 300 | #VALUE! | #VALUE!
BARRON BETHEA | BB-21-CC-60-1R | Y | BARRON BETHEA , BB-21-CC-60-1R |  |  | 20.5 | 2001-12-17 15:53 | Anjanece | 240 | 300 | #VALUE! | #VALUE!
BARRON BETHEA | BB-21-CC-60-1R | Y | BARRON BETHEA , BB-21-CC-60-1R |  |  | 21.04 | 2001-12-17 15:53 | Anjanece | 240 | 300 | #VALUE! | #VALUE!
BARRON BETHEA | BB-21-CC-60-1R | Y | BARRON BETHEA , BB-21-CC-60-1R |  |  | 21.42 | 2001-12-17 15:53 | Anjanece | 240 | 300 | #VALUE! | #VALUE!
BARRON BETHEA | BB-21-CC-60-1R | Y | BARRON BETHEA , BB-21-CC-60-1R |  |  | 22.62 | 2001-12-17 15:53 | Anjanece | 240 | 300 | #VALUE! | #VALUE!
BARRON BETHEA | BB-21-CC-60-1R | Y | BARRON BETHEA , BB-21-CC-60-1R |  |  | 22.91 | 2001-12-17 15:53 | Anjanece | 240 | 300 | #VALUE! | #VALUE!
BARRON BETHEA | BB-21-CC-60-1R | Y | BARRON BETHEA , BB-21-CC-60-1R |  |  | 23.03 | 2001-12-17 15:53 | Anjanece | 240 | 300 | #VALUE! | #VALUE!
BARRON BETHEA | BB-21-CC-60-1R | Y | BARRON BETHEA , BB-21-CC-60-1R |  |  | 23.06 | 2001-12-17 15:53 | Anjanece | 240 | 300 | #VALUE! | #VALUE!
BARRON BETHEA | BB-21-CC-60-1R | Y | BARRON BETHEA , BB-21-CC-60-1R |  |  | 23.09 | 2001-12-17 15:53 | Anjanece | 240 | 300 | #VALUE! | #VALUE!
BARRON BETHEA | BB-21-CC-60-1R | Y | BARRON BETHEA , BB-21-CC-60-1R |  |  | 23.22 | 2001-12-17 15:53 | Anjanece | 240 | 300 | #VALUE! | #VALUE!
BARRON BETHEA | BB-21-CC-60-1R | Y | BARRON BETHEA , BB-21-CC-60-1R |  |  | 24.2 | 2001-12-17 15:53 | Anjanece | 240 | 300 | #VALUE! | #VALUE!
BARRON BETHEA | BB-21-CC-60-1R | Y | BARRON BETHEA , BB-21-CC-60-1R |  |  | 24.82 | 2001-12-17 15:53 | Anjanece | 240 | 300 | #VALUE! | #VALUE!
BARRON BETHEA | BB-21-CC-60-1R | Y | BARRON BETHEA , BB-21-CC-60-1R |  |  | 25.2 | 2001-12-17 15:53 | Anjanece | 240 | 300 | #VALUE! | #VALUE!
BARRON BETHEA | BB-21-CC-60-1R | Y | BARRON BETHEA , BB-21-CC-60-1R |  |  | 25.38 | 2001-12-17 15:53 | Anjanece | 240 | 300 | #VALUE! | #VALUE!
BARRON BETHEA | BB-21-CC-60-1R | Y | BARRON BETHEA , BB-21-CC-60-1R |  |  | 25.83 | 2001-12-17 15:53 | Anjanece | 240 | 300 | #VALUE! | #VALUE!
BARRON BETHEA | BB-21-CC-60-1R | Y | BARRON BETHEA , BB-21-CC-60-1R |  |  | 27.48 | 2001-12-17 15:53 | Anjanece | 240 | 300 | #VALUE! | #VALUE!
BARRON BETHEA | BB-21-CC-60-1R | Y | BARRON BETHEA , BB-21-CC-60-1R |  |  | 33.25 | 2001-12-17 15:53 | Anjanece | 240 | 300 | #VALUE! | #VALUE!
BARRON BETHEA | BB-21-CC-60-1R | Y | BARRON BETHEA , BB-21-CC-60-1R |  |  | 33.43 | 2001-12-17 15:53 | Anjanece | 240 | 300 | #VALUE! | #VALUE!
BARRON BETHEA | BB-21-CC-60-1R | Y | BARRON BETHEA , BB-21-CC-60-1R |  |  | 35.07 | 2001-12-17 15:53 | Anjanece | 240 | 300 | #VALUE! | #VALUE!
BARRON BETHEA | BB-21-CC-60-1R | Y | BARRON BETHEA , BB-21-CC-60-1R |  |  | 41.02 | 2001-12-17 15:53 | Anjanece | 240 | 300 | #VALUE! | #VALUE!
CHANCE | GS21060CC1 | Y | CHANCE , GS21060CC1 | JEA OVERHEAD DISTRIBUTION | CSC Stores | 16.09 | 2001-12-17 15:53 | Anjanece | 240 | 300 | #VALUE! | #VALUE!
CHANCE | GS21060CC1 | Y | CHANCE , GS21060CC1 |  |  | 16.19 | 2001-12-17 15:53 | Anjanece | 240 | 300 | #VALUE! | #VALUE!
CHANCE | GS21060CC1 | Y | CHANCE , GS21060CC1 |  |  | 16.41 | 2001-12-17 15:53 | Anjanece | 240 | 300 | #VALUE! | #VALUE!
CHANCE | GS21060CC1 | Y | CHANCE , GS21060CC1 |  |  | 16.43 | 2001-12-17 15:53 | Anjanece | 240 | 300 | #VALUE! | #VALUE!
CHANCE | GS21060CC1 | Y | CHANCE , GS21060CC1 |  |  | 17.67 | 2001-12-17 15:53 | Anjanece | 240 | 300 | #VALUE! | #VALUE!
CHANCE | GS21060CC1 | Y | CHANCE , GS21060CC1 |  |  | 19.37 | 2001-12-17 15:53 | Anjanece | 240 | 300 | #VALUE! | #VALUE!
CHANCE | GS21060CC1 | Y | CHANCE , GS21060CC1 |  |  | 19.48 | 2001-12-17 15:53 | Anjanece | 240 | 300 | #VALUE! | #VALUE!
CHANCE | GS21060CC1 | Y | CHANCE , GS21060CC1 |  |  | 19.78 | 2001-12-17 15:53 | Anjanece | 240 | 300 | #VALUE! | #VALUE!
CHANCE | GS21060CC1 | Y | CHANCE , GS21060CC1 |  |  | 19.89 | 2001-12-17 15:53 | Anjanece | 240 | 300 | #VALUE! | #VALUE!
CHANCE | GS21060CC1 | Y | CHANCE , GS21060CC1 |  |  | 19.98 | 2001-12-17 15:53 | Anjanece | 240 | 300 | #VALUE! | #VALUE!
CHANCE | GS21060CC1 | Y | CHANCE , GS21060CC1 |  |  | 20.01 | 2001-12-17 15:53 | Anjanece | 240 | 300 | #VALUE! | #VALUE!
CHANCE | GS21060CC1 | Y | CHANCE , GS21060CC1 |  |  | 20.1 | 2001-12-17 15:53 | Anjanece | 240 | 300 | #VALUE! | #VALUE!
CHANCE | GS21060CC1 | Y | CHANCE , GS21060CC1 |  |  | 20.32 | 2001-12-17 15:53 | Anjanece | 240 | 300 | #VALUE! | #VALUE!
CHANCE | GS21060CC1 | Y | CHANCE , GS21060CC1 |  |  | 20.5 | 2001-12-17 15:53 | Anjanece | 240 | 300 | #VALUE! | #VALUE!
CHANCE | GS21060CC1 | Y | CHANCE , GS21060CC1 |  |  | 21.04 | 2001-12-17 15:53 | Anjanece | 240 | 300 | #VALUE! | #VALUE!
CHANCE | GS21060CC1 | Y | CHANCE , GS21060CC1 |  |  | 21.42 | 2001-12-17 15:53 | Anjanece | 240 | 300 | #VALUE! | #VALUE!
CHANCE | GS21060CC1 | Y | CHANCE , GS21060CC1 |  |  | 22.62 | 2001-12-17 15:53 | Anjanece | 240 | 300 | #VALUE! | #VALUE!
CHANCE | GS21060CC1 | Y | CHANCE , GS21060CC1 |  |  | 22.91 | 2001-12-17 15:53 | Anjanece | 240 | 300 | #VALUE! | #VALUE!
CHANCE | GS21060CC1 | Y | CHANCE , GS21060CC1 |  |  | 23.03 | 2001-12-17 15:53 | Anjanece | 240 | 300 | #VALUE! | #VALUE!
CHANCE | GS21060CC1 | Y | CHANCE , GS21060CC1 |  |  | 23.06 | 2001-12-17 15:53 | Anjanece | 240 | 300 | #VALUE! | #VALUE!
CHANCE | GS21060CC1 | Y | CHANCE , GS21060CC1 |  |  | 23.09 | 2001-12-17 15:53 | Anjanece | 240 | 300 | #VALUE! | #VALUE!
CHANCE | GS21060CC1 | Y | CHANCE , GS21060CC1 |  |  | 23.22 | 2001-12-17 15:53 | Anjanece | 240 | 300 | #VALUE! | #VALUE!
CHANCE | GS21060CC1 | Y | CHANCE , GS21060CC1 |  |  | 24.2 | 2001-12-17 15:53 | Anjanece | 240 | 300 | #VALUE! | #VALUE!
CHANCE | GS21060CC1 | Y | CHANCE , GS21060CC1 |  |  | 24.82 | 2001-12-17 15:53 | Anjanece | 240 | 300 | #VALUE! | #VALUE!
CHANCE | GS21060CC1 | Y | CHANCE , GS21060CC1 |  |  | 25.2 | 2001-12-17 15:53 | Anjanece | 240 | 300 | #VALUE! | #VALUE!
CHANCE | GS21060CC1 | Y | CHANCE , GS21060CC1 |  |  | 25.38 | 2001-12-17 15:53 | Anjanece | 240 | 300 | #VALUE! | #VALUE!
CHANCE | GS21060CC1 | Y | CHANCE , GS21060CC1 |  |  | 25.83 | 2001-12-17 15:53 | Anjanece | 240 | 300 | #VALUE! | #VALUE!
CHANCE | GS21060CC1 | Y | CHANCE , GS21060CC1 |  |  | 27.48 | 2001-12-17 15:53 | Anjanece | 240 | 300 | #VALUE! | #VALUE!
CHANCE | GS21060CC1 | Y | CHANCE , GS21060CC1 |  |  | 33.25 | 2001-12-17 15:53 | Anjanece | 240 | 300 | #VALUE! | #VALUE!
CHANCE | GS21060CC1 | Y | CHANCE , GS21060CC1 |  |  | 33.43 | 2001-12-17 15:53 | Anjanece | 240 | 300 | #VALUE! | #VALUE!
CHANCE | GS21060CC1 | Y | CHANCE , GS21060CC1 |  |  | 35.07 | 2001-12-17 15:53 | Anjanece | 240 | 300 | #VALUE! | #VALUE!
CHANCE | GS21060CC1 | Y | CHANCE , GS21060CC1 |  |  | 41.02 | 2001-12-17 15:53 | Anjanece | 240 | 300 | #VALUE! | #VALUE!
CONTINENTAL ELECTRIC | GCC21-60R | Y | CONTINENTAL ELECTRIC , GCC21-60R | JEA OVERHEAD DISTRIBUTION | CSC Stores | 16.09 | 2001-12-17 15:53 | Anjanece | 240 | 300 | #VALUE! | #VALUE!
CONTINENTAL ELECTRIC | GCC21-60R | Y | CONTINENTAL ELECTRIC , GCC21-60R |  |  | 16.19 | 2001-12-17 15:53 | Anjanece | 240 | 300 | #VALUE! | #VALUE!
CONTINENTAL ELECTRIC | GCC21-60R | Y | CONTINENTAL ELECTRIC , GCC21-60R |  |  | 16.41 | 2001-12-17 15:53 | Anjanece | 240 | 300 | #VALUE! | #VALUE!
CONTINENTAL ELECTRIC | GCC21-60R | Y | CONTINENTAL ELECTRIC , GCC21-60R |  |  | 16.43 | 2001-12-17 15:53 | Anjanece | 240 | 300 | #VALUE! | #VALUE!
CONTINENTAL ELECTRIC | GCC21-60R | Y | CONTINENTAL ELECTRIC , GCC21-60R |  |  | 17.67 | 2001-12-17 15:53 | Anjanece | 240 | 300 | #VALUE! | #VALUE!
CONTINENTAL ELECTRIC | GCC21-60R | Y | CONTINENTAL ELECTRIC , GCC21-60R |  |  | 19.37 | 2001-12-17 15:53 | Anjanece | 240 | 300 | #VALUE! | #VALUE!
CONTINENTAL ELECTRIC | GCC21-60R | Y | CONTINENTAL ELECTRIC , GCC21-60R |  |  | 19.48 | 2001-12-17 15:53 | Anjanece | 240 | 300 | #VALUE! | #VALUE!
CONTINENTAL ELECTRIC | GCC21-60R | Y | CONTINENTAL ELECTRIC , GCC21-60R |  |  | 19.78 | 2001-12-17 15:53 | Anjanece | 240 | 300 | #VALUE! | #VALUE!
CONTINENTAL ELECTRIC | GCC21-60R | Y | CONTINENTAL ELECTRIC , GCC21-60R |  |  | 19.89 | 2001-12-17 15:53 | Anjanece | 240 | 300 | #VALUE! | #VALUE!
CONTINENTAL ELECTRIC | GCC21-60R | Y | CONTINENTAL ELECTRIC , GCC21-60R |  |  | 19.98 | 2001-12-17 15:53 | Anjanece | 240 | 300 | #VALUE! | #VALUE!
CONTINENTAL ELECTRIC | GCC21-60R | Y | CONTINENTAL ELECTRIC , GCC21-60R |  |  | 20.01 | 2001-12-17 15:53 | Anjanece | 240 | 300 | #VALUE! | #VALUE!
CONTINENTAL ELECTRIC | GCC21-60R | Y | CONTINENTAL ELECTRIC , GCC21-60R |  |  | 20.1 | 2001-12-17 15:53 | Anjanece | 240 | 300 | #VALUE! | #VALUE!
CONTINENTAL ELECTRIC | GCC21-60R | Y | CONTINENTAL ELECTRIC , GCC21-60R |  |  | 20.32 | 2001-12-17 15:53 | Anjanece | 240 | 300 | #VALUE! | #VALUE!
CONTINENTAL ELECTRIC | GCC21-60R | Y | CONTINENTAL ELECTRIC , GCC21-60R |  |  | 20.5 | 2001-12-17 15:53 | Anjanece | 240 | 300 | #VALUE! | #VALUE!
CONTINENTAL ELECTRIC | GCC21-60R | Y | CONTINENTAL ELECTRIC , GCC21-60R |  |  | 21.04 | 2001-12-17 15:53 | Anjanece | 240 | 300 | #VALUE! | #VALUE!
CONTINENTAL ELECTRIC | GCC21-60R | Y | CONTINENTAL ELECTRIC , GCC21-60R |  |  | 21.42 | 2001-12-17 15:53 | Anjanece | 240 | 300 | #VALUE! | #VALUE!
CONTINENTAL ELECTRIC | GCC21-60R | Y | CONTINENTAL ELECTRIC , GCC21-60R |  |  | 22.62 | 2001-12-17 15:53 | Anjanece | 240 | 300 | #VALUE! | #VALUE!
CONTINENTAL ELECTRIC | GCC21-60R | Y | CONTINENTAL ELECTRIC , GCC21-60R |  |  | 22.91 | 2001-12-17 15:53 | Anjanece | 240 | 300 | #VALUE! | #VALUE!
CONTINENTAL ELECTRIC | GCC21-60R | Y | CONTINENTAL ELECTRIC , GCC21-60R |  |  | 23.03 | 2001-12-17 15:53 | Anjanece | 240 | 300 | #VALUE! | #VALUE!
CONTINENTAL ELECTRIC | GCC21-60R | Y | CONTINENTAL ELECTRIC , GCC21-60R |  |  | 23.06 | 2001-12-17 15:53 | Anjanece | 240 | 300 | #VALUE! | #VALUE!
CONTINENTAL ELECTRIC | GCC21-60R | Y | CONTINENTAL ELECTRIC , GCC21-60R |  |  | 23.09 | 2001-12-17 15:53 | Anjanece | 240 | 300 | #VALUE! | #VALUE!
CONTINENTAL ELECTRIC | GCC21-60R | Y | CONTINENTAL ELECTRIC , GCC21-60R |  |  | 23.22 | 2001-12-17 15:53 | Anjanece | 240 | 300 | #VALUE! | #VALUE!
CONTINENTAL ELECTRIC | GCC21-60R | Y | CONTINENTAL ELECTRIC , GCC21-60R |  |  | 24.2 | 2001-12-17 15:53 | Anjanece | 240 | 300 | #VALUE! | #VALUE!
CONTINENTAL ELECTRIC | GCC21-60R | Y | CONTINENTAL ELECTRIC , GCC21-60R |  |  | 24.82 | 2001-12-17 15:53 | Anjanece | 240 | 300 | #VALUE! | #VALUE!
CONTINENTAL ELECTRIC | GCC21-60R | Y | CONTINENTAL ELECTRIC , GCC21-60R |  |  | 25.2 | 2001-12-17 15:53 | Anjanece | 240 | 300 | #VALUE! | #VALUE!
CONTINENTAL ELECTRIC | GCC21-60R | Y | CONTINENTAL ELECTRIC , GCC21-60R |  |  | 25.38 | 2001-12-17 15:53 | Anjanece | 240 | 300 | #VALUE! | #VALUE!
CONTINENTAL ELECTRIC | GCC21-60R | Y | CONTINENTAL ELECTRIC , GCC21-60R |  |  | 25.83 | 2001-12-17 15:53 | Anjanece | 240 | 300 | #VALUE! | #VALUE!
CONTINENTAL ELECTRIC | GCC21-60R | Y | CONTINENTAL ELECTRIC , GCC21-60R |  |  | 27.48 | 2001-12-17 15:53 | Anjanece | 240 | 300 | #VALUE! | #VALUE!
CONTINENTAL ELECTRIC | GCC21-60R | Y | CONTINENTAL ELECTRIC , GCC21-60R |  |  | 33.25 | 2001-12-17 15:53 | Anjanece | 240 | 300 | #VALUE! | #VALUE!
CONTINENTAL ELECTRIC | GCC21-60R | Y | CONTINENTAL ELECTRIC , GCC21-60R |  |  | 33.43 | 2001-12-17 15:53 | Anjanece | 240 | 300 | #VALUE! | #VALUE!
CONTINENTAL ELECTRIC | GCC21-60R | Y | CONTINENTAL ELECTRIC , GCC21-60R |  |  | 35.07 | 2001-12-17 15:53 | Anjanece | 240 | 300 | #VALUE! | #VALUE!
CONTINENTAL ELECTRIC | GCC21-60R | Y | CONTINENTAL ELECTRIC , GCC21-60R |  |  | 41.02 | 2001-12-17 15:53 | Anjanece | 240 | 300 | #VALUE! | #VALUE!
FLAGG (MIF) | 210-60 | Y | FLAGG (MIF) , 210-60 | JEA OVERHEAD DISTRIBUTION | CSC Stores | 16.09 | 2001-12-17 15:53 | Anjanece | 240 | 300 | #VALUE! | #VALUE!
FLAGG (MIF) | 210-60 | Y | FLAGG (MIF) , 210-60 |  |  | 16.19 | 2001-12-17 15:53 | Anjanece | 240 | 300 | #VALUE! | #VALUE!
FLAGG (MIF) | 210-60 | Y | FLAGG (MIF) , 210-60 |  |  | 16.41 | 2001-12-17 15:53 | Anjanece | 240 | 300 | #VALUE! | #VALUE!
FLAGG (MIF) | 210-60 | Y | FLAGG (MIF) , 210-60 |  |  | 16.43 | 2001-12-17 15:53 | Anjanece | 240 | 300 | #VALUE! | #VALUE!
FLAGG (MIF) | 210-60 | Y | FLAGG (MIF) , 210-60 |  |  | 17.67 | 2001-12-17 15:53 | Anjanece | 240 | 300 | #VALUE! | #VALUE!
FLAGG (MIF) | 210-60 | Y | FLAGG (MIF) , 210-60 |  |  | 19.37 | 2001-12-17 15:53 | Anjanece | 240 | 300 | #VALUE! | #VALUE!
FLAGG (MIF) | 210-60 | Y | FLAGG (MIF) , 210-60 |  |  | 19.48 | 2001-12-17 15:53 | Anjanece | 240 | 300 | #VALUE! | #VALUE!
FLAGG (MIF) | 210-60 | Y | FLAGG (MIF) , 210-60 |  |  | 19.78 | 2001-12-17 15:53 | Anjanece | 240 | 300 | #VALUE! | #VALUE!
FLAGG (MIF) | 210-60 | Y | FLAGG (MIF) , 210-60 |  |  | 19.89 | 2001-12-17 15:53 | Anjanece | 240 | 300 | #VALUE! | #VALUE!
FLAGG (MIF) | 210-60 | Y | FLAGG (MIF) , 210-60 |  |  | 19.98 | 2001-12-17 15:53 | Anjanece | 240 | 300 | #VALUE! | #VALUE!
FLAGG (MIF) | 210-60 | Y | FLAGG (MIF) , 210-60 |  |  | 20.01 | 2001-12-17 15:53 | Anjanece | 240 | 300 | #VALUE! | #VALUE!
FLAGG (MIF) | 210-60 | Y | FLAGG (MIF) , 210-60 |  |  | 20.1 | 2001-12-17 15:53 | Anjanece | 240 | 300 | #VALUE! | #VALUE!
FLAGG (MIF) | 210-60 | Y | FLAGG (MIF) , 210-60 |  |  | 20.32 | 2001-12-17 15:53 | Anjanece | 240 | 300 | #VALUE! | #VALUE!
FLAGG (MIF) | 210-60 | Y | FLAGG (MIF) , 210-60 |  |  | 20.5 | 2001-12-17 15:53 | Anjanece | 240 | 300 | #VALUE! | #VALUE!
FLAGG (MIF) | 210-60 | Y | FLAGG (MIF) , 210-60 |  |  | 21.04 | 2001-12-17 15:53 | Anjanece | 240 | 300 | #VALUE! | #VALUE!
FLAGG (MIF) | 210-60 | Y | FLAGG (MIF) , 210-60 |  |  | 21.42 | 2001-12-17 15:53 | Anjanece | 240 | 300 | #VALUE! | #VALUE!
FLAGG (MIF) | 210-60 | Y | FLAGG (MIF) , 210-60 |  |  | 22.62 | 2001-12-17 15:53 | Anjanece | 240 | 300 | #VALUE! | #VALUE!
FLAGG (MIF) | 210-60 | Y | FLAGG (MIF) , 210-60 |  |  | 22.91 | 2001-12-17 15:53 | Anjanece | 240 | 300 | #VALUE! | #VALUE!
FLAGG (MIF) | 210-60 | Y | FLAGG (MIF) , 210-60 |  |  | 23.03 | 2001-12-17 15:53 | Anjanece | 240 | 300 | #VALUE! | #VALUE!
FLAGG (MIF) | 210-60 | Y | FLAGG (MIF) , 210-60 |  |  | 23.06 | 2001-12-17 15:53 | Anjanece | 240 | 300 | #VALUE! | #VALUE!
FLAGG (MIF) | 210-60 | Y | FLAGG (MIF) , 210-60 |  |  | 23.09 | 2001-12-17 15:53 | Anjanece | 240 | 300 | #VALUE! | #VALUE!
FLAGG (MIF) | 210-60 | Y | FLAGG (MIF) , 210-60 |  |  | 23.22 | 2001-12-17 15:53 | Anjanece | 240 | 300 | #VALUE! | #VALUE!
FLAGG (MIF) | 210-60 | Y | FLAGG (MIF) , 210-60 |  |  | 24.2 | 2001-12-17 15:53 | Anjanece | 240 | 300 | #VALUE! | #VALUE!
FLAGG (MIF) | 210-60 | Y | FLAGG (MIF) , 210-60 |  |  | 24.82 | 2001-12-17 15:53 | Anjanece | 240 | 300 | #VALUE! | #VALUE!
FLAGG (MIF) | 210-60 | Y | FLAGG (MIF) , 210-60 |  |  | 25.2 | 2001-12-17 15:53 | Anjanece | 240 | 300 | #VALUE! | #VALUE!
FLAGG (MIF) | 210-60 | Y | FLAGG (MIF) , 210-60 |  |  | 25.38 | 2001-12-17 15:53 | Anjanece | 240 | 300 | #VALUE! | #VALUE!
FLAGG (MIF) | 210-60 | Y | FLAGG (MIF) , 210-60 |  |  | 25.83 | 2001-12-17 15:53 | Anjanece | 240 | 300 | #VALUE! | #VALUE!
FLAGG (MIF) | 210-60 | Y | FLAGG (MIF) , 210-60 |  |  | 27.48 | 2001-12-17 15:53 | Anjanece | 240 | 300 | #VALUE! | #VALUE!
FLAGG (MIF) | 210-60 | Y | FLAGG (MIF) , 210-60 |  |  | 33.25 | 2001-12-17 15:53 | Anjanece | 240 | 300 | #VALUE! | #VALUE!
FLAGG (MIF) | 210-60 | Y | FLAGG (MIF) , 210-60 |  |  | 33.43 | 2001-12-17 15:53 | Anjanece | 240 | 300 | #VALUE! | #VALUE!
FLAGG (MIF) | 210-60 | Y | FLAGG (MIF) , 210-60 |  |  | 35.07 | 2001-12-17 15:53 | Anjanece | 240 | 300 | #VALUE! | #VALUE!
FLAGG (MIF) | 210-60 | Y | FLAGG (MIF) , 210-60 |  |  | 41.02 | 2001-12-17 15:53 | Anjanece | 240 | 300 | #VALUE! | #VALUE!
FLH | FCC2160R | Y | FLH , FCC2160R | JEA OVERHEAD DISTRIBUTION | CSC Stores | 16.09 | 2001-12-17 15:53 | Anjanece | 240 | 300 | #VALUE! | #VALUE!
FLH | FCC2160R | Y | FLH , FCC2160R |  |  | 16.19 | 2001-12-17 15:53 | Anjanece | 240 | 300 | #VALUE! | #VALUE!
FLH | FCC2160R | Y | FLH , FCC2160R |  |  | 16.41 | 2001-12-17 15:53 | Anjanece | 240 | 300 | #VALUE! | #VALUE!
FLH | FCC2160R | Y | FLH , FCC2160R |  |  | 16.43 | 2001-12-17 15:53 | Anjanece | 240 | 300 | #VALUE! | #VALUE!
FLH | FCC2160R | Y | FLH , FCC2160R |  |  | 17.67 | 2001-12-17 15:53 | Anjanece | 240 | 300 | #VALUE! | #VALUE!
FLH | FCC2160R | Y | FLH , FCC2160R |  |  | 19.37 | 2001-12-17 15:53 | Anjanece | 240 | 300 | #VALUE! | #VALUE!
FLH | FCC2160R | Y | FLH , FCC2160R |  |  | 19.48 | 2001-12-17 15:53 | Anjanece | 240 | 300 | #VALUE! | #VALUE!
FLH | FCC2160R | Y | FLH , FCC2160R |  |  | 19.78 | 2001-12-17 15:53 | Anjanece | 240 | 300 | #VALUE! | #VALUE!
FLH | FCC2160R | Y | FLH , FCC2160R |  |  | 19.89 | 2001-12-17 15:53 | Anjanece | 240 | 300 | #VALUE! | #VALUE!
FLH | FCC2160R | Y | FLH , FCC2160R |  |  | 19.98 | 2001-12-17 15:53 | Anjanece | 240 | 300 | #VALUE! | #VALUE!
FLH | FCC2160R | Y | FLH , FCC2160R |  |  | 20.01 | 2001-12-17 15:53 | Anjanece | 240 | 300 | #VALUE! | #VALUE!
FLH | FCC2160R | Y | FLH , FCC2160R |  |  | 20.1 | 2001-12-17 15:53 | Anjanece | 240 | 300 | #VALUE! | #VALUE!
FLH | FCC2160R | Y | FLH , FCC2160R |  |  | 20.32 | 2001-12-17 15:53 | Anjanece | 240 | 300 | #VALUE! | #VALUE!
FLH | FCC2160R | Y | FLH , FCC2160R |  |  | 20.5 | 2001-12-17 15:53 | Anjanece | 240 | 300 | #VALUE! | #VALUE!
FLH | FCC2160R | Y | FLH , FCC2160R |  |  | 21.04 | 2001-12-17 15:53 | Anjanece | 240 | 300 | #VALUE! | #VALUE!
FLH | FCC2160R | Y | FLH , FCC2160R |  |  | 21.42 | 2001-12-17 15:53 | Anjanece | 240 | 300 | #VALUE! | #VALUE!
FLH | FCC2160R | Y | FLH , FCC2160R |  |  | 22.62 | 2001-12-17 15:53 | Anjanece | 240 | 300 | #VALUE! | #VALUE!
FLH | FCC2160R | Y | FLH , FCC2160R |  |  | 22.91 | 2001-12-17 15:53 | Anjanece | 240 | 300 | #VALUE! | #VALUE!
FLH | FCC2160R | Y | FLH , FCC2160R |  |  | 23.03 | 2001-12-17 15:53 | Anjanece | 240 | 300 | #VALUE! | #VALUE!
FLH | FCC2160R | Y | FLH , FCC2160R |  |  | 23.06 | 2001-12-17 15:53 | Anjanece | 240 | 300 | #VALUE! | #VALUE!
FLH | FCC2160R | Y | FLH , FCC2160R |  |  | 23.09 | 2001-12-17 15:53 | Anjanece | 240 | 300 | #VALUE! | #VALUE!
FLH | FCC2160R | Y | FLH , FCC2160R |  |  | 23.22 | 2001-12-17 15:53 | Anjanece | 240 | 300 | #VALUE! | #VALUE!
FLH | FCC2160R | Y | FLH , FCC2160R |  |  | 24.2 | 2001-12-17 15:53 | Anjanece | 240 | 300 | #VALUE! | #VALUE!
FLH | FCC2160R | Y | FLH , FCC2160R |  |  | 24.82 | 2001-12-17 15:53 | Anjanece | 240 | 300 | #VALUE! | #VALUE!
FLH | FCC2160R | Y | FLH , FCC2160R |  |  | 25.2 | 2001-12-17 15:53 | Anjanece | 240 | 300 | #VALUE! | #VALUE!
FLH | FCC2160R | Y | FLH , FCC2160R |  |  | 25.38 | 2001-12-17 15:53 | Anjanece | 240 | 300 | #VALUE! | #VALUE!
FLH | FCC2160R | Y | FLH , FCC2160R |  |  | 25.83 | 2001-12-17 15:53 | Anjanece | 240 | 300 | #VALUE! | #VALUE!
FLH | FCC2160R | Y | FLH , FCC2160R |  |  | 27.48 | 2001-12-17 15:53 | Anjanece | 240 | 300 | #VALUE! | #VALUE!
FLH | FCC2160R | Y | FLH , FCC2160R |  |  | 33.25 | 2001-12-17 15:53 | Anjanece | 240 | 300 | #VALUE! | #VALUE!
FLH | FCC2160R | Y | FLH , FCC2160R |  |  | 33.43 | 2001-12-17 15:53 | Anjanece | 240 | 300 | #VALUE! | #VALUE!
FLH | FCC2160R | Y | FLH , FCC2160R |  |  | 35.07 | 2001-12-17 15:53 | Anjanece | 240 | 300 | #VALUE! | #VALUE!
FLH | FCC2160R | Y | FLH , FCC2160R |  |  | 41.02 | 2001-12-17 15:53 | Anjanece | 240 | 300 | #VALUE! | #VALUE!
HUGHES BROTHERS | 694-60-R | Y | HUGHES BROTHERS , 694-60-R | JEA OVERHEAD DISTRIBUTION | CSC Stores | 16.09 | 2001-12-17 15:53 | Anjanece | 240 | 300 | #VALUE! | #VALUE!
HUGHES BROTHERS | 694-60-R | Y | HUGHES BROTHERS , 694-60-R |  |  | 16.19 | 2001-12-17 15:53 | Anjanece | 240 | 300 | #VALUE! | #VALUE!
HUGHES BROTHERS | 694-60-R | Y | HUGHES BROTHERS , 694-60-R |  |  | 16.41 | 2001-12-17 15:53 | Anjanece | 240 | 300 | #VALUE! | #VALUE!
HUGHES BROTHERS | 694-60-R | Y | HUGHES BROTHERS , 694-60-R |  |  | 16.43 | 2001-12-17 15:53 | Anjanece | 240 | 300 | #VALUE! | #VALUE!
HUGHES BROTHERS | 694-60-R | Y | HUGHES BROTHERS , 694-60-R |  |  | 17.67 | 2001-12-17 15:53 | Anjanece | 240 | 300 | #VALUE! | #VALUE!
HUGHES BROTHERS | 694-60-R | Y | HUGHES BROTHERS , 694-60-R |  |  | 19.37 | 2001-12-17 15:53 | Anjanece | 240 | 300 | #VALUE! | #VALUE!
HUGHES BROTHERS | 694-60-R | Y | HUGHES BROTHERS , 694-60-R |  |  | 19.48 | 2001-12-17 15:53 | Anjanece | 240 | 300 | #VALUE! | #VALUE!
HUGHES BROTHERS | 694-60-R | Y | HUGHES BROTHERS , 694-60-R |  |  | 19.78 | 2001-12-17 15:53 | Anjanece | 240 | 300 | #VALUE! | #VALUE!
HUGHES BROTHERS | 694-60-R | Y | HUGHES BROTHERS , 694-60-R |  |  | 19.89 | 2001-12-17 15:53 | Anjanece | 240 | 300 | #VALUE! | #VALUE!
HUGHES BROTHERS | 694-60-R | Y | HUGHES BROTHERS , 694-60-R |  |  | 19.98 | 2001-12-17 15:53 | Anjanece | 240 | 300 | #VALUE! | #VALUE!
HUGHES BROTHERS | 694-60-R | Y | HUGHES BROTHERS , 694-60-R |  |  | 20.01 | 2001-12-17 15:53 | Anjanece | 240 | 300 | #VALUE! | #VALUE!
HUGHES BROTHERS | 694-60-R | Y | HUGHES BROTHERS , 694-60-R |  |  | 20.1 | 2001-12-17 15:53 | Anjanece | 240 | 300 | #VALUE! | #VALUE!
HUGHES BROTHERS | 694-60-R | Y | HUGHES BROTHERS , 694-60-R |  |  | 20.32 | 2001-12-17 15:53 | Anjanece | 240 | 300 | #VALUE! | #VALUE!
HUGHES BROTHERS | 694-60-R | Y | HUGHES BROTHERS , 694-60-R |  |  | 20.5 | 2001-12-17 15:53 | Anjanece | 240 | 300 | #VALUE! | #VALUE!
HUGHES BROTHERS | 694-60-R | Y | HUGHES BROTHERS , 694-60-R |  |  | 21.04 | 2001-12-17 15:53 | Anjanece | 240 | 300 | #VALUE! | #VALUE!
HUGHES BROTHERS | 694-60-R | Y | HUGHES BROTHERS , 694-60-R |  |  | 21.42 | 2001-12-17 15:53 | Anjanece | 240 | 300 | #VALUE! | #VALUE!
HUGHES BROTHERS | 694-60-R | Y | HUGHES BROTHERS , 694-60-R |  |  | 22.62 | 2001-12-17 15:53 | Anjanece | 240 | 300 | #VALUE! | #VALUE!
HUGHES BROTHERS | 694-60-R | Y | HUGHES BROTHERS , 694-60-R |  |  | 22.91 | 2001-12-17 15:53 | Anjanece | 240 | 300 | #VALUE! | #VALUE!
HUGHES BROTHERS | 694-60-R | Y | HUGHES BROTHERS , 694-60-R |  |  | 23.03 | 2001-12-17 15:53 | Anjanece | 240 | 300 | #VALUE! | #VALUE!
HUGHES BROTHERS | 694-60-R | Y | HUGHES BROTHERS , 694-60-R |  |  | 23.06 | 2001-12-17 15:53 | Anjanece | 240 | 300 | #VALUE! | #VALUE!
HUGHES BROTHERS | 694-60-R | Y | HUGHES BROTHERS , 694-60-R |  |  | 23.09 | 2001-12-17 15:53 | Anjanece | 240 | 300 | #VALUE! | #VALUE!
HUGHES BROTHERS | 694-60-R | Y | HUGHES BROTHERS , 694-60-R |  |  | 23.22 | 2001-12-17 15:53 | Anjanece | 240 | 300 | #VALUE! | #VALUE!
HUGHES BROTHERS | 694-60-R | Y | HUGHES BROTHERS , 694-60-R |  |  | 24.2 | 2001-12-17 15:53 | Anjanece | 240 | 300 | #VALUE! | #VALUE!
HUGHES BROTHERS | 694-60-R | Y | HUGHES BROTHERS , 694-60-R |  |  | 24.82 | 2001-12-17 15:53 | Anjanece | 240 | 300 | #VALUE! | #VALUE!
HUGHES BROTHERS | 694-60-R | Y | HUGHES BROTHERS , 694-60-R |  |  | 25.2 | 2001-12-17 15:53 | Anjanece | 240 | 300 | #VALUE! | #VALUE!
HUGHES BROTHERS | 694-60-R | Y | HUGHES BROTHERS , 694-60-R |  |  | 25.38 | 2001-12-17 15:53 | Anjanece | 240 | 300 | #VALUE! | #VALUE!
HUGHES BROTHERS | 694-60-R | Y | HUGHES BROTHERS , 694-60-R |  |  | 25.83 | 2001-12-17 15:53 | Anjanece | 240 | 300 | #VALUE! | #VALUE!
HUGHES BROTHERS | 694-60-R | Y | HUGHES BROTHERS , 694-60-R |  |  | 27.48 | 2001-12-17 15:53 | Anjanece | 240 | 300 | #VALUE! | #VALUE!
HUGHES BROTHERS | 694-60-R | Y | HUGHES BROTHERS , 694-60-R |  |  | 33.25 | 2001-12-17 15:53 | Anjanece | 240 | 300 | #VALUE! | #VALUE!
HUGHES BROTHERS | 694-60-R | Y | HUGHES BROTHERS , 694-60-R |  |  | 33.43 | 2001-12-17 15:53 | Anjanece | 240 | 300 | #VALUE! | #VALUE!
HUGHES BROTHERS | 694-60-R | Y | HUGHES BROTHERS , 694-60-R |  |  | 35.07 | 2001-12-17 15:53 | Anjanece | 240 | 300 | #VALUE! | #VALUE!
HUGHES BROTHERS | 694-60-R | Y | HUGHES BROTHERS , 694-60-R |  |  | 41.02 | 2001-12-17 15:53 | Anjanece | 240 | 300 | #VALUE! | #VALUE!
KEARNEY | 321021-60 | Y | KEARNEY , 321021-60 | JEA OVERHEAD DISTRIBUTION | CSC Stores | 16.09 | 2001-12-17 15:53 | Anjanece | 240 | 300 | #VALUE! | #VALUE!
KEARNEY | 321021-60 | Y | KEARNEY , 321021-60 |  |  | 16.19 | 2001-12-17 15:53 | Anjanece | 240 | 300 | #VALUE! | #VALUE!
KEARNEY | 321021-60 | Y | KEARNEY , 321021-60 |  |  | 16.41 | 2001-12-17 15:53 | Anjanece | 240 | 300 | #VALUE! | #VALUE!
KEARNEY | 321021-60 | Y | KEARNEY , 321021-60 |  |  | 16.43 | 2001-12-17 15:53 | Anjanece | 240 | 300 | #VALUE! | #VALUE!
KEARNEY | 321021-60 | Y | KEARNEY , 321021-60 |  |  | 17.67 | 2001-12-17 15:53 | Anjanece | 240 | 300 | #VALUE! | #VALUE!
KEARNEY | 321021-60 | Y | KEARNEY , 321021-60 |  |  | 19.37 | 2001-12-17 15:53 | Anjanece | 240 | 300 | #VALUE! | #VALUE!
KEARNEY | 321021-60 | Y | KEARNEY , 321021-60 |  |  | 19.48 | 2001-12-17 15:53 | Anjanece | 240 | 300 | #VALUE! | #VALUE!
KEARNEY | 321021-60 | Y | KEARNEY , 321021-60 |  |  | 19.78 | 2001-12-17 15:53 | Anjanece | 240 | 300 | #VALUE! | #VALUE!
KEARNEY | 321021-60 | Y | KEARNEY , 321021-60 |  |  | 19.89 | 2001-12-17 15:53 | Anjanece | 240 | 300 | #VALUE! | #VALUE!
KEARNEY | 321021-60 | Y | KEARNEY , 321021-60 |  |  | 19.98 | 2001-12-17 15:53 | Anjanece | 240 | 300 | #VALUE! | #VALUE!
KEARNEY | 321021-60 | Y | KEARNEY , 321021-60 |  |  | 20.01 | 2001-12-17 15:53 | Anjanece | 240 | 300 | #VALUE! | #VALUE!
KEARNEY | 321021-60 | Y | KEARNEY , 321021-60 |  |  | 20.1 | 2001-12-17 15:53 | Anjanece | 240 | 300 | #VALUE! | #VALUE!
KEARNEY | 321021-60 | Y | KEARNEY , 321021-60 |  |  | 20.32 | 2001-12-17 15:53 | Anjanece | 240 | 300 | #VALUE! | #VALUE!
KEARNEY | 321021-60 | Y | KEARNEY , 321021-60 |  |  | 20.5 | 2001-12-17 15:53 | Anjanece | 240 | 300 | #VALUE! | #VALUE!
KEARNEY | 321021-60 | Y | KEARNEY , 321021-60 |  |  | 21.04 | 2001-12-17 15:53 | Anjanece | 240 | 300 | #VALUE! | #VALUE!
KEARNEY | 321021-60 | Y | KEARNEY , 321021-60 |  |  | 21.42 | 2001-12-17 15:53 | Anjanece | 240 | 300 | #VALUE! | #VALUE!
KEARNEY | 321021-60 | Y | KEARNEY , 321021-60 |  |  | 22.62 | 2001-12-17 15:53 | Anjanece | 240 | 300 | #VALUE! | #VALUE!
KEARNEY | 321021-60 | Y | KEARNEY , 321021-60 |  |  | 22.91 | 2001-12-17 15:53 | Anjanece | 240 | 300 | #VALUE! | #VALUE!
KEARNEY | 321021-60 | Y | KEARNEY , 321021-60 |  |  | 23.03 | 2001-12-17 15:53 | Anjanece | 240 | 300 | #VALUE! | #VALUE!
KEARNEY | 321021-60 | Y | KEARNEY , 321021-60 |  |  | 23.06 | 2001-12-17 15:53 | Anjanece | 240 | 300 | #VALUE! | #VALUE!
KEARNEY | 321021-60 | Y | KEARNEY , 321021-60 |  |  | 23.09 | 2001-12-17 15:53 | Anjanece | 240 | 300 | #VALUE! | #VALUE!
KEARNEY | 321021-60 | Y | KEARNEY , 321021-60 |  |  | 23.22 | 2001-12-17 15:53 | Anjanece | 240 | 300 | #VALUE! | #VALUE!
KEARNEY | 321021-60 | Y | KEARNEY , 321021-60 |  |  | 24.2 | 2001-12-17 15:53 | Anjanece | 240 | 300 | #VALUE! | #VALUE!
KEARNEY | 321021-60 | Y | KEARNEY , 321021-60 |  |  | 24.82 | 2001-12-17 15:53 | Anjanece | 240 | 300 | #VALUE! | #VALUE!
KEARNEY | 321021-60 | Y | KEARNEY , 321021-60 |  |  | 25.2 | 2001-12-17 15:53 | Anjanece | 240 | 300 | #VALUE! | #VALUE!
KEARNEY | 321021-60 | Y | KEARNEY , 321021-60 |  |  | 25.38 | 2001-12-17 15:53 | Anjanece | 240 | 300 | #VALUE! | #VALUE!
KEARNEY | 321021-60 | Y | KEARNEY , 321021-60 |  |  | 25.83 | 2001-12-17 15:53 | Anjanece | 240 | 300 | #VALUE! | #VALUE!
KEARNEY | 321021-60 | Y | KEARNEY , 321021-60 |  |  | 27.48 | 2001-12-17 15:53 | Anjanece | 240 | 300 | #VALUE! | #VALUE!
KEARNEY | 321021-60 | Y | KEARNEY , 321021-60 |  |  | 33.25 | 2001-12-17 15:53 | Anjanece | 240 | 300 | #VALUE! | #VALUE!
KEARNEY | 321021-60 | Y | KEARNEY , 321021-60 |  |  | 33.43 | 2001-12-17 15:53 | Anjanece | 240 | 300 | #VALUE! | #VALUE!
KEARNEY | 321021-60 | Y | KEARNEY , 321021-60 |  |  | 35.07 | 2001-12-17 15:53 | Anjanece | 240 | 300 | #VALUE! | #VALUE!
KEARNEY | 321021-60 | Y | KEARNEY , 321021-60 |  |  | 41.02 | 2001-12-17 15:53 | Anjanece | 240 | 300 | #VALUE! | #VALUE!
MC GRAW EDISON | DEG30CC60 | Y | MC GRAW EDISON , DEG30CC60 | JEA OVERHEAD DISTRIBUTION | CSC Stores | 16.09 | 2001-12-17 15:53 | Anjanece | 240 | 300 | #VALUE! | #VALUE!
MC GRAW EDISON | DEG30CC60 | Y | MC GRAW EDISON , DEG30CC60 |  |  | 16.19 | 2001-12-17 15:53 | Anjanece | 240 | 300 | #VALUE! | #VALUE!
MC GRAW EDISON | DEG30CC60 | Y | MC GRAW EDISON , DEG30CC60 |  |  | 16.41 | 2001-12-17 15:53 | Anjanece | 240 | 300 | #VALUE! | #VALUE!
MC GRAW EDISON | DEG30CC60 | Y | MC GRAW EDISON , DEG30CC60 |  |  | 16.43 | 2001-12-17 15:53 | Anjanece | 240 | 300 | #VALUE! | #VALUE!
MC GRAW EDISON | DEG30CC60 | Y | MC GRAW EDISON , DEG30CC60 |  |  | 17.67 | 2001-12-17 15:53 | Anjanece | 240 | 300 | #VALUE! | #VALUE!
MC GRAW EDISON | DEG30CC60 | Y | MC GRAW EDISON , DEG30CC60 |  |  | 19.37 | 2001-12-17 15:53 | Anjanece | 240 | 300 | #VALUE! | #VALUE!
MC GRAW EDISON | DEG30CC60 | Y | MC GRAW EDISON , DEG30CC60 |  |  | 19.48 | 2001-12-17 15:53 | Anjanece | 240 | 300 | #VALUE! | #VALUE!
MC GRAW EDISON | DEG30CC60 | Y | MC GRAW EDISON , DEG30CC60 |  |  | 19.78 | 2001-12-17 15:53 | Anjanece | 240 | 300 | #VALUE! | #VALUE!
MC GRAW EDISON | DEG30CC60 | Y | MC GRAW EDISON , DEG30CC60 |  |  | 19.89 | 2001-12-17 15:53 | Anjanece | 240 | 300 | #VALUE! | #VALUE!
MC GRAW EDISON | DEG30CC60 | Y | MC GRAW EDISON , DEG30CC60 |  |  | 19.98 | 2001-12-17 15:53 | Anjanece | 240 | 300 | #VALUE! | #VALUE!
MC GRAW EDISON | DEG30CC60 | Y | MC GRAW EDISON , DEG30CC60 |  |  | 20.01 | 2001-12-17 15:53 | Anjanece | 240 | 300 | #VALUE! | #VALUE!
MC GRAW EDISON | DEG30CC60 | Y | MC GRAW EDISON , DEG30CC60 |  |  | 20.1 | 2001-12-17 15:53 | Anjanece | 240 | 300 | #VALUE! | #VALUE!
MC GRAW EDISON | DEG30CC60 | Y | MC GRAW EDISON , DEG30CC60 |  |  | 20.32 | 2001-12-17 15:53 | Anjanece | 240 | 300 | #VALUE! | #VALUE!
MC GRAW EDISON | DEG30CC60 | Y | MC GRAW EDISON , DEG30CC60 |  |  | 20.5 | 2001-12-17 15:53 | Anjanece | 240 | 300 | #VALUE! | #VALUE!
MC GRAW EDISON | DEG30CC60 | Y | MC GRAW EDISON , DEG30CC60 |  |  | 21.04 | 2001-12-17 15:53 | Anjanece | 240 | 300 | #VALUE! | #VALUE!
MC GRAW EDISON | DEG30CC60 | Y | MC GRAW EDISON , DEG30CC60 |  |  | 21.42 | 2001-12-17 15:53 | Anjanece | 240 | 300 | #VALUE! | #VALUE!
MC GRAW EDISON | DEG30CC60 | Y | MC GRAW EDISON , DEG30CC60 |  |  | 22.62 | 2001-12-17 15:53 | Anjanece | 240 | 300 | #VALUE! | #VALUE!
MC GRAW EDISON | DEG30CC60 | Y | MC GRAW EDISON , DEG30CC60 |  |  | 22.91 | 2001-12-17 15:53 | Anjanece | 240 | 300 | #VALUE! | #VALUE!
MC GRAW EDISON | DEG30CC60 | Y | MC GRAW EDISON , DEG30CC60 |  |  | 23.03 | 2001-12-17 15:53 | Anjanece | 240 | 300 | #VALUE! | #VALUE!
MC GRAW EDISON | DEG30CC60 | Y | MC GRAW EDISON , DEG30CC60 |  |  | 23.06 | 2001-12-17 15:53 | Anjanece | 240 | 300 | #VALUE! | #VALUE!
MC GRAW EDISON | DEG30CC60 | Y | MC GRAW EDISON , DEG30CC60 |  |  | 23.09 | 2001-12-17 15:53 | Anjanece | 240 | 300 | #VALUE! | #VALUE!
MC GRAW EDISON | DEG30CC60 | Y | MC GRAW EDISON , DEG30CC60 |  |  | 23.22 | 2001-12-17 15:53 | Anjanece | 240 | 300 | #VALUE! | #VALUE!
MC GRAW EDISON | DEG30CC60 | Y | MC GRAW EDISON , DEG30CC60 |  |  | 24.2 | 2001-12-17 15:53 | Anjanece | 240 | 300 | #VALUE! | #VALUE!
MC GRAW EDISON | DEG30CC60 | Y | MC GRAW EDISON , DEG30CC60 |  |  | 24.82 | 2001-12-17 15:53 | Anjanece | 240 | 300 | #VALUE! | #VALUE!
MC GRAW EDISON | DEG30CC60 | Y | MC GRAW EDISON , DEG30CC60 |  |  | 25.2 | 2001-12-17 15:53 | Anjanece | 240 | 300 | #VALUE! | #VALUE!
MC GRAW EDISON | DEG30CC60 | Y | MC GRAW EDISON , DEG30CC60 |  |  | 25.38 | 2001-12-17 15:53 | Anjanece | 240 | 300 | #VALUE! | #VALUE!
MC GRAW EDISON | DEG30CC60 | Y | MC GRAW EDISON , DEG30CC60 |  |  | 25.83 | 2001-12-17 15:53 | Anjanece | 240 | 300 | #VALUE! | #VALUE!
MC GRAW EDISON | DEG30CC60 | Y | MC GRAW EDISON , DEG30CC60 |  |  | 27.48 | 2001-12-17 15:53 | Anjanece | 240 | 300 | #VALUE! | #VALUE!
MC GRAW EDISON | DEG30CC60 | Y | MC GRAW EDISON , DEG30CC60 |  |  | 33.25 | 2001-12-17 15:53 | Anjanece | 240 | 300 | #VALUE! | #VALUE!
MC GRAW EDISON | DEG30CC60 | Y | MC GRAW EDISON , DEG30CC60 |  |  | 33.43 | 2001-12-17 15:53 | Anjanece | 240 | 300 | #VALUE! | #VALUE!
MC GRAW EDISON | DEG30CC60 | Y | MC GRAW EDISON , DEG30CC60 |  |  | 35.07 | 2001-12-17 15:53 | Anjanece | 240 | 300 | #VALUE! | #VALUE!
MC GRAW EDISON | DEG30CC60 | Y | MC GRAW EDISON , DEG30CC60 |  |  | 41.02 | 2001-12-17 15:53 | Anjanece | 240 | 300 | #VALUE! | #VALUE!
|  |  | , | JEA OVERHEAD DISTRIBUTION | Storm Stores | 0 | 2018-04-16 10:26 | Anjanece | 240 | 300 | #VALUE! | #VALUE!
|  |  | , |  |  | 19.35 | 2018-04-16 10:26 | Anjanece | 240 | 300 | #VALUE! | #VALUE!
|  |  | , |  |  | 19.97 | 2018-04-16 10:26 | Anjanece | 240 | 300 | #VALUE! | #VALUE!
|  |  | , |  |  | 20.25 | 2018-04-16 10:26 | Anjanece | 240 | 300 | #VALUE! | #VALUE!
|  |  | , |  |  | 22.64 | 2018-04-16 10:26 | Anjanece | 240 | 300 | #VALUE! | #VALUE!
|  |  | , |  |  | 24.17 | 2018-04-16 10:26 | Anjanece | 240 | 300 | #VALUE! | #VALUE!
ALUMA-FORM | FGS36-90CR | Y | ALUMA-FORM , FGS36-90CR | JEA OVERHEAD DISTRIBUTION | CSC Stores | 28 | 2001-12-17 15:56 | Anjanece | 5 | 0 | #VALUE! | #VALUE!
ALUMA-FORM | FGS36-90CR | Y | ALUMA-FORM , FGS36-90CR |  |  | 28.32 | 2001-12-17 15:56 | Anjanece | 5 | 0 | #VALUE! | #VALUE!
ALUMA-FORM | FGS36-90CR | Y | ALUMA-FORM , FGS36-90CR |  |  | 29.48 | 2001-12-17 15:56 | Anjanece | 5 | 0 | #VALUE! | #VALUE!
ALUMA-FORM | FGS36-90CR | Y | ALUMA-FORM , FGS36-90CR |  |  | 31.71 | 2001-12-17 15:56 | Anjanece | 5 | 0 | #VALUE! | #VALUE!
ALUMA-FORM | FGS36-90CR | Y | ALUMA-FORM , FGS36-90CR |  |  | 36.42 | 2001-12-17 15:56 | Anjanece | 5 | 0 | #VALUE! | #VALUE!
ALUMA-FORM | FGS36-90CR | Y | ALUMA-FORM , FGS36-90CR |  |  | 38.16 | 2001-12-17 15:56 | Anjanece | 5 | 0 | #VALUE! | #VALUE!
ALUMA-FORM | FGS36-90CR | Y | ALUMA-FORM , FGS36-90CR |  |  | 38.73 | 2001-12-17 15:56 | Anjanece | 5 | 0 | #VALUE! | #VALUE!
ALUMA-FORM | FGS36-90CR | Y | ALUMA-FORM , FGS36-90CR |  |  | 49.61 | 2001-12-17 15:56 | Anjanece | 5 | 0 | #VALUE! | #VALUE!
ALUMA-FORM | FGS36-90CR | Y | ALUMA-FORM , FGS36-90CR |  |  | 50.61 | 2001-12-17 15:56 | Anjanece | 5 | 0 | #VALUE! | #VALUE!
BARRON BETHEA | BB-35-CC-90-1R | Y | BARRON BETHEA , BB-35-CC-90-1R | JEA OVERHEAD DISTRIBUTION | CSC Stores | 28 | 2001-12-17 15:56 | Anjanece | 5 | 0 | #VALUE! | #VALUE!
BARRON BETHEA | BB-35-CC-90-1R | Y | BARRON BETHEA , BB-35-CC-90-1R |  |  | 28.32 | 2001-12-17 15:56 | Anjanece | 5 | 0 | #VALUE! | #VALUE!
BARRON BETHEA | BB-35-CC-90-1R | Y | BARRON BETHEA , BB-35-CC-90-1R |  |  | 29.48 | 2001-12-17 15:56 | Anjanece | 5 | 0 | #VALUE! | #VALUE!
BARRON BETHEA | BB-35-CC-90-1R | Y | BARRON BETHEA , BB-35-CC-90-1R |  |  | 31.71 | 2001-12-17 15:56 | Anjanece | 5 | 0 | #VALUE! | #VALUE!
BARRON BETHEA | BB-35-CC-90-1R | Y | BARRON BETHEA , BB-35-CC-90-1R |  |  | 36.42 | 2001-12-17 15:56 | Anjanece | 5 | 0 | #VALUE! | #VALUE!
BARRON BETHEA | BB-35-CC-90-1R | Y | BARRON BETHEA , BB-35-CC-90-1R |  |  | 38.16 | 2001-12-17 15:56 | Anjanece | 5 | 0 | #VALUE! | #VALUE!
BARRON BETHEA | BB-35-CC-90-1R | Y | BARRON BETHEA , BB-35-CC-90-1R |  |  | 38.73 | 2001-12-17 15:56 | Anjanece | 5 | 0 | #VALUE! | #VALUE!
BARRON BETHEA | BB-35-CC-90-1R | Y | BARRON BETHEA , BB-35-CC-90-1R |  |  | 49.61 | 2001-12-17 15:56 | Anjanece | 5 | 0 | #VALUE! | #VALUE!
BARRON BETHEA | BB-35-CC-90-1R | Y | BARRON BETHEA , BB-35-CC-90-1R |  |  | 50.61 | 2001-12-17 15:56 | Anjanece | 5 | 0 | #VALUE! | #VALUE!
CONTINENTAL ELECTRIC | GCC36-90R | Y | CONTINENTAL ELECTRIC , GCC36-90R | JEA OVERHEAD DISTRIBUTION | CSC Stores | 28 | 2001-12-17 15:56 | Anjanece | 5 | 0 | #VALUE! | #VALUE!
CONTINENTAL ELECTRIC | GCC36-90R | Y | CONTINENTAL ELECTRIC , GCC36-90R |  |  | 28.32 | 2001-12-17 15:56 | Anjanece | 5 | 0 | #VALUE! | #VALUE!
CONTINENTAL ELECTRIC | GCC36-90R | Y | CONTINENTAL ELECTRIC , GCC36-90R |  |  | 29.48 | 2001-12-17 15:56 | Anjanece | 5 | 0 | #VALUE! | #VALUE!
CONTINENTAL ELECTRIC | GCC36-90R | Y | CONTINENTAL ELECTRIC , GCC36-90R |  |  | 31.71 | 2001-12-17 15:56 | Anjanece | 5 | 0 | #VALUE! | #VALUE!
CONTINENTAL ELECTRIC | GCC36-90R | Y | CONTINENTAL ELECTRIC , GCC36-90R |  |  | 36.42 | 2001-12-17 15:56 | Anjanece | 5 | 0 | #VALUE! | #VALUE!
CONTINENTAL ELECTRIC | GCC36-90R | Y | CONTINENTAL ELECTRIC , GCC36-90R |  |  | 38.16 | 2001-12-17 15:56 | Anjanece | 5 | 0 | #VALUE! | #VALUE!
CONTINENTAL ELECTRIC | GCC36-90R | Y | CONTINENTAL ELECTRIC , GCC36-90R |  |  | 38.73 | 2001-12-17 15:56 | Anjanece | 5 | 0 | #VALUE! | #VALUE!
CONTINENTAL ELECTRIC | GCC36-90R | Y | CONTINENTAL ELECTRIC , GCC36-90R |  |  | 49.61 | 2001-12-17 15:56 | Anjanece | 5 | 0 | #VALUE! | #VALUE!
CONTINENTAL ELECTRIC | GCC36-90R | Y | CONTINENTAL ELECTRIC , GCC36-90R |  |  | 50.61 | 2001-12-17 15:56 | Anjanece | 5 | 0 | #VALUE! | #VALUE!
FLAGG (MIF) | 360-90 | Y | FLAGG (MIF) , 360-90 | JEA OVERHEAD DISTRIBUTION | CSC Stores | 28 | 2001-12-17 15:56 | Anjanece | 5 | 0 | #VALUE! | #VALUE!
FLAGG (MIF) | 360-90 | Y | FLAGG (MIF) , 360-90 |  |  | 28.32 | 2001-12-17 15:56 | Anjanece | 5 | 0 | #VALUE! | #VALUE!
FLAGG (MIF) | 360-90 | Y | FLAGG (MIF) , 360-90 |  |  | 29.48 | 2001-12-17 15:56 | Anjanece | 5 | 0 | #VALUE! | #VALUE!
FLAGG (MIF) | 360-90 | Y | FLAGG (MIF) , 360-90 |  |  | 31.71 | 2001-12-17 15:56 | Anjanece | 5 | 0 | #VALUE! | #VALUE!
FLAGG (MIF) | 360-90 | Y | FLAGG (MIF) , 360-90 |  |  | 36.42 | 2001-12-17 15:56 | Anjanece | 5 | 0 | #VALUE! | #VALUE!
FLAGG (MIF) | 360-90 | Y | FLAGG (MIF) , 360-90 |  |  | 38.16 | 2001-12-17 15:56 | Anjanece | 5 | 0 | #VALUE! | #VALUE!
FLAGG (MIF) | 360-90 | Y | FLAGG (MIF) , 360-90 |  |  | 38.73 | 2001-12-17 15:56 | Anjanece | 5 | 0 | #VALUE! | #VALUE!
FLAGG (MIF) | 360-90 | Y | FLAGG (MIF) , 360-90 |  |  | 49.61 | 2001-12-17 15:56 | Anjanece | 5 | 0 | #VALUE! | #VALUE!
FLAGG (MIF) | 360-90 | Y | FLAGG (MIF) , 360-90 |  |  | 50.61 | 2001-12-17 15:56 | Anjanece | 5 | 0 | #VALUE! | #VALUE!
HUGHES BROTHERS | 696-90-R | Y | HUGHES BROTHERS , 696-90-R | JEA OVERHEAD DISTRIBUTION | CSC Stores | 28 | 2001-12-17 15:56 | Anjanece | 5 | 0 | #VALUE! | #VALUE!
HUGHES BROTHERS | 696-90-R | Y | HUGHES BROTHERS , 696-90-R |  |  | 28.32 | 2001-12-17 15:56 | Anjanece | 5 | 0 | #VALUE! | #VALUE!
HUGHES BROTHERS | 696-90-R | Y | HUGHES BROTHERS , 696-90-R |  |  | 29.48 | 2001-12-17 15:56 | Anjanece | 5 | 0 | #VALUE! | #VALUE!
HUGHES BROTHERS | 696-90-R | Y | HUGHES BROTHERS , 696-90-R |  |  | 31.71 | 2001-12-17 15:56 | Anjanece | 5 | 0 | #VALUE! | #VALUE!
HUGHES BROTHERS | 696-90-R | Y | HUGHES BROTHERS , 696-90-R |  |  | 36.42 | 2001-12-17 15:56 | Anjanece | 5 | 0 | #VALUE! | #VALUE!
HUGHES BROTHERS | 696-90-R | Y | HUGHES BROTHERS , 696-90-R |  |  | 38.16 | 2001-12-17 15:56 | Anjanece | 5 | 0 | #VALUE! | #VALUE!
HUGHES BROTHERS | 696-90-R | Y | HUGHES BROTHERS , 696-90-R |  |  | 38.73 | 2001-12-17 15:56 | Anjanece | 5 | 0 | #VALUE! | #VALUE!
HUGHES BROTHERS | 696-90-R | Y | HUGHES BROTHERS , 696-90-R |  |  | 49.61 | 2001-12-17 15:56 | Anjanece | 5 | 0 | #VALUE! | #VALUE!
HUGHES BROTHERS | 696-90-R | Y | HUGHES BROTHERS , 696-90-R |  |  | 50.61 | 2001-12-17 15:56 | Anjanece | 5 | 0 | #VALUE! | #VALUE!
KEARNEY | 321035-90 | Y | KEARNEY , 321035-90 | JEA OVERHEAD DISTRIBUTION | CSC Stores | 28 | 2001-12-17 15:56 | Anjanece | 5 | 0 | #VALUE! | #VALUE!
KEARNEY | 321035-90 | Y | KEARNEY , 321035-90 |  |  | 28.32 | 2001-12-17 15:56 | Anjanece | 5 | 0 | #VALUE! | #VALUE!
KEARNEY | 321035-90 | Y | KEARNEY , 321035-90 |  |  | 29.48 | 2001-12-17 15:56 | Anjanece | 5 | 0 | #VALUE! | #VALUE!
KEARNEY | 321035-90 | Y | KEARNEY , 321035-90 |  |  | 31.71 | 2001-12-17 15:56 | Anjanece | 5 | 0 | #VALUE! | #VALUE!
KEARNEY | 321035-90 | Y | KEARNEY , 321035-90 |  |  | 36.42 | 2001-12-17 15:56 | Anjanece | 5 | 0 | #VALUE! | #VALUE!
KEARNEY | 321035-90 | Y | KEARNEY , 321035-90 |  |  | 38.16 | 2001-12-17 15:56 | Anjanece | 5 | 0 | #VALUE! | #VALUE!
KEARNEY | 321035-90 | Y | KEARNEY , 321035-90 |  |  | 38.73 | 2001-12-17 15:56 | Anjanece | 5 | 0 | #VALUE! | #VALUE!
KEARNEY | 321035-90 | Y | KEARNEY , 321035-90 |  |  | 49.61 | 2001-12-17 15:56 | Anjanece | 5 | 0 | #VALUE! | #VALUE!
KEARNEY | 321035-90 | Y | KEARNEY , 321035-90 |  |  | 50.61 | 2001-12-17 15:56 | Anjanece | 5 | 0 | #VALUE! | #VALUE!
ALUMA-FORM | FGS21-144CR | Y | ALUMA-FORM , FGS21-144CR | JEA OVERHEAD DISTRIBUTION | CSC Stores | 19.14 | 2001-12-17 15:57 | Anjanece | 5 | 450 | #VALUE! | #VALUE!
ALUMA-FORM | FGS21-144CR | Y | ALUMA-FORM , FGS21-144CR |  |  | 19.53 | 2001-12-17 15:57 | Anjanece | 5 | 450 | #VALUE! | #VALUE!
ALUMA-FORM | FGS21-144CR | Y | ALUMA-FORM , FGS21-144CR |  |  | 19.58 | 2001-12-17 15:57 | Anjanece | 5 | 450 | #VALUE! | #VALUE!
ALUMA-FORM | FGS21-144CR | Y | ALUMA-FORM , FGS21-144CR |  |  | 19.59 | 2001-12-17 15:57 | Anjanece | 5 | 450 | #VALUE! | #VALUE!
ALUMA-FORM | FGS21-144CR | Y | ALUMA-FORM , FGS21-144CR |  |  | 19.7 | 2001-12-17 15:57 | Anjanece | 5 | 450 | #VALUE! | #VALUE!
ALUMA-FORM | FGS21-144CR | Y | ALUMA-FORM , FGS21-144CR |  |  | 19.78 | 2001-12-17 15:57 | Anjanece | 5 | 450 | #VALUE! | #VALUE!
ALUMA-FORM | FGS21-144CR | Y | ALUMA-FORM , FGS21-144CR |  |  | 19.79 | 2001-12-17 15:57 | Anjanece | 5 | 450 | #VALUE! | #VALUE!
ALUMA-FORM | FGS21-144CR | Y | ALUMA-FORM , FGS21-144CR |  |  | 19.85 | 2001-12-17 15:57 | Anjanece | 5 | 450 | #VALUE! | #VALUE!
ALUMA-FORM | FGS21-144CR | Y | ALUMA-FORM , FGS21-144CR |  |  | 19.86 | 2001-12-17 15:57 | Anjanece | 5 | 450 | #VALUE! | #VALUE!
ALUMA-FORM | FGS21-144CR | Y | ALUMA-FORM , FGS21-144CR |  |  | 19.88 | 2001-12-17 15:57 | Anjanece | 5 | 450 | #VALUE! | #VALUE!
ALUMA-FORM | FGS21-144CR | Y | ALUMA-FORM , FGS21-144CR |  |  | 19.89 | 2001-12-17 15:57 | Anjanece | 5 | 450 | #VALUE! | #VALUE!
ALUMA-FORM | FGS21-144CR | Y | ALUMA-FORM , FGS21-144CR |  |  | 19.9 | 2001-12-17 15:57 | Anjanece | 5 | 450 | #VALUE! | #VALUE!
ALUMA-FORM | FGS21-144CR | Y | ALUMA-FORM , FGS21-144CR |  |  | 20.12 | 2001-12-17 15:57 | Anjanece | 5 | 450 | #VALUE! | #VALUE!
ALUMA-FORM | FGS21-144CR | Y | ALUMA-FORM , FGS21-144CR |  |  | 21.46 | 2001-12-17 15:57 | Anjanece | 5 | 450 | #VALUE! | #VALUE!
ALUMA-FORM | FGS21-144CR | Y | ALUMA-FORM , FGS21-144CR |  |  | 22.12 | 2001-12-17 15:57 | Anjanece | 5 | 450 | #VALUE! | #VALUE!
ALUMA-FORM | FGS21-144CR | Y | ALUMA-FORM , FGS21-144CR |  |  | 22.78 | 2001-12-17 15:57 | Anjanece | 5 | 450 | #VALUE! | #VALUE!
ALUMA-FORM | FGS21-144CR | Y | ALUMA-FORM , FGS21-144CR |  |  | 23.16 | 2001-12-17 15:57 | Anjanece | 5 | 450 | #VALUE! | #VALUE!
ALUMA-FORM | FGS21-144CR | Y | ALUMA-FORM , FGS21-144CR |  |  | 24.31 | 2001-12-17 15:57 | Anjanece | 5 | 450 | #VALUE! | #VALUE!
ALUMA-FORM | FGS21-144CR | Y | ALUMA-FORM , FGS21-144CR |  |  | 27.25 | 2001-12-17 15:57 | Anjanece | 5 | 450 | #VALUE! | #VALUE!
ALUMA-FORM | FGS21-144CR | Y | ALUMA-FORM , FGS21-144CR |  |  | 27.7 | 2001-12-17 15:57 | Anjanece | 5 | 450 | #VALUE! | #VALUE!
ALUMA-FORM | FGS21-144CR | Y | ALUMA-FORM , FGS21-144CR |  |  | 27.71 | 2001-12-17 15:57 | Anjanece | 5 | 450 | #VALUE! | #VALUE!
ALUMA-FORM | FGS21-144CR | Y | ALUMA-FORM , FGS21-144CR |  |  | 27.96 | 2001-12-17 15:57 | Anjanece | 5 | 450 | #VALUE! | #VALUE!
ALUMA-FORM | FGS21-144CR | Y | ALUMA-FORM , FGS21-144CR |  |  | 29.65 | 2001-12-17 15:57 | Anjanece | 5 | 450 | #VALUE! | #VALUE!
ALUMA-FORM | FGS21-144CR | Y | ALUMA-FORM , FGS21-144CR |  |  | 38.07 | 2001-12-17 15:57 | Anjanece | 5 | 450 | #VALUE! | #VALUE!
ALUMA-FORM | FGS21-144CR | Y | ALUMA-FORM , FGS21-144CR |  |  | 38.55 | 2001-12-17 15:57 | Anjanece | 5 | 450 | #VALUE! | #VALUE!
ALUMA-FORM | FGS21-144CR | Y | ALUMA-FORM , FGS21-144CR |  |  | 38.94 | 2001-12-17 15:57 | Anjanece | 5 | 450 | #VALUE! | #VALUE!
ALUMA-FORM | FGS21-144CR | Y | ALUMA-FORM , FGS21-144CR |  |  | 40.4 | 2001-12-17 15:57 | Anjanece | 5 | 450 | #VALUE! | #VALUE!
ALUMA-FORM | FGS21-144CR | Y | ALUMA-FORM , FGS21-144CR |  |  | 45.51 | 2001-12-17 15:57 | Anjanece | 5 | 450 | #VALUE! | #VALUE!
ALUMA-FORM | FGS21-144CR | Y | ALUMA-FORM , FGS21-144CR |  |  | 45.54 | 2001-12-17 15:57 | Anjanece | 5 | 450 | #VALUE! | #VALUE!
ALUMA-FORM | FGS21-144CR | Y | ALUMA-FORM , FGS21-144CR |  |  | 48.34 | 2001-12-17 15:57 | Anjanece | 5 | 450 | #VALUE! | #VALUE!
ALUMA-FORM | FGS21-144CR | Y | ALUMA-FORM , FGS21-144CR |  |  | 55.96 | 2001-12-17 15:57 | Anjanece | 5 | 450 | #VALUE! | #VALUE!
ALUMA-FORM | FGS21-144CR | Y | ALUMA-FORM , FGS21-144CR |  |  | 58.9 | 2001-12-17 15:57 | Anjanece | 5 | 450 | #VALUE! | #VALUE!
CHANCE | GS21144CC1 | Y | CHANCE , GS21144CC1 | JEA OVERHEAD DISTRIBUTION | CSC Stores | 19.14 | 2001-12-17 15:57 | Anjanece | 5 | 450 | #VALUE! | #VALUE!
CHANCE | GS21144CC1 | Y | CHANCE , GS21144CC1 |  |  | 19.53 | 2001-12-17 15:57 | Anjanece | 5 | 450 | #VALUE! | #VALUE!
CHANCE | GS21144CC1 | Y | CHANCE , GS21144CC1 |  |  | 19.58 | 2001-12-17 15:57 | Anjanece | 5 | 450 | #VALUE! | #VALUE!
CHANCE | GS21144CC1 | Y | CHANCE , GS21144CC1 |  |  | 19.59 | 2001-12-17 15:57 | Anjanece | 5 | 450 | #VALUE! | #VALUE!
CHANCE | GS21144CC1 | Y | CHANCE , GS21144CC1 |  |  | 19.7 | 2001-12-17 15:57 | Anjanece | 5 | 450 | #VALUE! | #VALUE!
CHANCE | GS21144CC1 | Y | CHANCE , GS21144CC1 |  |  | 19.78 | 2001-12-17 15:57 | Anjanece | 5 | 450 | #VALUE! | #VALUE!
CHANCE | GS21144CC1 | Y | CHANCE , GS21144CC1 |  |  | 19.79 | 2001-12-17 15:57 | Anjanece | 5 | 450 | #VALUE! | #VALUE!
CHANCE | GS21144CC1 | Y | CHANCE , GS21144CC1 |  |  | 19.85 | 2001-12-17 15:57 | Anjanece | 5 | 450 | #VALUE! | #VALUE!
CHANCE | GS21144CC1 | Y | CHANCE , GS21144CC1 |  |  | 19.86 | 2001-12-17 15:57 | Anjanece | 5 | 450 | #VALUE! | #VALUE!
CHANCE | GS21144CC1 | Y | CHANCE , GS21144CC1 |  |  | 19.88 | 2001-12-17 15:57 | Anjanece | 5 | 450 | #VALUE! | #VALUE!
CHANCE | GS21144CC1 | Y | CHANCE , GS21144CC1 |  |  | 19.89 | 2001-12-17 15:57 | Anjanece | 5 | 450 | #VALUE! | #VALUE!
CHANCE | GS21144CC1 | Y | CHANCE , GS21144CC1 |  |  | 19.9 | 2001-12-17 15:57 | Anjanece | 5 | 450 | #VALUE! | #VALUE!
CHANCE | GS21144CC1 | Y | CHANCE , GS21144CC1 |  |  | 20.12 | 2001-12-17 15:57 | Anjanece | 5 | 450 | #VALUE! | #VALUE!
CHANCE | GS21144CC1 | Y | CHANCE , GS21144CC1 |  |  | 21.46 | 2001-12-17 15:57 | Anjanece | 5 | 450 | #VALUE! | #VALUE!
CHANCE | GS21144CC1 | Y | CHANCE , GS21144CC1 |  |  | 22.12 | 2001-12-17 15:57 | Anjanece | 5 | 450 | #VALUE! | #VALUE!
CHANCE | GS21144CC1 | Y | CHANCE , GS21144CC1 |  |  | 22.78 | 2001-12-17 15:57 | Anjanece | 5 | 450 | #VALUE! | #VALUE!
CHANCE | GS21144CC1 | Y | CHANCE , GS21144CC1 |  |  | 23.16 | 2001-12-17 15:57 | Anjanece | 5 | 450 | #VALUE! | #VALUE!
CHANCE | GS21144CC1 | Y | CHANCE , GS21144CC1 |  |  | 24.31 | 2001-12-17 15:57 | Anjanece | 5 | 450 | #VALUE! | #VALUE!
CHANCE | GS21144CC1 | Y | CHANCE , GS21144CC1 |  |  | 27.25 | 2001-12-17 15:57 | Anjanece | 5 | 450 | #VALUE! | #VALUE!
CHANCE | GS21144CC1 | Y | CHANCE , GS21144CC1 |  |  | 27.7 | 2001-12-17 15:57 | Anjanece | 5 | 450 | #VALUE! | #VALUE!
CHANCE | GS21144CC1 | Y | CHANCE , GS21144CC1 |  |  | 27.71 | 2001-12-17 15:57 | Anjanece | 5 | 450 | #VALUE! | #VALUE!
CHANCE | GS21144CC1 | Y | CHANCE , GS21144CC1 |  |  | 27.96 | 2001-12-17 15:57 | Anjanece | 5 | 450 | #VALUE! | #VALUE!
CHANCE | GS21144CC1 | Y | CHANCE , GS21144CC1 |  |  | 29.65 | 2001-12-17 15:57 | Anjanece | 5 | 450 | #VALUE! | #VALUE!
CHANCE | GS21144CC1 | Y | CHANCE , GS21144CC1 |  |  | 38.07 | 2001-12-17 15:57 | Anjanece | 5 | 450 | #VALUE! | #VALUE!
CHANCE | GS21144CC1 | Y | CHANCE , GS21144CC1 |  |  | 38.55 | 2001-12-17 15:57 | Anjanece | 5 | 450 | #VALUE! | #VALUE!
CHANCE | GS21144CC1 | Y | CHANCE , GS21144CC1 |  |  | 38.94 | 2001-12-17 15:57 | Anjanece | 5 | 450 | #VALUE! | #VALUE!
CHANCE | GS21144CC1 | Y | CHANCE , GS21144CC1 |  |  | 40.4 | 2001-12-17 15:57 | Anjanece | 5 | 450 | #VALUE! | #VALUE!
CHANCE | GS21144CC1 | Y | CHANCE , GS21144CC1 |  |  | 45.51 | 2001-12-17 15:57 | Anjanece | 5 | 450 | #VALUE! | #VALUE!
CHANCE | GS21144CC1 | Y | CHANCE , GS21144CC1 |  |  | 45.54 | 2001-12-17 15:57 | Anjanece | 5 | 450 | #VALUE! | #VALUE!
CHANCE | GS21144CC1 | Y | CHANCE , GS21144CC1 |  |  | 48.34 | 2001-12-17 15:57 | Anjanece | 5 | 450 | #VALUE! | #VALUE!
CHANCE | GS21144CC1 | Y | CHANCE , GS21144CC1 |  |  | 55.96 | 2001-12-17 15:57 | Anjanece | 5 | 450 | #VALUE! | #VALUE!
CHANCE | GS21144CC1 | Y | CHANCE , GS21144CC1 |  |  | 58.9 | 2001-12-17 15:57 | Anjanece | 5 | 450 | #VALUE! | #VALUE!
CONTINENTAL ELECTRIC | GCC21-144R | Y | CONTINENTAL ELECTRIC , GCC21-144R | JEA OVERHEAD DISTRIBUTION | CSC Stores | 19.14 | 2001-12-17 15:57 | Anjanece | 5 | 450 | #VALUE! | #VALUE!
CONTINENTAL ELECTRIC | GCC21-144R | Y | CONTINENTAL ELECTRIC , GCC21-144R |  |  | 19.53 | 2001-12-17 15:57 | Anjanece | 5 | 450 | #VALUE! | #VALUE!
CONTINENTAL ELECTRIC | GCC21-144R | Y | CONTINENTAL ELECTRIC , GCC21-144R |  |  | 19.58 | 2001-12-17 15:57 | Anjanece | 5 | 450 | #VALUE! | #VALUE!
CONTINENTAL ELECTRIC | GCC21-144R | Y | CONTINENTAL ELECTRIC , GCC21-144R |  |  | 19.59 | 2001-12-17 15:57 | Anjanece | 5 | 450 | #VALUE! | #VALUE!
CONTINENTAL ELECTRIC | GCC21-144R | Y | CONTINENTAL ELECTRIC , GCC21-144R |  |  | 19.7 | 2001-12-17 15:57 | Anjanece | 5 | 450 | #VALUE! | #VALUE!
CONTINENTAL ELECTRIC | GCC21-144R | Y | CONTINENTAL ELECTRIC , GCC21-144R |  |  | 19.78 | 2001-12-17 15:57 | Anjanece | 5 | 450 | #VALUE! | #VALUE!
CONTINENTAL ELECTRIC | GCC21-144R | Y | CONTINENTAL ELECTRIC , GCC21-144R |  |  | 19.79 | 2001-12-17 15:57 | Anjanece | 5 | 450 | #VALUE! | #VALUE!
CONTINENTAL ELECTRIC | GCC21-144R | Y | CONTINENTAL ELECTRIC , GCC21-144R |  |  | 19.85 | 2001-12-17 15:57 | Anjanece | 5 | 450 | #VALUE! | #VALUE!
CONTINENTAL ELECTRIC | GCC21-144R | Y | CONTINENTAL ELECTRIC , GCC21-144R |  |  | 19.86 | 2001-12-17 15:57 | Anjanece | 5 | 450 | #VALUE! | #VALUE!
CONTINENTAL ELECTRIC | GCC21-144R | Y | CONTINENTAL ELECTRIC , GCC21-144R |  |  | 19.88 | 2001-12-17 15:57 | Anjanece | 5 | 450 | #VALUE! | #VALUE!
CONTINENTAL ELECTRIC | GCC21-144R | Y | CONTINENTAL ELECTRIC , GCC21-144R |  |  | 19.89 | 2001-12-17 15:57 | Anjanece | 5 | 450 | #VALUE! | #VALUE!
CONTINENTAL ELECTRIC | GCC21-144R | Y | CONTINENTAL ELECTRIC , GCC21-144R |  |  | 19.9 | 2001-12-17 15:57 | Anjanece | 5 | 450 | #VALUE! | #VALUE!
CONTINENTAL ELECTRIC | GCC21-144R | Y | CONTINENTAL ELECTRIC , GCC21-144R |  |  | 20.12 | 2001-12-17 15:57 | Anjanece | 5 | 450 | #VALUE! | #VALUE!
CONTINENTAL ELECTRIC | GCC21-144R | Y | CONTINENTAL ELECTRIC , GCC21-144R |  |  | 21.46 | 2001-12-17 15:57 | Anjanece | 5 | 450 | #VALUE! | #VALUE!
CONTINENTAL ELECTRIC | GCC21-144R | Y | CONTINENTAL ELECTRIC , GCC21-144R |  |  | 22.12 | 2001-12-17 15:57 | Anjanece | 5 | 450 | #VALUE! | #VALUE!
CONTINENTAL ELECTRIC | GCC21-144R | Y | CONTINENTAL ELECTRIC , GCC21-144R |  |  | 22.78 | 2001-12-17 15:57 | Anjanece | 5 | 450 | #VALUE! | #VALUE!
CONTINENTAL ELECTRIC | GCC21-144R | Y | CONTINENTAL ELECTRIC , GCC21-144R |  |  | 23.16 | 2001-12-17 15:57 | Anjanece | 5 | 450 | #VALUE! | #VALUE!
CONTINENTAL ELECTRIC | GCC21-144R | Y | CONTINENTAL ELECTRIC , GCC21-144R |  |  | 24.31 | 2001-12-17 15:57 | Anjanece | 5 | 450 | #VALUE! | #VALUE!
CONTINENTAL ELECTRIC | GCC21-144R | Y | CONTINENTAL ELECTRIC , GCC21-144R |  |  | 27.25 | 2001-12-17 15:57 | Anjanece | 5 | 450 | #VALUE! | #VALUE!
CONTINENTAL ELECTRIC | GCC21-144R | Y | CONTINENTAL ELECTRIC , GCC21-144R |  |  | 27.7 | 2001-12-17 15:57 | Anjanece | 5 | 450 | #VALUE! | #VALUE!
CONTINENTAL ELECTRIC | GCC21-144R | Y | CONTINENTAL ELECTRIC , GCC21-144R |  |  | 27.71 | 2001-12-17 15:57 | Anjanece | 5 | 450 | #VALUE! | #VALUE!
CONTINENTAL ELECTRIC | GCC21-144R | Y | CONTINENTAL ELECTRIC , GCC21-144R |  |  | 27.96 | 2001-12-17 15:57 | Anjanece | 5 | 450 | #VALUE! | #VALUE!
CONTINENTAL ELECTRIC | GCC21-144R | Y | CONTINENTAL ELECTRIC , GCC21-144R |  |  | 29.65 | 2001-12-17 15:57 | Anjanece | 5 | 450 | #VALUE! | #VALUE!
CONTINENTAL ELECTRIC | GCC21-144R | Y | CONTINENTAL ELECTRIC , GCC21-144R |  |  | 38.07 | 2001-12-17 15:57 | Anjanece | 5 | 450 | #VALUE! | #VALUE!
CONTINENTAL ELECTRIC | GCC21-144R | Y | CONTINENTAL ELECTRIC , GCC21-144R |  |  | 38.55 | 2001-12-17 15:57 | Anjanece | 5 | 450 | #VALUE! | #VALUE!
CONTINENTAL ELECTRIC | GCC21-144R | Y | CONTINENTAL ELECTRIC , GCC21-144R |  |  | 38.94 | 2001-12-17 15:57 | Anjanece | 5 | 450 | #VALUE! | #VALUE!
CONTINENTAL ELECTRIC | GCC21-144R | Y | CONTINENTAL ELECTRIC , GCC21-144R |  |  | 40.4 | 2001-12-17 15:57 | Anjanece | 5 | 450 | #VALUE! | #VALUE!
CONTINENTAL ELECTRIC | GCC21-144R | Y | CONTINENTAL ELECTRIC , GCC21-144R |  |  | 45.51 | 2001-12-17 15:57 | Anjanece | 5 | 450 | #VALUE! | #VALUE!
CONTINENTAL ELECTRIC | GCC21-144R | Y | CONTINENTAL ELECTRIC , GCC21-144R |  |  | 45.54 | 2001-12-17 15:57 | Anjanece | 5 | 450 | #VALUE! | #VALUE!
CONTINENTAL ELECTRIC | GCC21-144R | Y | CONTINENTAL ELECTRIC , GCC21-144R |  |  | 48.34 | 2001-12-17 15:57 | Anjanece | 5 | 450 | #VALUE! | #VALUE!
CONTINENTAL ELECTRIC | GCC21-144R | Y | CONTINENTAL ELECTRIC , GCC21-144R |  |  | 55.96 | 2001-12-17 15:57 | Anjanece | 5 | 450 | #VALUE! | #VALUE!
CONTINENTAL ELECTRIC | GCC21-144R | Y | CONTINENTAL ELECTRIC , GCC21-144R |  |  | 58.9 | 2001-12-17 15:57 | Anjanece | 5 | 450 | #VALUE! | #VALUE!
FLH | FCC21144R | Y | FLH , FCC21144R | JEA OVERHEAD DISTRIBUTION | CSC Stores | 19.14 | 2001-12-17 15:57 | Anjanece | 5 | 450 | #VALUE! | #VALUE!
FLH | FCC21144R | Y | FLH , FCC21144R |  |  | 19.53 | 2001-12-17 15:57 | Anjanece | 5 | 450 | #VALUE! | #VALUE!
FLH | FCC21144R | Y | FLH , FCC21144R |  |  | 19.58 | 2001-12-17 15:57 | Anjanece | 5 | 450 | #VALUE! | #VALUE!
FLH | FCC21144R | Y | FLH , FCC21144R |  |  | 19.59 | 2001-12-17 15:57 | Anjanece | 5 | 450 | #VALUE! | #VALUE!
FLH | FCC21144R | Y | FLH , FCC21144R |  |  | 19.7 | 2001-12-17 15:57 | Anjanece | 5 | 450 | #VALUE! | #VALUE!
FLH | FCC21144R | Y | FLH , FCC21144R |  |  | 19.78 | 2001-12-17 15:57 | Anjanece | 5 | 450 | #VALUE! | #VALUE!
FLH | FCC21144R | Y | FLH , FCC21144R |  |  | 19.79 | 2001-12-17 15:57 | Anjanece | 5 | 450 | #VALUE! | #VALUE!
FLH | FCC21144R | Y | FLH , FCC21144R |  |  | 19.85 | 2001-12-17 15:57 | Anjanece | 5 | 450 | #VALUE! | #VALUE!
FLH | FCC21144R | Y | FLH , FCC21144R |  |  | 19.86 | 2001-12-17 15:57 | Anjanece | 5 | 450 | #VALUE! | #VALUE!
FLH | FCC21144R | Y | FLH , FCC21144R |  |  | 19.88 | 2001-12-17 15:57 | Anjanece | 5 | 450 | #VALUE! | #VALUE!
FLH | FCC21144R | Y | FLH , FCC21144R |  |  | 19.89 | 2001-12-17 15:57 | Anjanece | 5 | 450 | #VALUE! | #VALUE!
FLH | FCC21144R | Y | FLH , FCC21144R |  |  | 19.9 | 2001-12-17 15:57 | Anjanece | 5 | 450 | #VALUE! | #VALUE!
FLH | FCC21144R | Y | FLH , FCC21144R |  |  | 20.12 | 2001-12-17 15:57 | Anjanece | 5 | 450 | #VALUE! | #VALUE!
FLH | FCC21144R | Y | FLH , FCC21144R |  |  | 21.46 | 2001-12-17 15:57 | Anjanece | 5 | 450 | #VALUE! | #VALUE!
FLH | FCC21144R | Y | FLH , FCC21144R |  |  | 22.12 | 2001-12-17 15:57 | Anjanece | 5 | 450 | #VALUE! | #VALUE!
FLH | FCC21144R | Y | FLH , FCC21144R |  |  | 22.78 | 2001-12-17 15:57 | Anjanece | 5 | 450 | #VALUE! | #VALUE!
FLH | FCC21144R | Y | FLH , FCC21144R |  |  | 23.16 | 2001-12-17 15:57 | Anjanece | 5 | 450 | #VALUE! | #VALUE!
FLH | FCC21144R | Y | FLH , FCC21144R |  |  | 24.31 | 2001-12-17 15:57 | Anjanece | 5 | 450 | #VALUE! | #VALUE!
FLH | FCC21144R | Y | FLH , FCC21144R |  |  | 27.25 | 2001-12-17 15:57 | Anjanece | 5 | 450 | #VALUE! | #VALUE!
FLH | FCC21144R | Y | FLH , FCC21144R |  |  | 27.7 | 2001-12-17 15:57 | Anjanece | 5 | 450 | #VALUE! | #VALUE!
FLH | FCC21144R | Y | FLH , FCC21144R |  |  | 27.71 | 2001-12-17 15:57 | Anjanece | 5 | 450 | #VALUE! | #VALUE!
FLH | FCC21144R | Y | FLH , FCC21144R |  |  | 27.96 | 2001-12-17 15:57 | Anjanece | 5 | 450 | #VALUE! | #VALUE!
FLH | FCC21144R | Y | FLH , FCC21144R |  |  | 29.65 | 2001-12-17 15:57 | Anjanece | 5 | 450 | #VALUE! | #VALUE!
FLH | FCC21144R | Y | FLH , FCC21144R |  |  | 38.07 | 2001-12-17 15:57 | Anjanece | 5 | 450 | #VALUE! | #VALUE!
FLH | FCC21144R | Y | FLH , FCC21144R |  |  | 38.55 | 2001-12-17 15:57 | Anjanece | 5 | 450 | #VALUE! | #VALUE!
FLH | FCC21144R | Y | FLH , FCC21144R |  |  | 38.94 | 2001-12-17 15:57 | Anjanece | 5 | 450 | #VALUE! | #VALUE!
FLH | FCC21144R | Y | FLH , FCC21144R |  |  | 40.4 | 2001-12-17 15:57 | Anjanece | 5 | 450 | #VALUE! | #VALUE!
FLH | FCC21144R | Y | FLH , FCC21144R |  |  | 45.51 | 2001-12-17 15:57 | Anjanece | 5 | 450 | #VALUE! | #VALUE!
FLH | FCC21144R | Y | FLH , FCC21144R |  |  | 45.54 | 2001-12-17 15:57 | Anjanece | 5 | 450 | #VALUE! | #VALUE!
FLH | FCC21144R | Y | FLH , FCC21144R |  |  | 48.34 | 2001-12-17 15:57 | Anjanece | 5 | 450 | #VALUE! | #VALUE!
FLH | FCC21144R | Y | FLH , FCC21144R |  |  | 55.96 | 2001-12-17 15:57 | Anjanece | 5 | 450 | #VALUE! | #VALUE!
FLH | FCC21144R | Y | FLH , FCC21144R |  |  | 58.9 | 2001-12-17 15:57 | Anjanece | 5 | 450 | #VALUE! | #VALUE!
HUGHES BROTHERS | CF694-144-R | Y | HUGHES BROTHERS , CF694-144-R | JEA OVERHEAD DISTRIBUTION | CSC Stores | 19.14 | 2001-12-17 15:57 | Anjanece | 5 | 450 | #VALUE! | #VALUE!
HUGHES BROTHERS | CF694-144-R | Y | HUGHES BROTHERS , CF694-144-R |  |  | 19.53 | 2001-12-17 15:57 | Anjanece | 5 | 450 | #VALUE! | #VALUE!
HUGHES BROTHERS | CF694-144-R | Y | HUGHES BROTHERS , CF694-144-R |  |  | 19.58 | 2001-12-17 15:57 | Anjanece | 5 | 450 | #VALUE! | #VALUE!
HUGHES BROTHERS | CF694-144-R | Y | HUGHES BROTHERS , CF694-144-R |  |  | 19.59 | 2001-12-17 15:57 | Anjanece | 5 | 450 | #VALUE! | #VALUE!
HUGHES BROTHERS | CF694-144-R | Y | HUGHES BROTHERS , CF694-144-R |  |  | 19.7 | 2001-12-17 15:57 | Anjanece | 5 | 450 | #VALUE! | #VALUE!
HUGHES BROTHERS | CF694-144-R | Y | HUGHES BROTHERS , CF694-144-R |  |  | 19.78 | 2001-12-17 15:57 | Anjanece | 5 | 450 | #VALUE! | #VALUE!
HUGHES BROTHERS | CF694-144-R | Y | HUGHES BROTHERS , CF694-144-R |  |  | 19.79 | 2001-12-17 15:57 | Anjanece | 5 | 450 | #VALUE! | #VALUE!
HUGHES BROTHERS | CF694-144-R | Y | HUGHES BROTHERS , CF694-144-R |  |  | 19.85 | 2001-12-17 15:57 | Anjanece | 5 | 450 | #VALUE! | #VALUE!
HUGHES BROTHERS | CF694-144-R | Y | HUGHES BROTHERS , CF694-144-R |  |  | 19.86 | 2001-12-17 15:57 | Anjanece | 5 | 450 | #VALUE! | #VALUE!
HUGHES BROTHERS | CF694-144-R | Y | HUGHES BROTHERS , CF694-144-R |  |  | 19.88 | 2001-12-17 15:57 | Anjanece | 5 | 450 | #VALUE! | #VALUE!
HUGHES BROTHERS | CF694-144-R | Y | HUGHES BROTHERS , CF694-144-R |  |  | 19.89 | 2001-12-17 15:57 | Anjanece | 5 | 450 | #VALUE! | #VALUE!
HUGHES BROTHERS | CF694-144-R | Y | HUGHES BROTHERS , CF694-144-R |  |  | 19.9 | 2001-12-17 15:57 | Anjanece | 5 | 450 | #VALUE! | #VALUE!
HUGHES BROTHERS | CF694-144-R | Y | HUGHES BROTHERS , CF694-144-R |  |  | 20.12 | 2001-12-17 15:57 | Anjanece | 5 | 450 | #VALUE! | #VALUE!
HUGHES BROTHERS | CF694-144-R | Y | HUGHES BROTHERS , CF694-144-R |  |  | 21.46 | 2001-12-17 15:57 | Anjanece | 5 | 450 | #VALUE! | #VALUE!
HUGHES BROTHERS | CF694-144-R | Y | HUGHES BROTHERS , CF694-144-R |  |  | 22.12 | 2001-12-17 15:57 | Anjanece | 5 | 450 | #VALUE! | #VALUE!
HUGHES BROTHERS | CF694-144-R | Y | HUGHES BROTHERS , CF694-144-R |  |  | 22.78 | 2001-12-17 15:57 | Anjanece | 5 | 450 | #VALUE! | #VALUE!
HUGHES BROTHERS | CF694-144-R | Y | HUGHES BROTHERS , CF694-144-R |  |  | 23.16 | 2001-12-17 15:57 | Anjanece | 5 | 450 | #VALUE! | #VALUE!
HUGHES BROTHERS | CF694-144-R | Y | HUGHES BROTHERS , CF694-144-R |  |  | 24.31 | 2001-12-17 15:57 | Anjanece | 5 | 450 | #VALUE! | #VALUE!
HUGHES BROTHERS | CF694-144-R | Y | HUGHES BROTHERS , CF694-144-R |  |  | 27.25 | 2001-12-17 15:57 | Anjanece | 5 | 450 | #VALUE! | #VALUE!
HUGHES BROTHERS | CF694-144-R | Y | HUGHES BROTHERS , CF694-144-R |  |  | 27.7 | 2001-12-17 15:57 | Anjanece | 5 | 450 | #VALUE! | #VALUE!
HUGHES BROTHERS | CF694-144-R | Y | HUGHES BROTHERS , CF694-144-R |  |  | 27.71 | 2001-12-17 15:57 | Anjanece | 5 | 450 | #VALUE! | #VALUE!
HUGHES BROTHERS | CF694-144-R | Y | HUGHES BROTHERS , CF694-144-R |  |  | 27.96 | 2001-12-17 15:57 | Anjanece | 5 | 450 | #VALUE! | #VALUE!
HUGHES BROTHERS | CF694-144-R | Y | HUGHES BROTHERS , CF694-144-R |  |  | 29.65 | 2001-12-17 15:57 | Anjanece | 5 | 450 | #VALUE! | #VALUE!
HUGHES BROTHERS | CF694-144-R | Y | HUGHES BROTHERS , CF694-144-R |  |  | 38.07 | 2001-12-17 15:57 | Anjanece | 5 | 450 | #VALUE! | #VALUE!
HUGHES BROTHERS | CF694-144-R | Y | HUGHES BROTHERS , CF694-144-R |  |  | 38.55 | 2001-12-17 15:57 | Anjanece | 5 | 450 | #VALUE! | #VALUE!
HUGHES BROTHERS | CF694-144-R | Y | HUGHES BROTHERS , CF694-144-R |  |  | 38.94 | 2001-12-17 15:57 | Anjanece | 5 | 450 | #VALUE! | #VALUE!
HUGHES BROTHERS | CF694-144-R | Y | HUGHES BROTHERS , CF694-144-R |  |  | 40.4 | 2001-12-17 15:57 | Anjanece | 5 | 450 | #VALUE! | #VALUE!
HUGHES BROTHERS | CF694-144-R | Y | HUGHES BROTHERS , CF694-144-R |  |  | 45.51 | 2001-12-17 15:57 | Anjanece | 5 | 450 | #VALUE! | #VALUE!
HUGHES BROTHERS | CF694-144-R | Y | HUGHES BROTHERS , CF694-144-R |  |  | 45.54 | 2001-12-17 15:57 | Anjanece | 5 | 450 | #VALUE! | #VALUE!
HUGHES BROTHERS | CF694-144-R | Y | HUGHES BROTHERS , CF694-144-R |  |  | 48.34 | 2001-12-17 15:57 | Anjanece | 5 | 450 | #VALUE! | #VALUE!
HUGHES BROTHERS | CF694-144-R | Y | HUGHES BROTHERS , CF694-144-R |  |  | 55.96 | 2001-12-17 15:57 | Anjanece | 5 | 450 | #VALUE! | #VALUE!
HUGHES BROTHERS | CF694-144-R | Y | HUGHES BROTHERS , CF694-144-R |  |  | 58.9 | 2001-12-17 15:57 | Anjanece | 5 | 450 | #VALUE! | #VALUE!
|  |  | , | JEA OVERHEAD DISTRIBUTION | Storm Stores | 32.4 | 2022-09-27 12:15 | Anjanece | 5 | 450 | #VALUE! | #VALUE!
|  |  | , |  |  | 32.65 | 2022-09-27 12:15 | Anjanece | 5 | 450 | #VALUE! | #VALUE!
HUBBELL | 80S028-0K09 | Y | HUBBELL , 80S028-0K09 | JEA OVERHEAD DISTRIBUTION | CSC Stores | 37.25 | 2001-12-17 15:58 | Anjanece | 3 | 2900 | #VALUE! | #VALUE!
HUBBELL | 80S028-0K09 | Y | HUBBELL , 80S028-0K09 |  |  | 43.74 | 2001-12-17 15:58 | Anjanece | 3 | 2900 | #VALUE! | #VALUE!
HUBBELL | 80S028-0K09 | Y | HUBBELL , 80S028-0K09 |  |  | 46.36 | 2001-12-17 15:58 | Anjanece | 3 | 2900 | #VALUE! | #VALUE!
HUBBELL | 80S028-0K09 | Y | HUBBELL , 80S028-0K09 |  |  | 46.37 | 2001-12-17 15:58 | Anjanece | 3 | 2900 | #VALUE! | #VALUE!
HUBBELL | 80S028-0K09 | Y | HUBBELL , 80S028-0K09 |  |  | 46.39 | 2001-12-17 15:58 | Anjanece | 3 | 2900 | #VALUE! | #VALUE!
HUBBELL | 80S028-0K09 | Y | HUBBELL , 80S028-0K09 |  |  | 46.48 | 2001-12-17 15:58 | Anjanece | 3 | 2900 | #VALUE! | #VALUE!
HUBBELL | 80S028-0K09 | Y | HUBBELL , 80S028-0K09 |  |  | 46.53 | 2001-12-17 15:58 | Anjanece | 3 | 2900 | #VALUE! | #VALUE!
HUBBELL | 80S028-0K09 | Y | HUBBELL , 80S028-0K09 |  |  | 46.59 | 2001-12-17 15:58 | Anjanece | 3 | 2900 | #VALUE! | #VALUE!
HUBBELL | 80S028-0K09 | Y | HUBBELL , 80S028-0K09 |  |  | 46.74 | 2001-12-17 15:58 | Anjanece | 3 | 2900 | #VALUE! | #VALUE!
HUBBELL | 80S028-0K09 | Y | HUBBELL , 80S028-0K09 |  |  | 46.84 | 2001-12-17 15:58 | Anjanece | 3 | 2900 | #VALUE! | #VALUE!
HUBBELL | 80S028-0K09 | Y | HUBBELL , 80S028-0K09 |  |  | 46.87 | 2001-12-17 15:58 | Anjanece | 3 | 2900 | #VALUE! | #VALUE!
HUBBELL | 80S028-0K09 | Y | HUBBELL , 80S028-0K09 |  |  | 46.91 | 2001-12-17 15:58 | Anjanece | 3 | 2900 | #VALUE! | #VALUE!
HUBBELL | 80S028-0K09 | Y | HUBBELL , 80S028-0K09 |  |  | 46.95 | 2001-12-17 15:58 | Anjanece | 3 | 2900 | #VALUE! | #VALUE!
HUBBELL | 80S028-0K09 | Y | HUBBELL , 80S028-0K09 |  |  | 46.99 | 2001-12-17 15:58 | Anjanece | 3 | 2900 | #VALUE! | #VALUE!
HUBBELL | 80S028-0K09 | Y | HUBBELL , 80S028-0K09 |  |  | 47.25 | 2001-12-17 15:58 | Anjanece | 3 | 2900 | #VALUE! | #VALUE!
HUBBELL | 80S028-0K09 | Y | HUBBELL , 80S028-0K09 |  |  | 47.88 | 2001-12-17 15:58 | Anjanece | 3 | 2900 | #VALUE! | #VALUE!
HUBBELL | 80S028-0K09 | Y | HUBBELL , 80S028-0K09 |  |  | 48.25 | 2001-12-17 15:58 | Anjanece | 3 | 2900 | #VALUE! | #VALUE!
HUBBELL | 80S028-0K09 | Y | HUBBELL , 80S028-0K09 |  |  | 48.34 | 2001-12-17 15:58 | Anjanece | 3 | 2900 | #VALUE! | #VALUE!
HUBBELL | 80S028-0K09 | Y | HUBBELL , 80S028-0K09 |  |  | 48.35 | 2001-12-17 15:58 | Anjanece | 3 | 2900 | #VALUE! | #VALUE!
HUBBELL | 80S028-0K09 | Y | HUBBELL , 80S028-0K09 |  |  | 49.63 | 2001-12-17 15:58 | Anjanece | 3 | 2900 | #VALUE! | #VALUE!
HUBBELL | 80S028-0K09 | Y | HUBBELL , 80S028-0K09 |  |  | 49.77 | 2001-12-17 15:58 | Anjanece | 3 | 2900 | #VALUE! | #VALUE!
HUBBELL | 80S028-0K09 | Y | HUBBELL , 80S028-0K09 |  |  | 49.8 | 2001-12-17 15:58 | Anjanece | 3 | 2900 | #VALUE! | #VALUE!
HUBBELL | 80S028-0K09 | Y | HUBBELL , 80S028-0K09 |  |  | 51.83 | 2001-12-17 15:58 | Anjanece | 3 | 2900 | #VALUE! | #VALUE!
HUBBELL | 80S028-0K09 | Y | HUBBELL , 80S028-0K09 |  |  | 54.34 | 2001-12-17 15:58 | Anjanece | 3 | 2900 | #VALUE! | #VALUE!
HUBBELL | 80S028-0K09 | Y | HUBBELL , 80S028-0K09 |  |  | 54.51 | 2001-12-17 15:58 | Anjanece | 3 | 2900 | #VALUE! | #VALUE!
HUBBELL | 80S028-0K09 | Y | HUBBELL , 80S028-0K09 |  |  | 55.67 | 2001-12-17 15:58 | Anjanece | 3 | 2900 | #VALUE! | #VALUE!
HUBBELL | 80S028-0K09 | Y | HUBBELL , 80S028-0K09 |  |  | 56.59 | 2001-12-17 15:58 | Anjanece | 3 | 2900 | #VALUE! | #VALUE!
HUBBELL | 80S028-0K09 | Y | HUBBELL , 80S028-0K09 |  |  | 56.62 | 2001-12-17 15:58 | Anjanece | 3 | 2900 | #VALUE! | #VALUE!
HUBBELL | 80S028-0K09 | Y | HUBBELL , 80S028-0K09 |  |  | 56.63 | 2001-12-17 15:58 | Anjanece | 3 | 2900 | #VALUE! | #VALUE!
HUBBELL | 80S028-0K09 | Y | HUBBELL , 80S028-0K09 |  |  | 56.64 | 2001-12-17 15:58 | Anjanece | 3 | 2900 | #VALUE! | #VALUE!
HUBBELL | 80S028-0K09 | Y | HUBBELL , 80S028-0K09 |  |  | 56.67 | 2001-12-17 15:58 | Anjanece | 3 | 2900 | #VALUE! | #VALUE!
HUBBELL | 80S028-0K09 | Y | HUBBELL , 80S028-0K09 |  |  | 58.45 | 2001-12-17 15:58 | Anjanece | 3 | 2900 | #VALUE! | #VALUE!
HUBBELL | 80S028-0K09 | Y | HUBBELL , 80S028-0K09 |  |  | 62.8 | 2001-12-17 15:58 | Anjanece | 3 | 2900 | #VALUE! | #VALUE!
HUBBELL | 80S028-0K09 | Y | HUBBELL , 80S028-0K09 |  |  | 66.14 | 2001-12-17 15:58 | Anjanece | 3 | 2900 | #VALUE! | #VALUE!
HUBBELL | 80S028-0K09 | Y | HUBBELL , 80S028-0K09 |  |  | 66.3 | 2001-12-17 15:58 | Anjanece | 3 | 2900 | #VALUE! | #VALUE!
HUBBELL | 80S028-0K09 | Y | HUBBELL , 80S028-0K09 |  |  | 67.47 | 2001-12-17 15:58 | Anjanece | 3 | 2900 | #VALUE! | #VALUE!
HUBBELL | 80S028-0K09 | Y | HUBBELL , 80S028-0K09 |  |  | 67.75 | 2001-12-17 15:58 | Anjanece | 3 | 2900 | #VALUE! | #VALUE!
HUBBELL | 80S028-0K09 | Y | HUBBELL , 80S028-0K09 |  |  | 70.03 | 2001-12-17 15:58 | Anjanece | 3 | 2900 | #VALUE! | #VALUE!
HUBBELL | 80S028-0K09 | Y | HUBBELL , 80S028-0K09 |  |  | 74.86 | 2001-12-17 15:58 | Anjanece | 3 | 2900 | #VALUE! | #VALUE!
HUBBELL | 80S028-0K09 | Y | HUBBELL , 80S028-0K09 |  |  | 75.3 | 2001-12-17 15:58 | Anjanece | 3 | 2900 | #VALUE! | #VALUE!
HUBBELL | 80S028-0K09 | Y | HUBBELL , 80S028-0K09 |  |  | 81.77 | 2001-12-17 15:58 | Anjanece | 3 | 2900 | #VALUE! | #VALUE!
HUBBELL | 80S028-0K09 | Y | HUBBELL , 80S028-0K09 |  |  | 83.97 | 2001-12-17 15:58 | Anjanece | 3 | 2900 | #VALUE! | #VALUE!
HUBBELL | 80S028-0K09 | Y | HUBBELL , 80S028-0K09 |  |  | 85.34 | 2001-12-17 15:58 | Anjanece | 3 | 2900 | #VALUE! | #VALUE!
HUBBELL | 80S028-0K09 | Y | HUBBELL , 80S028-0K09 |  |  | 85.89 | 2001-12-17 15:58 | Anjanece | 3 | 2900 | #VALUE! | #VALUE!
HUBBELL | 80S028-0K09 | Y | HUBBELL , 80S028-0K09 |  |  | 86.7 | 2001-12-17 15:58 | Anjanece | 3 | 2900 | #VALUE! | #VALUE!
HUBBELL | 80S028-0K09 | Y | HUBBELL , 80S028-0K09 |  |  | 88.19 | 2001-12-17 15:58 | Anjanece | 3 | 2900 | #VALUE! | #VALUE!
HUBBELL | 80S028-0K09 | Y | HUBBELL , 80S028-0K09 |  |  | 88.51 | 2001-12-17 15:58 | Anjanece | 3 | 2900 | #VALUE! | #VALUE!
HUBBELL | 80S028-0K09 | Y | HUBBELL , 80S028-0K09 |  |  | 88.68 | 2001-12-17 15:58 | Anjanece | 3 | 2900 | #VALUE! | #VALUE!
HUBBELL | 80S028-0K09 | Y | HUBBELL , 80S028-0K09 |  |  | 89.64 | 2001-12-17 15:58 | Anjanece | 3 | 2900 | #VALUE! | #VALUE!
HUBBELL | 80S028-0K09 | Y | HUBBELL , 80S028-0K09 |  |  | 89.98 | 2001-12-17 15:58 | Anjanece | 3 | 2900 | #VALUE! | #VALUE!
HUBBELL | 80S028-0K09 | Y | HUBBELL , 80S028-0K09 |  |  | 90.33 | 2001-12-17 15:58 | Anjanece | 3 | 2900 | #VALUE! | #VALUE!
HUBBELL | 80S028-0K09 | Y | HUBBELL , 80S028-0K09 |  |  | 90.54 | 2001-12-17 15:58 | Anjanece | 3 | 2900 | #VALUE! | #VALUE!
HUBBELL | 80S028-0K09 | Y | HUBBELL , 80S028-0K09 |  |  | 90.88 | 2001-12-17 15:58 | Anjanece | 3 | 2900 | #VALUE! | #VALUE!
HUBBELL | 80S028-0K09 | Y | HUBBELL , 80S028-0K09 |  |  | 91.43 | 2001-12-17 15:58 | Anjanece | 3 | 2900 | #VALUE! | #VALUE!
HUBBELL | 80S028-0K09 | Y | HUBBELL , 80S028-0K09 |  |  | 91.5 | 2001-12-17 15:58 | Anjanece | 3 | 2900 | #VALUE! | #VALUE!
HUBBELL | 80S028-0K09 | Y | HUBBELL , 80S028-0K09 |  |  | 92.35 | 2001-12-17 15:58 | Anjanece | 3 | 2900 | #VALUE! | #VALUE!
HUBBELL | 80S028-0K09 | Y | HUBBELL , 80S028-0K09 |  |  | 92.52 | 2001-12-17 15:58 | Anjanece | 3 | 2900 | #VALUE! | #VALUE!
HUBBELL | 80S028-0K09 | Y | HUBBELL , 80S028-0K09 |  |  | 92.58 | 2001-12-17 15:58 | Anjanece | 3 | 2900 | #VALUE! | #VALUE!
MACLEAN POWER SYSTEMS | H040U0008MXSS004 | Y | MACLEAN POWER SYSTEMS , H040U0008MXSS004 | JEA OVERHEAD DISTRIBUTION | CSC Stores | 37.25 | 2001-12-17 15:58 | Anjanece | 3 | 2900 | #VALUE! | #VALUE!
MACLEAN POWER SYSTEMS | H040U0008MXSS004 | Y | MACLEAN POWER SYSTEMS , H040U0008MXSS004 |  |  | 43.74 | 2001-12-17 15:58 | Anjanece | 3 | 2900 | #VALUE! | #VALUE!
MACLEAN POWER SYSTEMS | H040U0008MXSS004 | Y | MACLEAN POWER SYSTEMS , H040U0008MXSS004 |  |  | 46.36 | 2001-12-17 15:58 | Anjanece | 3 | 2900 | #VALUE! | #VALUE!
MACLEAN POWER SYSTEMS | H040U0008MXSS004 | Y | MACLEAN POWER SYSTEMS , H040U0008MXSS004 |  |  | 46.37 | 2001-12-17 15:58 | Anjanece | 3 | 2900 | #VALUE! | #VALUE!
MACLEAN POWER SYSTEMS | H040U0008MXSS004 | Y | MACLEAN POWER SYSTEMS , H040U0008MXSS004 |  |  | 46.39 | 2001-12-17 15:58 | Anjanece | 3 | 2900 | #VALUE! | #VALUE!
MACLEAN POWER SYSTEMS | H040U0008MXSS004 | Y | MACLEAN POWER SYSTEMS , H040U0008MXSS004 |  |  | 46.48 | 2001-12-17 15:58 | Anjanece | 3 | 2900 | #VALUE! | #VALUE!
MACLEAN POWER SYSTEMS | H040U0008MXSS004 | Y | MACLEAN POWER SYSTEMS , H040U0008MXSS004 |  |  | 46.53 | 2001-12-17 15:58 | Anjanece | 3 | 2900 | #VALUE! | #VALUE!
MACLEAN POWER SYSTEMS | H040U0008MXSS004 | Y | MACLEAN POWER SYSTEMS , H040U0008MXSS004 |  |  | 46.59 | 2001-12-17 15:58 | Anjanece | 3 | 2900 | #VALUE! | #VALUE!
MACLEAN POWER SYSTEMS | H040U0008MXSS004 | Y | MACLEAN POWER SYSTEMS , H040U0008MXSS004 |  |  | 46.74 | 2001-12-17 15:58 | Anjanece | 3 | 2900 | #VALUE! | #VALUE!
MACLEAN POWER SYSTEMS | H040U0008MXSS004 | Y | MACLEAN POWER SYSTEMS , H040U0008MXSS004 |  |  | 46.84 | 2001-12-17 15:58 | Anjanece | 3 | 2900 | #VALUE! | #VALUE!
MACLEAN POWER SYSTEMS | H040U0008MXSS004 | Y | MACLEAN POWER SYSTEMS , H040U0008MXSS004 |  |  | 46.87 | 2001-12-17 15:58 | Anjanece | 3 | 2900 | #VALUE! | #VALUE!
MACLEAN POWER SYSTEMS | H040U0008MXSS004 | Y | MACLEAN POWER SYSTEMS , H040U0008MXSS004 |  |  | 46.91 | 2001-12-17 15:58 | Anjanece | 3 | 2900 | #VALUE! | #VALUE!
MACLEAN POWER SYSTEMS | H040U0008MXSS004 | Y | MACLEAN POWER SYSTEMS , H040U0008MXSS004 |  |  | 46.95 | 2001-12-17 15:58 | Anjanece | 3 | 2900 | #VALUE! | #VALUE!
MACLEAN POWER SYSTEMS | H040U0008MXSS004 | Y | MACLEAN POWER SYSTEMS , H040U0008MXSS004 |  |  | 46.99 | 2001-12-17 15:58 | Anjanece | 3 | 2900 | #VALUE! | #VALUE!
MACLEAN POWER SYSTEMS | H040U0008MXSS004 | Y | MACLEAN POWER SYSTEMS , H040U0008MXSS004 |  |  | 47.25 | 2001-12-17 15:58 | Anjanece | 3 | 2900 | #VALUE! | #VALUE!
MACLEAN POWER SYSTEMS | H040U0008MXSS004 | Y | MACLEAN POWER SYSTEMS , H040U0008MXSS004 |  |  | 47.88 | 2001-12-17 15:58 | Anjanece | 3 | 2900 | #VALUE! | #VALUE!
MACLEAN POWER SYSTEMS | H040U0008MXSS004 | Y | MACLEAN POWER SYSTEMS , H040U0008MXSS004 |  |  | 48.25 | 2001-12-17 15:58 | Anjanece | 3 | 2900 | #VALUE! | #VALUE!
MACLEAN POWER SYSTEMS | H040U0008MXSS004 | Y | MACLEAN POWER SYSTEMS , H040U0008MXSS004 |  |  | 48.34 | 2001-12-17 15:58 | Anjanece | 3 | 2900 | #VALUE! | #VALUE!
MACLEAN POWER SYSTEMS | H040U0008MXSS004 | Y | MACLEAN POWER SYSTEMS , H040U0008MXSS004 |  |  | 48.35 | 2001-12-17 15:58 | Anjanece | 3 | 2900 | #VALUE! | #VALUE!
MACLEAN POWER SYSTEMS | H040U0008MXSS004 | Y | MACLEAN POWER SYSTEMS , H040U0008MXSS004 |  |  | 49.63 | 2001-12-17 15:58 | Anjanece | 3 | 2900 | #VALUE! | #VALUE!
MACLEAN POWER SYSTEMS | H040U0008MXSS004 | Y | MACLEAN POWER SYSTEMS , H040U0008MXSS004 |  |  | 49.77 | 2001-12-17 15:58 | Anjanece | 3 | 2900 | #VALUE! | #VALUE!
MACLEAN POWER SYSTEMS | H040U0008MXSS004 | Y | MACLEAN POWER SYSTEMS , H040U0008MXSS004 |  |  | 49.8 | 2001-12-17 15:58 | Anjanece | 3 | 2900 | #VALUE! | #VALUE!
MACLEAN POWER SYSTEMS | H040U0008MXSS004 | Y | MACLEAN POWER SYSTEMS , H040U0008MXSS004 |  |  | 51.83 | 2001-12-17 15:58 | Anjanece | 3 | 2900 | #VALUE! | #VALUE!
MACLEAN POWER SYSTEMS | H040U0008MXSS004 | Y | MACLEAN POWER SYSTEMS , H040U0008MXSS004 |  |  | 54.34 | 2001-12-17 15:58 | Anjanece | 3 | 2900 | #VALUE! | #VALUE!
MACLEAN POWER SYSTEMS | H040U0008MXSS004 | Y | MACLEAN POWER SYSTEMS , H040U0008MXSS004 |  |  | 54.51 | 2001-12-17 15:58 | Anjanece | 3 | 2900 | #VALUE! | #VALUE!
MACLEAN POWER SYSTEMS | H040U0008MXSS004 | Y | MACLEAN POWER SYSTEMS , H040U0008MXSS004 |  |  | 55.67 | 2001-12-17 15:58 | Anjanece | 3 | 2900 | #VALUE! | #VALUE!
MACLEAN POWER SYSTEMS | H040U0008MXSS004 | Y | MACLEAN POWER SYSTEMS , H040U0008MXSS004 |  |  | 56.59 | 2001-12-17 15:58 | Anjanece | 3 | 2900 | #VALUE! | #VALUE!
MACLEAN POWER SYSTEMS | H040U0008MXSS004 | Y | MACLEAN POWER SYSTEMS , H040U0008MXSS004 |  |  | 56.62 | 2001-12-17 15:58 | Anjanece | 3 | 2900 | #VALUE! | #VALUE!
MACLEAN POWER SYSTEMS | H040U0008MXSS004 | Y | MACLEAN POWER SYSTEMS , H040U0008MXSS004 |  |  | 56.63 | 2001-12-17 15:58 | Anjanece | 3 | 2900 | #VALUE! | #VALUE!
MACLEAN POWER SYSTEMS | H040U0008MXSS004 | Y | MACLEAN POWER SYSTEMS , H040U0008MXSS004 |  |  | 56.64 | 2001-12-17 15:58 | Anjanece | 3 | 2900 | #VALUE! | #VALUE!
MACLEAN POWER SYSTEMS | H040U0008MXSS004 | Y | MACLEAN POWER SYSTEMS , H040U0008MXSS004 |  |  | 56.67 | 2001-12-17 15:58 | Anjanece | 3 | 2900 | #VALUE! | #VALUE!
MACLEAN POWER SYSTEMS | H040U0008MXSS004 | Y | MACLEAN POWER SYSTEMS , H040U0008MXSS004 |  |  | 58.45 | 2001-12-17 15:58 | Anjanece | 3 | 2900 | #VALUE! | #VALUE!
MACLEAN POWER SYSTEMS | H040U0008MXSS004 | Y | MACLEAN POWER SYSTEMS , H040U0008MXSS004 |  |  | 62.8 | 2001-12-17 15:58 | Anjanece | 3 | 2900 | #VALUE! | #VALUE!
MACLEAN POWER SYSTEMS | H040U0008MXSS004 | Y | MACLEAN POWER SYSTEMS , H040U0008MXSS004 |  |  | 66.14 | 2001-12-17 15:58 | Anjanece | 3 | 2900 | #VALUE! | #VALUE!
MACLEAN POWER SYSTEMS | H040U0008MXSS004 | Y | MACLEAN POWER SYSTEMS , H040U0008MXSS004 |  |  | 66.3 | 2001-12-17 15:58 | Anjanece | 3 | 2900 | #VALUE! | #VALUE!
MACLEAN POWER SYSTEMS | H040U0008MXSS004 | Y | MACLEAN POWER SYSTEMS , H040U0008MXSS004 |  |  | 67.47 | 2001-12-17 15:58 | Anjanece | 3 | 2900 | #VALUE! | #VALUE!
MACLEAN POWER SYSTEMS | H040U0008MXSS004 | Y | MACLEAN POWER SYSTEMS , H040U0008MXSS004 |  |  | 67.75 | 2001-12-17 15:58 | Anjanece | 3 | 2900 | #VALUE! | #VALUE!
MACLEAN POWER SYSTEMS | H040U0008MXSS004 | Y | MACLEAN POWER SYSTEMS , H040U0008MXSS004 |  |  | 70.03 | 2001-12-17 15:58 | Anjanece | 3 | 2900 | #VALUE! | #VALUE!
MACLEAN POWER SYSTEMS | H040U0008MXSS004 | Y | MACLEAN POWER SYSTEMS , H040U0008MXSS004 |  |  | 74.86 | 2001-12-17 15:58 | Anjanece | 3 | 2900 | #VALUE! | #VALUE!
MACLEAN POWER SYSTEMS | H040U0008MXSS004 | Y | MACLEAN POWER SYSTEMS , H040U0008MXSS004 |  |  | 75.3 | 2001-12-17 15:58 | Anjanece | 3 | 2900 | #VALUE! | #VALUE!
MACLEAN POWER SYSTEMS | H040U0008MXSS004 | Y | MACLEAN POWER SYSTEMS , H040U0008MXSS004 |  |  | 81.77 | 2001-12-17 15:58 | Anjanece | 3 | 2900 | #VALUE! | #VALUE!
MACLEAN POWER SYSTEMS | H040U0008MXSS004 | Y | MACLEAN POWER SYSTEMS , H040U0008MXSS004 |  |  | 83.97 | 2001-12-17 15:58 | Anjanece | 3 | 2900 | #VALUE! | #VALUE!
MACLEAN POWER SYSTEMS | H040U0008MXSS004 | Y | MACLEAN POWER SYSTEMS , H040U0008MXSS004 |  |  | 85.34 | 2001-12-17 15:58 | Anjanece | 3 | 2900 | #VALUE! | #VALUE!
MACLEAN POWER SYSTEMS | H040U0008MXSS004 | Y | MACLEAN POWER SYSTEMS , H040U0008MXSS004 |  |  | 85.89 | 2001-12-17 15:58 | Anjanece | 3 | 2900 | #VALUE! | #VALUE!
MACLEAN POWER SYSTEMS | H040U0008MXSS004 | Y | MACLEAN POWER SYSTEMS , H040U0008MXSS004 |  |  | 86.7 | 2001-12-17 15:58 | Anjanece | 3 | 2900 | #VALUE! | #VALUE!
MACLEAN POWER SYSTEMS | H040U0008MXSS004 | Y | MACLEAN POWER SYSTEMS , H040U0008MXSS004 |  |  | 88.19 | 2001-12-17 15:58 | Anjanece | 3 | 2900 | #VALUE! | #VALUE!
MACLEAN POWER SYSTEMS | H040U0008MXSS004 | Y | MACLEAN POWER SYSTEMS , H040U0008MXSS004 |  |  | 88.51 | 2001-12-17 15:58 | Anjanece | 3 | 2900 | #VALUE! | #VALUE!
MACLEAN POWER SYSTEMS | H040U0008MXSS004 | Y | MACLEAN POWER SYSTEMS , H040U0008MXSS004 |  |  | 88.68 | 2001-12-17 15:58 | Anjanece | 3 | 2900 | #VALUE! | #VALUE!
MACLEAN POWER SYSTEMS | H040U0008MXSS004 | Y | MACLEAN POWER SYSTEMS , H040U0008MXSS004 |  |  | 89.64 | 2001-12-17 15:58 | Anjanece | 3 | 2900 | #VALUE! | #VALUE!
MACLEAN POWER SYSTEMS | H040U0008MXSS004 | Y | MACLEAN POWER SYSTEMS , H040U0008MXSS004 |  |  | 89.98 | 2001-12-17 15:58 | Anjanece | 3 | 2900 | #VALUE! | #VALUE!
MACLEAN POWER SYSTEMS | H040U0008MXSS004 | Y | MACLEAN POWER SYSTEMS , H040U0008MXSS004 |  |  | 90.33 | 2001-12-17 15:58 | Anjanece | 3 | 2900 | #VALUE! | #VALUE!
MACLEAN POWER SYSTEMS | H040U0008MXSS004 | Y | MACLEAN POWER SYSTEMS , H040U0008MXSS004 |  |  | 90.54 | 2001-12-17 15:58 | Anjanece | 3 | 2900 | #VALUE! | #VALUE!
MACLEAN POWER SYSTEMS | H040U0008MXSS004 | Y | MACLEAN POWER SYSTEMS , H040U0008MXSS004 |  |  | 90.88 | 2001-12-17 15:58 | Anjanece | 3 | 2900 | #VALUE! | #VALUE!
MACLEAN POWER SYSTEMS | H040U0008MXSS004 | Y | MACLEAN POWER SYSTEMS , H040U0008MXSS004 |  |  | 91.43 | 2001-12-17 15:58 | Anjanece | 3 | 2900 | #VALUE! | #VALUE!
MACLEAN POWER SYSTEMS | H040U0008MXSS004 | Y | MACLEAN POWER SYSTEMS , H040U0008MXSS004 |  |  | 91.5 | 2001-12-17 15:58 | Anjanece | 3 | 2900 | #VALUE! | #VALUE!
MACLEAN POWER SYSTEMS | H040U0008MXSS004 | Y | MACLEAN POWER SYSTEMS , H040U0008MXSS004 |  |  | 92.35 | 2001-12-17 15:58 | Anjanece | 3 | 2900 | #VALUE! | #VALUE!
MACLEAN POWER SYSTEMS | H040U0008MXSS004 | Y | MACLEAN POWER SYSTEMS , H040U0008MXSS004 |  |  | 92.52 | 2001-12-17 15:58 | Anjanece | 3 | 2900 | #VALUE! | #VALUE!
MACLEAN POWER SYSTEMS | H040U0008MXSS004 | Y | MACLEAN POWER SYSTEMS , H040U0008MXSS004 |  |  | 92.58 | 2001-12-17 15:58 | Anjanece | 3 | 2900 | #VALUE! | #VALUE!
|  |  | , | JEA OVERHEAD DISTRIBUTION | Storm Stores | 0 | 2021-11-23 17:40 | Anjanece |  | 2900 | #VALUE! | #VALUE!
|  |  | , |  |  | 56.59 | 2021-11-23 17:40 | Anjanece |  | 2900 | #VALUE! | #VALUE!
|  |  | , |  |  | 58.63 | 2021-11-23 17:40 | Anjanece |  | 2900 | #VALUE! | #VALUE!
|  |  | , |  |  | 67.78 | 2021-11-23 17:40 | Anjanece |  | 2900 | #VALUE! | #VALUE!
|  |  | , |  |  | 77.94 | 2021-11-23 17:40 | Anjanece |  | 2900 | #VALUE! | #VALUE!
|  |  | , |  |  | 78.53 | 2021-11-23 17:40 | Anjanece |  | 2900 | #VALUE! | #VALUE!
|  |  | , |  |  | 78.82 | 2021-11-23 17:40 | Anjanece |  | 2900 | #VALUE! | #VALUE!
|  |  | , |  |  | 79.94 | 2021-11-23 17:40 | Anjanece |  | 2900 | #VALUE! | #VALUE!
HUBBELL | P250034S0020 | Y | HUBBELL , P250034S0020 | JEA TRANSMISSION | CSC Stores | 159.87 | 2001-12-17 16:16 | John | 1 | 0 | N | N
HUBBELL | P250034S0020 | Y | HUBBELL , P250034S0020 |  |  | 160.19 | 2001-12-17 16:16 | John | 1 | 0 | N | N
HUBBELL | P250034S0020 | Y | HUBBELL , P250034S0020 |  |  | 160.49 | 2001-12-17 16:16 | John | 1 | 0 | N | N
HUBBELL | P250034S0020 | Y | HUBBELL , P250034S0020 |  |  | 162.01 | 2001-12-17 16:16 | John | 1 | 0 | N | N
HUBBELL | P250034S0020 | Y | HUBBELL , P250034S0020 |  |  | 162.05 | 2001-12-17 16:16 | John | 1 | 0 | N | N
HUBBELL | P250034S0020 | Y | HUBBELL , P250034S0020 |  |  | 163.75 | 2001-12-17 16:16 | John | 1 | 0 | N | N
HUBBELL | P250034S0020 | Y | HUBBELL , P250034S0020 |  |  | 165.29 | 2001-12-17 16:16 | John | 1 | 0 | N | N
HUBBELL | P250034S0020 | Y | HUBBELL , P250034S0020 |  |  | 165.79 | 2001-12-17 16:16 | John | 1 | 0 | N | N
HUBBELL | P250034S0020 | Y | HUBBELL , P250034S0020 |  |  | 172.87 | 2001-12-17 16:16 | John | 1 | 0 | N | N
HUBBELL | P250034S0020 | Y | HUBBELL , P250034S0020 |  |  | 174.49 | 2001-12-17 16:16 | John | 1 | 0 | N | N
HUBBELL | P250034S0020 | Y | HUBBELL , P250034S0020 |  |  | 204.51 | 2001-12-17 16:16 | John | 1 | 0 | N | N
HUBBELL | P250034S0020 | Y | HUBBELL , P250034S0020 |  |  | 213 | 2001-12-17 16:16 | John | 1 | 0 | N | N
HUBBELL | P250034S0020 | Y | HUBBELL , P250034S0020 |  |  | 213.27 | 2001-12-17 16:16 | John | 1 | 0 | N | N
HUBBELL | P250034S0020 | Y | HUBBELL , P250034S0020 |  |  | 214.15 | 2001-12-17 16:16 | John | 1 | 0 | N | N
HUBBELL | P250034S0020 | Y | HUBBELL , P250034S0020 |  |  | 214.53 | 2001-12-17 16:16 | John | 1 | 0 | N | N
HUBBELL | P250034S0020 | Y | HUBBELL , P250034S0020 |  |  | 221.26 | 2001-12-17 16:16 | John | 1 | 0 | N | N
HUBBELL | P250034S0020 | Y | HUBBELL , P250034S0020 |  |  | 223.45 | 2001-12-17 16:16 | John | 1 | 0 | N | N
HUBBELL | P250034S0020 | Y | HUBBELL , P250034S0020 |  |  | 236.99 | 2001-12-17 16:16 | John | 1 | 0 | N | N
HUBBELL | P250034S0020 | Y | HUBBELL , P250034S0020 |  |  | 237.01 | 2001-12-17 16:16 | John | 1 | 0 | N | N
HUBBELL | P250034S0020 | Y | HUBBELL , P250034S0020 |  |  | 237.03 | 2001-12-17 16:16 | John | 1 | 0 | N | N
HUBBELL | P250034S0020 | Y | HUBBELL , P250034S0020 |  |  | 237.09 | 2001-12-17 16:16 | John | 1 | 0 | N | N
HUBBELL | P250034S0020 | Y | HUBBELL , P250034S0020 |  |  | 237.14 | 2001-12-17 16:16 | John | 1 | 0 | N | N
HUBBELL | P250034S0020 | Y | HUBBELL , P250034S0020 |  |  | 237.17 | 2001-12-17 16:16 | John | 1 | 0 | N | N
HUBBELL | P250034S0020 | Y | HUBBELL , P250034S0020 |  |  | 238.13 | 2001-12-17 16:16 | John | 1 | 0 | N | N
LAPP INSULATOR | CL2-049-21-095-A | Y | LAPP INSULATOR , CL2-049-21-095-A | JEA TRANSMISSION | CSC Stores | 159.87 | 2001-12-17 16:16 | John | 1 | 0 | N | N
LAPP INSULATOR | CL2-049-21-095-A | Y | LAPP INSULATOR , CL2-049-21-095-A |  |  | 160.19 | 2001-12-17 16:16 | John | 1 | 0 | N | N
LAPP INSULATOR | CL2-049-21-095-A | Y | LAPP INSULATOR , CL2-049-21-095-A |  |  | 160.49 | 2001-12-17 16:16 | John | 1 | 0 | N | N
LAPP INSULATOR | CL2-049-21-095-A | Y | LAPP INSULATOR , CL2-049-21-095-A |  |  | 162.01 | 2001-12-17 16:16 | John | 1 | 0 | N | N
LAPP INSULATOR | CL2-049-21-095-A | Y | LAPP INSULATOR , CL2-049-21-095-A |  |  | 162.05 | 2001-12-17 16:16 | John | 1 | 0 | N | N
LAPP INSULATOR | CL2-049-21-095-A | Y | LAPP INSULATOR , CL2-049-21-095-A |  |  | 163.75 | 2001-12-17 16:16 | John | 1 | 0 | N | N
LAPP INSULATOR | CL2-049-21-095-A | Y | LAPP INSULATOR , CL2-049-21-095-A |  |  | 165.29 | 2001-12-17 16:16 | John | 1 | 0 | N | N
LAPP INSULATOR | CL2-049-21-095-A | Y | LAPP INSULATOR , CL2-049-21-095-A |  |  | 165.79 | 2001-12-17 16:16 | John | 1 | 0 | N | N
LAPP INSULATOR | CL2-049-21-095-A | Y | LAPP INSULATOR , CL2-049-21-095-A |  |  | 172.87 | 2001-12-17 16:16 | John | 1 | 0 | N | N
LAPP INSULATOR | CL2-049-21-095-A | Y | LAPP INSULATOR , CL2-049-21-095-A |  |  | 174.49 | 2001-12-17 16:16 | John | 1 | 0 | N | N
LAPP INSULATOR | CL2-049-21-095-A | Y | LAPP INSULATOR , CL2-049-21-095-A |  |  | 204.51 | 2001-12-17 16:16 | John | 1 | 0 | N | N
LAPP INSULATOR | CL2-049-21-095-A | Y | LAPP INSULATOR , CL2-049-21-095-A |  |  | 213 | 2001-12-17 16:16 | John | 1 | 0 | N | N
LAPP INSULATOR | CL2-049-21-095-A | Y | LAPP INSULATOR , CL2-049-21-095-A |  |  | 213.27 | 2001-12-17 16:16 | John | 1 | 0 | N | N
LAPP INSULATOR | CL2-049-21-095-A | Y | LAPP INSULATOR , CL2-049-21-095-A |  |  | 214.15 | 2001-12-17 16:16 | John | 1 | 0 | N | N
LAPP INSULATOR | CL2-049-21-095-A | Y | LAPP INSULATOR , CL2-049-21-095-A |  |  | 214.53 | 2001-12-17 16:16 | John | 1 | 0 | N | N
LAPP INSULATOR | CL2-049-21-095-A | Y | LAPP INSULATOR , CL2-049-21-095-A |  |  | 221.26 | 2001-12-17 16:16 | John | 1 | 0 | N | N
LAPP INSULATOR | CL2-049-21-095-A | Y | LAPP INSULATOR , CL2-049-21-095-A |  |  | 223.45 | 2001-12-17 16:16 | John | 1 | 0 | N | N
LAPP INSULATOR | CL2-049-21-095-A | Y | LAPP INSULATOR , CL2-049-21-095-A |  |  | 236.99 | 2001-12-17 16:16 | John | 1 | 0 | N | N
LAPP INSULATOR | CL2-049-21-095-A | Y | LAPP INSULATOR , CL2-049-21-095-A |  |  | 237.01 | 2001-12-17 16:16 | John | 1 | 0 | N | N
LAPP INSULATOR | CL2-049-21-095-A | Y | LAPP INSULATOR , CL2-049-21-095-A |  |  | 237.03 | 2001-12-17 16:16 | John | 1 | 0 | N | N
LAPP INSULATOR | CL2-049-21-095-A | Y | LAPP INSULATOR , CL2-049-21-095-A |  |  | 237.09 | 2001-12-17 16:16 | John | 1 | 0 | N | N
LAPP INSULATOR | CL2-049-21-095-A | Y | LAPP INSULATOR , CL2-049-21-095-A |  |  | 237.14 | 2001-12-17 16:16 | John | 1 | 0 | N | N
LAPP INSULATOR | CL2-049-21-095-A | Y | LAPP INSULATOR , CL2-049-21-095-A |  |  | 237.17 | 2001-12-17 16:16 | John | 1 | 0 | N | N
LAPP INSULATOR | CL2-049-21-095-A | Y | LAPP INSULATOR , CL2-049-21-095-A |  |  | 238.13 | 2001-12-17 16:16 | John | 1 | 0 | N | N
MACLEAN POWER SYSTEMS | H29010035MXSS018 | Y | MACLEAN POWER SYSTEMS , H29010035MXSS018 | JEA TRANSMISSION | CSC Stores | 159.87 | 2001-12-17 16:16 | John | 1 | 0 | N | N
MACLEAN POWER SYSTEMS | H29010035MXSS018 | Y | MACLEAN POWER SYSTEMS , H29010035MXSS018 |  |  | 160.19 | 2001-12-17 16:16 | John | 1 | 0 | N | N
MACLEAN POWER SYSTEMS | H29010035MXSS018 | Y | MACLEAN POWER SYSTEMS , H29010035MXSS018 |  |  | 160.49 | 2001-12-17 16:16 | John | 1 | 0 | N | N
MACLEAN POWER SYSTEMS | H29010035MXSS018 | Y | MACLEAN POWER SYSTEMS , H29010035MXSS018 |  |  | 162.01 | 2001-12-17 16:16 | John | 1 | 0 | N | N
MACLEAN POWER SYSTEMS | H29010035MXSS018 | Y | MACLEAN POWER SYSTEMS , H29010035MXSS018 |  |  | 162.05 | 2001-12-17 16:16 | John | 1 | 0 | N | N
MACLEAN POWER SYSTEMS | H29010035MXSS018 | Y | MACLEAN POWER SYSTEMS , H29010035MXSS018 |  |  | 163.75 | 2001-12-17 16:16 | John | 1 | 0 | N | N
MACLEAN POWER SYSTEMS | H29010035MXSS018 | Y | MACLEAN POWER SYSTEMS , H29010035MXSS018 |  |  | 165.29 | 2001-12-17 16:16 | John | 1 | 0 | N | N
MACLEAN POWER SYSTEMS | H29010035MXSS018 | Y | MACLEAN POWER SYSTEMS , H29010035MXSS018 |  |  | 165.79 | 2001-12-17 16:16 | John | 1 | 0 | N | N
MACLEAN POWER SYSTEMS | H29010035MXSS018 | Y | MACLEAN POWER SYSTEMS , H29010035MXSS018 |  |  | 172.87 | 2001-12-17 16:16 | John | 1 | 0 | N | N
MACLEAN POWER SYSTEMS | H29010035MXSS018 | Y | MACLEAN POWER SYSTEMS , H29010035MXSS018 |  |  | 174.49 | 2001-12-17 16:16 | John | 1 | 0 | N | N
MACLEAN POWER SYSTEMS | H29010035MXSS018 | Y | MACLEAN POWER SYSTEMS , H29010035MXSS018 |  |  | 204.51 | 2001-12-17 16:16 | John | 1 | 0 | N | N
MACLEAN POWER SYSTEMS | H29010035MXSS018 | Y | MACLEAN POWER SYSTEMS , H29010035MXSS018 |  |  | 213 | 2001-12-17 16:16 | John | 1 | 0 | N | N
MACLEAN POWER SYSTEMS | H29010035MXSS018 | Y | MACLEAN POWER SYSTEMS , H29010035MXSS018 |  |  | 213.27 | 2001-12-17 16:16 | John | 1 | 0 | N | N
MACLEAN POWER SYSTEMS | H29010035MXSS018 | Y | MACLEAN POWER SYSTEMS , H29010035MXSS018 |  |  | 214.15 | 2001-12-17 16:16 | John | 1 | 0 | N | N
MACLEAN POWER SYSTEMS | H29010035MXSS018 | Y | MACLEAN POWER SYSTEMS , H29010035MXSS018 |  |  | 214.53 | 2001-12-17 16:16 | John | 1 | 0 | N | N
MACLEAN POWER SYSTEMS | H29010035MXSS018 | Y | MACLEAN POWER SYSTEMS , H29010035MXSS018 |  |  | 221.26 | 2001-12-17 16:16 | John | 1 | 0 | N | N
MACLEAN POWER SYSTEMS | H29010035MXSS018 | Y | MACLEAN POWER SYSTEMS , H29010035MXSS018 |  |  | 223.45 | 2001-12-17 16:16 | John | 1 | 0 | N | N
MACLEAN POWER SYSTEMS | H29010035MXSS018 | Y | MACLEAN POWER SYSTEMS , H29010035MXSS018 |  |  | 236.99 | 2001-12-17 16:16 | John | 1 | 0 | N | N
MACLEAN POWER SYSTEMS | H29010035MXSS018 | Y | MACLEAN POWER SYSTEMS , H29010035MXSS018 |  |  | 237.01 | 2001-12-17 16:16 | John | 1 | 0 | N | N
MACLEAN POWER SYSTEMS | H29010035MXSS018 | Y | MACLEAN POWER SYSTEMS , H29010035MXSS018 |  |  | 237.03 | 2001-12-17 16:16 | John | 1 | 0 | N | N
MACLEAN POWER SYSTEMS | H29010035MXSS018 | Y | MACLEAN POWER SYSTEMS , H29010035MXSS018 |  |  | 237.09 | 2001-12-17 16:16 | John | 1 | 0 | N | N
MACLEAN POWER SYSTEMS | H29010035MXSS018 | Y | MACLEAN POWER SYSTEMS , H29010035MXSS018 |  |  | 237.14 | 2001-12-17 16:16 | John | 1 | 0 | N | N
MACLEAN POWER SYSTEMS | H29010035MXSS018 | Y | MACLEAN POWER SYSTEMS , H29010035MXSS018 |  |  | 237.17 | 2001-12-17 16:16 | John | 1 | 0 | N | N
MACLEAN POWER SYSTEMS | H29010035MXSS018 | Y | MACLEAN POWER SYSTEMS , H29010035MXSS018 |  |  | 238.13 | 2001-12-17 16:16 | John | 1 | 0 | N | N
NGK-LOCKE, INC. | L2-SN241-13 | Y | NGK-LOCKE, INC. , L2-SN241-13 | JEA TRANSMISSION | CSC Stores | 159.87 | 2001-12-17 16:16 | John | 1 | 0 | N | N
NGK-LOCKE, INC. | L2-SN241-13 | Y | NGK-LOCKE, INC. , L2-SN241-13 |  |  | 160.19 | 2001-12-17 16:16 | John | 1 | 0 | N | N
NGK-LOCKE, INC. | L2-SN241-13 | Y | NGK-LOCKE, INC. , L2-SN241-13 |  |  | 160.49 | 2001-12-17 16:16 | John | 1 | 0 | N | N
NGK-LOCKE, INC. | L2-SN241-13 | Y | NGK-LOCKE, INC. , L2-SN241-13 |  |  | 162.01 | 2001-12-17 16:16 | John | 1 | 0 | N | N
NGK-LOCKE, INC. | L2-SN241-13 | Y | NGK-LOCKE, INC. , L2-SN241-13 |  |  | 162.05 | 2001-12-17 16:16 | John | 1 | 0 | N | N
NGK-LOCKE, INC. | L2-SN241-13 | Y | NGK-LOCKE, INC. , L2-SN241-13 |  |  | 163.75 | 2001-12-17 16:16 | John | 1 | 0 | N | N
NGK-LOCKE, INC. | L2-SN241-13 | Y | NGK-LOCKE, INC. , L2-SN241-13 |  |  | 165.29 | 2001-12-17 16:16 | John | 1 | 0 | N | N
NGK-LOCKE, INC. | L2-SN241-13 | Y | NGK-LOCKE, INC. , L2-SN241-13 |  |  | 165.79 | 2001-12-17 16:16 | John | 1 | 0 | N | N
NGK-LOCKE, INC. | L2-SN241-13 | Y | NGK-LOCKE, INC. , L2-SN241-13 |  |  | 172.87 | 2001-12-17 16:16 | John | 1 | 0 | N | N
NGK-LOCKE, INC. | L2-SN241-13 | Y | NGK-LOCKE, INC. , L2-SN241-13 |  |  | 174.49 | 2001-12-17 16:16 | John | 1 | 0 | N | N
NGK-LOCKE, INC. | L2-SN241-13 | Y | NGK-LOCKE, INC. , L2-SN241-13 |  |  | 204.51 | 2001-12-17 16:16 | John | 1 | 0 | N | N
NGK-LOCKE, INC. | L2-SN241-13 | Y | NGK-LOCKE, INC. , L2-SN241-13 |  |  | 213 | 2001-12-17 16:16 | John | 1 | 0 | N | N
NGK-LOCKE, INC. | L2-SN241-13 | Y | NGK-LOCKE, INC. , L2-SN241-13 |  |  | 213.27 | 2001-12-17 16:16 | John | 1 | 0 | N | N
NGK-LOCKE, INC. | L2-SN241-13 | Y | NGK-LOCKE, INC. , L2-SN241-13 |  |  | 214.15 | 2001-12-17 16:16 | John | 1 | 0 | N | N
NGK-LOCKE, INC. | L2-SN241-13 | Y | NGK-LOCKE, INC. , L2-SN241-13 |  |  | 214.53 | 2001-12-17 16:16 | John | 1 | 0 | N | N
NGK-LOCKE, INC. | L2-SN241-13 | Y | NGK-LOCKE, INC. , L2-SN241-13 |  |  | 221.26 | 2001-12-17 16:16 | John | 1 | 0 | N | N
NGK-LOCKE, INC. | L2-SN241-13 | Y | NGK-LOCKE, INC. , L2-SN241-13 |  |  | 223.45 | 2001-12-17 16:16 | John | 1 | 0 | N | N
NGK-LOCKE, INC. | L2-SN241-13 | Y | NGK-LOCKE, INC. , L2-SN241-13 |  |  | 236.99 | 2001-12-17 16:16 | John | 1 | 0 | N | N
NGK-LOCKE, INC. | L2-SN241-13 | Y | NGK-LOCKE, INC. , L2-SN241-13 |  |  | 237.01 | 2001-12-17 16:16 | John | 1 | 0 | N | N
NGK-LOCKE, INC. | L2-SN241-13 | Y | NGK-LOCKE, INC. , L2-SN241-13 |  |  | 237.03 | 2001-12-17 16:16 | John | 1 | 0 | N | N
NGK-LOCKE, INC. | L2-SN241-13 | Y | NGK-LOCKE, INC. , L2-SN241-13 |  |  | 237.09 | 2001-12-17 16:16 | John | 1 | 0 | N | N
NGK-LOCKE, INC. | L2-SN241-13 | Y | NGK-LOCKE, INC. , L2-SN241-13 |  |  | 237.14 | 2001-12-17 16:16 | John | 1 | 0 | N | N
NGK-LOCKE, INC. | L2-SN241-13 | Y | NGK-LOCKE, INC. , L2-SN241-13 |  |  | 237.17 | 2001-12-17 16:16 | John | 1 | 0 | N | N
NGK-LOCKE, INC. | L2-SN241-13 | Y | NGK-LOCKE, INC. , L2-SN241-13 |  |  | 238.13 | 2001-12-17 16:16 | John | 1 | 0 | N | N
HUBBELL POWER SYSTEMS, INC. | P250034S0550 | Y | HUBBELL POWER SYSTEMS, INC. , P250034S0550 | JEA TRANSMISSION | CSC Stores | 208.52 | 2001-12-17 16:17 | John | 8 | 0 | N | N
HUBBELL POWER SYSTEMS, INC. | P250034S0550 | Y | HUBBELL POWER SYSTEMS, INC. , P250034S0550 |  |  | 214.88 | 2001-12-17 16:17 | John | 8 | 0 | N | N
HUBBELL POWER SYSTEMS, INC. | P250034S0550 | Y | HUBBELL POWER SYSTEMS, INC. , P250034S0550 |  |  | 219.31 | 2001-12-17 16:17 | John | 8 | 0 | N | N
HUBBELL POWER SYSTEMS, INC. | P250034S0550 | Y | HUBBELL POWER SYSTEMS, INC. , P250034S0550 |  |  | 233.54 | 2001-12-17 16:17 | John | 8 | 0 | N | N
HUBBELL POWER SYSTEMS, INC. | P250034S0550 | Y | HUBBELL POWER SYSTEMS, INC. , P250034S0550 |  |  | 236.42 | 2001-12-17 16:17 | John | 8 | 0 | N | N
HUBBELL POWER SYSTEMS, INC. | P250034S0550 | Y | HUBBELL POWER SYSTEMS, INC. , P250034S0550 |  |  | 236.5 | 2001-12-17 16:17 | John | 8 | 0 | N | N
HUBBELL POWER SYSTEMS, INC. | P250034S0550 | Y | HUBBELL POWER SYSTEMS, INC. , P250034S0550 |  |  | 296.71 | 2001-12-17 16:17 | John | 8 | 0 | N | N
HUBBELL POWER SYSTEMS, INC. | P250034S0550 | Y | HUBBELL POWER SYSTEMS, INC. , P250034S0550 |  |  | 326.32 | 2001-12-17 16:17 | John | 8 | 0 | N | N
LAPP INSULATOR | CL2-049-11-095-A | Y | LAPP INSULATOR , CL2-049-11-095-A | JEA TRANSMISSION | CSC Stores | 208.52 | 2001-12-17 16:17 | John | 8 | 0 | N | N
LAPP INSULATOR | CL2-049-11-095-A | Y | LAPP INSULATOR , CL2-049-11-095-A |  |  | 214.88 | 2001-12-17 16:17 | John | 8 | 0 | N | N
LAPP INSULATOR | CL2-049-11-095-A | Y | LAPP INSULATOR , CL2-049-11-095-A |  |  | 219.31 | 2001-12-17 16:17 | John | 8 | 0 | N | N
LAPP INSULATOR | CL2-049-11-095-A | Y | LAPP INSULATOR , CL2-049-11-095-A |  |  | 233.54 | 2001-12-17 16:17 | John | 8 | 0 | N | N
LAPP INSULATOR | CL2-049-11-095-A | Y | LAPP INSULATOR , CL2-049-11-095-A |  |  | 236.42 | 2001-12-17 16:17 | John | 8 | 0 | N | N
LAPP INSULATOR | CL2-049-11-095-A | Y | LAPP INSULATOR , CL2-049-11-095-A |  |  | 236.5 | 2001-12-17 16:17 | John | 8 | 0 | N | N
LAPP INSULATOR | CL2-049-11-095-A | Y | LAPP INSULATOR , CL2-049-11-095-A |  |  | 296.71 | 2001-12-17 16:17 | John | 8 | 0 | N | N
LAPP INSULATOR | CL2-049-11-095-A | Y | LAPP INSULATOR , CL2-049-11-095-A |  |  | 326.32 | 2001-12-17 16:17 | John | 8 | 0 | N | N
MACLEAN POWER SYSTEMS | H21010035MXSS018 | Y | MACLEAN POWER SYSTEMS , H21010035MXSS018 | JEA TRANSMISSION | CSC Stores | 208.52 | 2001-12-17 16:17 | John | 8 | 0 | N | N
MACLEAN POWER SYSTEMS | H21010035MXSS018 | Y | MACLEAN POWER SYSTEMS , H21010035MXSS018 |  |  | 214.88 | 2001-12-17 16:17 | John | 8 | 0 | N | N
MACLEAN POWER SYSTEMS | H21010035MXSS018 | Y | MACLEAN POWER SYSTEMS , H21010035MXSS018 |  |  | 219.31 | 2001-12-17 16:17 | John | 8 | 0 | N | N
MACLEAN POWER SYSTEMS | H21010035MXSS018 | Y | MACLEAN POWER SYSTEMS , H21010035MXSS018 |  |  | 233.54 | 2001-12-17 16:17 | John | 8 | 0 | N | N
MACLEAN POWER SYSTEMS | H21010035MXSS018 | Y | MACLEAN POWER SYSTEMS , H21010035MXSS018 |  |  | 236.42 | 2001-12-17 16:17 | John | 8 | 0 | N | N
MACLEAN POWER SYSTEMS | H21010035MXSS018 | Y | MACLEAN POWER SYSTEMS , H21010035MXSS018 |  |  | 236.5 | 2001-12-17 16:17 | John | 8 | 0 | N | N
MACLEAN POWER SYSTEMS | H21010035MXSS018 | Y | MACLEAN POWER SYSTEMS , H21010035MXSS018 |  |  | 296.71 | 2001-12-17 16:17 | John | 8 | 0 | N | N
MACLEAN POWER SYSTEMS | H21010035MXSS018 | Y | MACLEAN POWER SYSTEMS , H21010035MXSS018 |  |  | 326.32 | 2001-12-17 16:17 | John | 8 | 0 | N | N
NGK-LOCKE, INC. | L2-SN241-18 | Y | NGK-LOCKE, INC. , L2-SN241-18 | JEA TRANSMISSION | CSC Stores | 208.52 | 2001-12-17 16:17 | John | 8 | 0 | N | N
NGK-LOCKE, INC. | L2-SN241-18 | Y | NGK-LOCKE, INC. , L2-SN241-18 |  |  | 214.88 | 2001-12-17 16:17 | John | 8 | 0 | N | N
NGK-LOCKE, INC. | L2-SN241-18 | Y | NGK-LOCKE, INC. , L2-SN241-18 |  |  | 219.31 | 2001-12-17 16:17 | John | 8 | 0 | N | N
NGK-LOCKE, INC. | L2-SN241-18 | Y | NGK-LOCKE, INC. , L2-SN241-18 |  |  | 233.54 | 2001-12-17 16:17 | John | 8 | 0 | N | N
NGK-LOCKE, INC. | L2-SN241-18 | Y | NGK-LOCKE, INC. , L2-SN241-18 |  |  | 236.42 | 2001-12-17 16:17 | John | 8 | 0 | N | N
NGK-LOCKE, INC. | L2-SN241-18 | Y | NGK-LOCKE, INC. , L2-SN241-18 |  |  | 236.5 | 2001-12-17 16:17 | John | 8 | 0 | N | N
NGK-LOCKE, INC. | L2-SN241-18 | Y | NGK-LOCKE, INC. , L2-SN241-18 |  |  | 296.71 | 2001-12-17 16:17 | John | 8 | 0 | N | N
NGK-LOCKE, INC. | L2-SN241-18 | Y | NGK-LOCKE, INC. , L2-SN241-18 |  |  | 326.32 | 2001-12-17 16:17 | John | 8 | 0 | N | N
HUBBELL POWER SYSTEMS, INC. | P250041E055A | Y | HUBBELL POWER SYSTEMS, INC. , P250041E055A | JEA TRANSMISSION | CSC Stores | 232.94 | 2001-12-17 16:17 | John | 1 | 0 | N | N
HUBBELL POWER SYSTEMS, INC. | P250041E055A | Y | HUBBELL POWER SYSTEMS, INC. , P250041E055A |  |  | 238.09 | 2001-12-17 16:17 | John | 1 | 0 | N | N
HUBBELL POWER SYSTEMS, INC. | P250041E055A | Y | HUBBELL POWER SYSTEMS, INC. , P250041E055A |  |  | 239.62 | 2001-12-17 16:17 | John | 1 | 0 | N | N
HUBBELL POWER SYSTEMS, INC. | P250041E055A | Y | HUBBELL POWER SYSTEMS, INC. , P250041E055A |  |  | 241.11 | 2001-12-17 16:17 | John | 1 | 0 | N | N
HUBBELL POWER SYSTEMS, INC. | P250041E055A | Y | HUBBELL POWER SYSTEMS, INC. , P250041E055A |  |  | 243.71 | 2001-12-17 16:17 | John | 1 | 0 | N | N
HUBBELL POWER SYSTEMS, INC. | P250041E055A | Y | HUBBELL POWER SYSTEMS, INC. , P250041E055A |  |  | 249.33 | 2001-12-17 16:17 | John | 1 | 0 | N | N
HUBBELL POWER SYSTEMS, INC. | P250041E055A | Y | HUBBELL POWER SYSTEMS, INC. , P250041E055A |  |  | 252.79 | 2001-12-17 16:17 | John | 1 | 0 | N | N
HUBBELL POWER SYSTEMS, INC. | P250041E055A | Y | HUBBELL POWER SYSTEMS, INC. , P250041E055A |  |  | 256.69 | 2001-12-17 16:17 | John | 1 | 0 | N | N
LAPP INSULATOR | CL2-061-11-145-B | Y | LAPP INSULATOR , CL2-061-11-145-B | JEA TRANSMISSION | CSC Stores | 232.94 | 2001-12-17 16:17 | John | 1 | 0 | N | N
LAPP INSULATOR | CL2-061-11-145-B | Y | LAPP INSULATOR , CL2-061-11-145-B |  |  | 238.09 | 2001-12-17 16:17 | John | 1 | 0 | N | N
LAPP INSULATOR | CL2-061-11-145-B | Y | LAPP INSULATOR , CL2-061-11-145-B |  |  | 239.62 | 2001-12-17 16:17 | John | 1 | 0 | N | N
LAPP INSULATOR | CL2-061-11-145-B | Y | LAPP INSULATOR , CL2-061-11-145-B |  |  | 241.11 | 2001-12-17 16:17 | John | 1 | 0 | N | N
LAPP INSULATOR | CL2-061-11-145-B | Y | LAPP INSULATOR , CL2-061-11-145-B |  |  | 243.71 | 2001-12-17 16:17 | John | 1 | 0 | N | N
LAPP INSULATOR | CL2-061-11-145-B | Y | LAPP INSULATOR , CL2-061-11-145-B |  |  | 249.33 | 2001-12-17 16:17 | John | 1 | 0 | N | N
LAPP INSULATOR | CL2-061-11-145-B | Y | LAPP INSULATOR , CL2-061-11-145-B |  |  | 252.79 | 2001-12-17 16:17 | John | 1 | 0 | N | N
LAPP INSULATOR | CL2-061-11-145-B | Y | LAPP INSULATOR , CL2-061-11-145-B |  |  | 256.69 | 2001-12-17 16:17 | John | 1 | 0 | N | N
MACLEAN POWER SYSTEMS | H21010048VASS021 | Y | MACLEAN POWER SYSTEMS , H21010048VASS021 | JEA TRANSMISSION | CSC Stores | 232.94 | 2001-12-17 16:17 | John | 1 | 0 | N | N
MACLEAN POWER SYSTEMS | H21010048VASS021 | Y | MACLEAN POWER SYSTEMS , H21010048VASS021 |  |  | 238.09 | 2001-12-17 16:17 | John | 1 | 0 | N | N
MACLEAN POWER SYSTEMS | H21010048VASS021 | Y | MACLEAN POWER SYSTEMS , H21010048VASS021 |  |  | 239.62 | 2001-12-17 16:17 | John | 1 | 0 | N | N
MACLEAN POWER SYSTEMS | H21010048VASS021 | Y | MACLEAN POWER SYSTEMS , H21010048VASS021 |  |  | 241.11 | 2001-12-17 16:17 | John | 1 | 0 | N | N
MACLEAN POWER SYSTEMS | H21010048VASS021 | Y | MACLEAN POWER SYSTEMS , H21010048VASS021 |  |  | 243.71 | 2001-12-17 16:17 | John | 1 | 0 | N | N
MACLEAN POWER SYSTEMS | H21010048VASS021 | Y | MACLEAN POWER SYSTEMS , H21010048VASS021 |  |  | 249.33 | 2001-12-17 16:17 | John | 1 | 0 | N | N
MACLEAN POWER SYSTEMS | H21010048VASS021 | Y | MACLEAN POWER SYSTEMS , H21010048VASS021 |  |  | 252.79 | 2001-12-17 16:17 | John | 1 | 0 | N | N
MACLEAN POWER SYSTEMS | H21010048VASS021 | Y | MACLEAN POWER SYSTEMS , H21010048VASS021 |  |  | 256.69 | 2001-12-17 16:17 | John | 1 | 0 | N | N
NGK-LOCKE, INC. | L2-SN361-18-W | Y | NGK-LOCKE, INC. , L2-SN361-18-W | JEA TRANSMISSION | CSC Stores | 232.94 | 2001-12-17 16:17 | John | 1 | 0 | N | N
NGK-LOCKE, INC. | L2-SN361-18-W | Y | NGK-LOCKE, INC. , L2-SN361-18-W |  |  | 238.09 | 2001-12-17 16:17 | John | 1 | 0 | N | N
NGK-LOCKE, INC. | L2-SN361-18-W | Y | NGK-LOCKE, INC. , L2-SN361-18-W |  |  | 239.62 | 2001-12-17 16:17 | John | 1 | 0 | N | N
NGK-LOCKE, INC. | L2-SN361-18-W | Y | NGK-LOCKE, INC. , L2-SN361-18-W |  |  | 241.11 | 2001-12-17 16:17 | John | 1 | 0 | N | N
NGK-LOCKE, INC. | L2-SN361-18-W | Y | NGK-LOCKE, INC. , L2-SN361-18-W |  |  | 243.71 | 2001-12-17 16:17 | John | 1 | 0 | N | N
NGK-LOCKE, INC. | L2-SN361-18-W | Y | NGK-LOCKE, INC. , L2-SN361-18-W |  |  | 249.33 | 2001-12-17 16:17 | John | 1 | 0 | N | N
NGK-LOCKE, INC. | L2-SN361-18-W | Y | NGK-LOCKE, INC. , L2-SN361-18-W |  |  | 252.79 | 2001-12-17 16:17 | John | 1 | 0 | N | N
NGK-LOCKE, INC. | L2-SN361-18-W | Y | NGK-LOCKE, INC. , L2-SN361-18-W |  |  | 256.69 | 2001-12-17 16:17 | John | 1 | 0 | N | N
HUBBELL POWER SYSTEMS, INC. | P250041E002A | Y | HUBBELL POWER SYSTEMS, INC. , P250041E002A | JEA TRANSMISSION | CSC Stores | 236.94 | 2001-12-17 16:18 | John | 1 | 0 | N | N
HUBBELL POWER SYSTEMS, INC. | P250041E002A | Y | HUBBELL POWER SYSTEMS, INC. , P250041E002A |  |  | 238.14 | 2001-12-17 16:18 | John | 1 | 0 | N | N
HUBBELL POWER SYSTEMS, INC. | P250041E002A | Y | HUBBELL POWER SYSTEMS, INC. , P250041E002A |  |  | 243.88 | 2001-12-17 16:18 | John | 1 | 0 | N | N
HUBBELL POWER SYSTEMS, INC. | P250041E002A | Y | HUBBELL POWER SYSTEMS, INC. , P250041E002A |  |  | 244.57 | 2001-12-17 16:18 | John | 1 | 0 | N | N
HUBBELL POWER SYSTEMS, INC. | P250041E002A | Y | HUBBELL POWER SYSTEMS, INC. , P250041E002A |  |  | 244.7 | 2001-12-17 16:18 | John | 1 | 0 | N | N
HUBBELL POWER SYSTEMS, INC. | P250041E002A | Y | HUBBELL POWER SYSTEMS, INC. , P250041E002A |  |  | 245.25 | 2001-12-17 16:18 | John | 1 | 0 | N | N
HUBBELL POWER SYSTEMS, INC. | P250041E002A | Y | HUBBELL POWER SYSTEMS, INC. , P250041E002A |  |  | 261.01 | 2001-12-17 16:18 | John | 1 | 0 | N | N
HUBBELL POWER SYSTEMS, INC. | P250041E002A | Y | HUBBELL POWER SYSTEMS, INC. , P250041E002A |  |  | 272.16 | 2001-12-17 16:18 | John | 1 | 0 | N | N
HUBBELL POWER SYSTEMS, INC. | P250041E002A | Y | HUBBELL POWER SYSTEMS, INC. , P250041E002A |  |  | 275.46 | 2001-12-17 16:18 | John | 1 | 0 | N | N
HUBBELL POWER SYSTEMS, INC. | P250041E002A | Y | HUBBELL POWER SYSTEMS, INC. , P250041E002A |  |  | 277.98 | 2001-12-17 16:18 | John | 1 | 0 | N | N
HUBBELL POWER SYSTEMS, INC. | P250041E002A | Y | HUBBELL POWER SYSTEMS, INC. , P250041E002A |  |  | 456 | 2001-12-17 16:18 | John | 1 | 0 | N | N
HUBBELL POWER SYSTEMS, INC. | P250041E002A | Y | HUBBELL POWER SYSTEMS, INC. , P250041E002A |  |  | 460.03 | 2001-12-17 16:18 | John | 1 | 0 | N | N
HUBBELL POWER SYSTEMS, INC. | P250041E002A | Y | HUBBELL POWER SYSTEMS, INC. , P250041E002A |  |  | 469.68 | 2001-12-17 16:18 | John | 1 | 0 | N | N
LAPP INSULATOR | CL2-062-21-145-B | Y | LAPP INSULATOR , CL2-062-21-145-B | JEA TRANSMISSION | CSC Stores | 236.94 | 2001-12-17 16:18 | John | 1 | 0 | N | N
LAPP INSULATOR | CL2-062-21-145-B | Y | LAPP INSULATOR , CL2-062-21-145-B |  |  | 238.14 | 2001-12-17 16:18 | John | 1 | 0 | N | N
LAPP INSULATOR | CL2-062-21-145-B | Y | LAPP INSULATOR , CL2-062-21-145-B |  |  | 243.88 | 2001-12-17 16:18 | John | 1 | 0 | N | N
LAPP INSULATOR | CL2-062-21-145-B | Y | LAPP INSULATOR , CL2-062-21-145-B |  |  | 244.57 | 2001-12-17 16:18 | John | 1 | 0 | N | N
LAPP INSULATOR | CL2-062-21-145-B | Y | LAPP INSULATOR , CL2-062-21-145-B |  |  | 244.7 | 2001-12-17 16:18 | John | 1 | 0 | N | N
LAPP INSULATOR | CL2-062-21-145-B | Y | LAPP INSULATOR , CL2-062-21-145-B |  |  | 245.25 | 2001-12-17 16:18 | John | 1 | 0 | N | N
LAPP INSULATOR | CL2-062-21-145-B | Y | LAPP INSULATOR , CL2-062-21-145-B |  |  | 261.01 | 2001-12-17 16:18 | John | 1 | 0 | N | N
LAPP INSULATOR | CL2-062-21-145-B | Y | LAPP INSULATOR , CL2-062-21-145-B |  |  | 272.16 | 2001-12-17 16:18 | John | 1 | 0 | N | N
LAPP INSULATOR | CL2-062-21-145-B | Y | LAPP INSULATOR , CL2-062-21-145-B |  |  | 275.46 | 2001-12-17 16:18 | John | 1 | 0 | N | N
LAPP INSULATOR | CL2-062-21-145-B | Y | LAPP INSULATOR , CL2-062-21-145-B |  |  | 277.98 | 2001-12-17 16:18 | John | 1 | 0 | N | N
LAPP INSULATOR | CL2-062-21-145-B | Y | LAPP INSULATOR , CL2-062-21-145-B |  |  | 456 | 2001-12-17 16:18 | John | 1 | 0 | N | N
LAPP INSULATOR | CL2-062-21-145-B | Y | LAPP INSULATOR , CL2-062-21-145-B |  |  | 460.03 | 2001-12-17 16:18 | John | 1 | 0 | N | N
LAPP INSULATOR | CL2-062-21-145-B | Y | LAPP INSULATOR , CL2-062-21-145-B |  |  | 469.68 | 2001-12-17 16:18 | John | 1 | 0 | N | N
MACLEAN POWER SYSTEMS | H29010048BASS023 | Y | MACLEAN POWER SYSTEMS , H29010048BASS023 | JEA TRANSMISSION | CSC Stores | 236.94 | 2001-12-17 16:18 | John | 1 | 0 | N | N
MACLEAN POWER SYSTEMS | H29010048BASS023 | Y | MACLEAN POWER SYSTEMS , H29010048BASS023 |  |  | 238.14 | 2001-12-17 16:18 | John | 1 | 0 | N | N
MACLEAN POWER SYSTEMS | H29010048BASS023 | Y | MACLEAN POWER SYSTEMS , H29010048BASS023 |  |  | 243.88 | 2001-12-17 16:18 | John | 1 | 0 | N | N
MACLEAN POWER SYSTEMS | H29010048BASS023 | Y | MACLEAN POWER SYSTEMS , H29010048BASS023 |  |  | 244.57 | 2001-12-17 16:18 | John | 1 | 0 | N | N
MACLEAN POWER SYSTEMS | H29010048BASS023 | Y | MACLEAN POWER SYSTEMS , H29010048BASS023 |  |  | 244.7 | 2001-12-17 16:18 | John | 1 | 0 | N | N
MACLEAN POWER SYSTEMS | H29010048BASS023 | Y | MACLEAN POWER SYSTEMS , H29010048BASS023 |  |  | 245.25 | 2001-12-17 16:18 | John | 1 | 0 | N | N
MACLEAN POWER SYSTEMS | H29010048BASS023 | Y | MACLEAN POWER SYSTEMS , H29010048BASS023 |  |  | 261.01 | 2001-12-17 16:18 | John | 1 | 0 | N | N
MACLEAN POWER SYSTEMS | H29010048BASS023 | Y | MACLEAN POWER SYSTEMS , H29010048BASS023 |  |  | 272.16 | 2001-12-17 16:18 | John | 1 | 0 | N | N
MACLEAN POWER SYSTEMS | H29010048BASS023 | Y | MACLEAN POWER SYSTEMS , H29010048BASS023 |  |  | 275.46 | 2001-12-17 16:18 | John | 1 | 0 | N | N
MACLEAN POWER SYSTEMS | H29010048BASS023 | Y | MACLEAN POWER SYSTEMS , H29010048BASS023 |  |  | 277.98 | 2001-12-17 16:18 | John | 1 | 0 | N | N
MACLEAN POWER SYSTEMS | H29010048BASS023 | Y | MACLEAN POWER SYSTEMS , H29010048BASS023 |  |  | 456 | 2001-12-17 16:18 | John | 1 | 0 | N | N
MACLEAN POWER SYSTEMS | H29010048BASS023 | Y | MACLEAN POWER SYSTEMS , H29010048BASS023 |  |  | 460.03 | 2001-12-17 16:18 | John | 1 | 0 | N | N
MACLEAN POWER SYSTEMS | H29010048BASS023 | Y | MACLEAN POWER SYSTEMS , H29010048BASS023 |  |  | 469.68 | 2001-12-17 16:18 | John | 1 | 0 | N | N
NGK-LOCKE, INC. | L2-SN361-13-W | Y | NGK-LOCKE, INC. , L2-SN361-13-W | JEA TRANSMISSION | CSC Stores | 236.94 | 2001-12-17 16:18 | John | 1 | 0 | N | N
NGK-LOCKE, INC. | L2-SN361-13-W | Y | NGK-LOCKE, INC. , L2-SN361-13-W |  |  | 238.14 | 2001-12-17 16:18 | John | 1 | 0 | N | N
NGK-LOCKE, INC. | L2-SN361-13-W | Y | NGK-LOCKE, INC. , L2-SN361-13-W |  |  | 243.88 | 2001-12-17 16:18 | John | 1 | 0 | N | N
NGK-LOCKE, INC. | L2-SN361-13-W | Y | NGK-LOCKE, INC. , L2-SN361-13-W |  |  | 244.57 | 2001-12-17 16:18 | John | 1 | 0 | N | N
NGK-LOCKE, INC. | L2-SN361-13-W | Y | NGK-LOCKE, INC. , L2-SN361-13-W |  |  | 244.7 | 2001-12-17 16:18 | John | 1 | 0 | N | N
NGK-LOCKE, INC. | L2-SN361-13-W | Y | NGK-LOCKE, INC. , L2-SN361-13-W |  |  | 245.25 | 2001-12-17 16:18 | John | 1 | 0 | N | N
NGK-LOCKE, INC. | L2-SN361-13-W | Y | NGK-LOCKE, INC. , L2-SN361-13-W |  |  | 261.01 | 2001-12-17 16:18 | John | 1 | 0 | N | N
NGK-LOCKE, INC. | L2-SN361-13-W | Y | NGK-LOCKE, INC. , L2-SN361-13-W |  |  | 272.16 | 2001-12-17 16:18 | John | 1 | 0 | N | N
NGK-LOCKE, INC. | L2-SN361-13-W | Y | NGK-LOCKE, INC. , L2-SN361-13-W |  |  | 275.46 | 2001-12-17 16:18 | John | 1 | 0 | N | N
NGK-LOCKE, INC. | L2-SN361-13-W | Y | NGK-LOCKE, INC. , L2-SN361-13-W |  |  | 277.98 | 2001-12-17 16:18 | John | 1 | 0 | N | N
NGK-LOCKE, INC. | L2-SN361-13-W | Y | NGK-LOCKE, INC. , L2-SN361-13-W |  |  | 456 | 2001-12-17 16:18 | John | 1 | 0 | N | N
NGK-LOCKE, INC. | L2-SN361-13-W | Y | NGK-LOCKE, INC. , L2-SN361-13-W |  |  | 460.03 | 2001-12-17 16:18 | John | 1 | 0 | N | N
NGK-LOCKE, INC. | L2-SN361-13-W | Y | NGK-LOCKE, INC. , L2-SN361-13-W |  |  | 469.68 | 2001-12-17 16:18 | John | 1 | 0 | N | N
MACLEAN POWER SYSTEMS | H31010078BASS038 | Y | MACLEAN POWER SYSTEMS , H31010078BASS038 | JEA TRANSMISSION | CSC Stores | 459.03 | 2001-12-17 16:19 | John | 1 | 0 | N | N
MACLEAN POWER SYSTEMS | H31010078BASS038 | Y | MACLEAN POWER SYSTEMS , H31010078BASS038 |  |  | 459.31 | 2001-12-17 16:19 | John | 1 | 0 | N | N
MACLEAN POWER SYSTEMS | H31010078BASS038 | Y | MACLEAN POWER SYSTEMS , H31010078BASS038 |  |  | 510.6 | 2001-12-17 16:19 | John | 1 | 0 | N | N
MACLEAN POWER SYSTEMS | H31010078BASS038 | Y | MACLEAN POWER SYSTEMS , H31010078BASS038 |  |  | 517.81 | 2001-12-17 16:19 | John | 1 | 0 | N | N
NGK | L3-SN551-18-W | Y | NGK , L3-SN551-18-W | JEA TRANSMISSION | CSC Stores | 459.03 | 2001-12-17 16:19 | John | 1 | 0 | N | N
NGK | L3-SN551-18-W | Y | NGK , L3-SN551-18-W |  |  | 459.31 | 2001-12-17 16:19 | John | 1 | 0 | N | N
NGK | L3-SN551-18-W | Y | NGK , L3-SN551-18-W |  |  | 510.6 | 2001-12-17 16:19 | John | 1 | 0 | N | N
NGK | L3-SN551-18-W | Y | NGK , L3-SN551-18-W |  |  | 517.81 | 2001-12-17 16:19 | John | 1 | 0 | N | N
MACLEAN POWER SYSTEMS | H39010076BASS037 | Y | MACLEAN POWER SYSTEMS , H39010076BASS037 | JEA TRANSMISSION | CSC Stores | 461.95 | 2001-12-17 16:19 | John | 1 | 0 | N | N
MACLEAN POWER SYSTEMS | H39010076BASS037 | Y | MACLEAN POWER SYSTEMS , H39010076BASS037 |  |  | 477.48 | 2001-12-17 16:19 | John | 1 | 0 | N | N
MACLEAN POWER SYSTEMS | H39010076BASS037 | Y | MACLEAN POWER SYSTEMS , H39010076BASS037 |  |  | 478.32 | 2001-12-17 16:19 | John | 1 | 0 | N | N
MACLEAN POWER SYSTEMS | H39010076BASS037 | Y | MACLEAN POWER SYSTEMS , H39010076BASS037 |  |  | 481.41 | 2001-12-17 16:19 | John | 1 | 0 | N | N
MACLEAN POWER SYSTEMS | H39010076BASS037 | Y | MACLEAN POWER SYSTEMS , H39010076BASS037 |  |  | 482.27 | 2001-12-17 16:19 | John | 1 | 0 | N | N
MACLEAN POWER SYSTEMS | H39010076BASS037 | Y | MACLEAN POWER SYSTEMS , H39010076BASS037 |  |  | 501.56 | 2001-12-17 16:19 | John | 1 | 0 | N | N
MACLEAN POWER SYSTEMS | H39010076BASS037 | Y | MACLEAN POWER SYSTEMS , H39010076BASS037 |  |  | 511.99 | 2001-12-17 16:19 | John | 1 | 0 | N | N
MACLEAN POWER SYSTEMS | H39010076BASS037 | Y | MACLEAN POWER SYSTEMS , H39010076BASS037 |  |  | 518.68 | 2001-12-17 16:19 | John | 1 | 0 | N | N
MACLEAN POWER SYSTEMS | H39010076BASS037 | Y | MACLEAN POWER SYSTEMS , H39010076BASS037 |  |  | 547.06 | 2001-12-17 16:19 | John | 1 | 0 | N | N
MACLEAN POWER SYSTEMS | H39010076BASS037 | Y | MACLEAN POWER SYSTEMS , H39010076BASS037 |  |  | 555.06 | 2001-12-17 16:19 | John | 1 | 0 | N | N
MACLEAN POWER SYSTEMS | H39010076BASS037 | Y | MACLEAN POWER SYSTEMS , H39010076BASS037 |  |  | 557.09 | 2001-12-17 16:19 | John | 1 | 0 | N | N
NGK | L3-SN551-13-W | Y | NGK , L3-SN551-13-W | JEA TRANSMISSION | CSC Stores | 461.95 | 2001-12-17 16:19 | John | 1 | 0 | N | N
NGK | L3-SN551-13-W | Y | NGK , L3-SN551-13-W |  |  | 477.48 | 2001-12-17 16:19 | John | 1 | 0 | N | N
NGK | L3-SN551-13-W | Y | NGK , L3-SN551-13-W |  |  | 478.32 | 2001-12-17 16:19 | John | 1 | 0 | N | N
NGK | L3-SN551-13-W | Y | NGK , L3-SN551-13-W |  |  | 481.41 | 2001-12-17 16:19 | John | 1 | 0 | N | N
NGK | L3-SN551-13-W | Y | NGK , L3-SN551-13-W |  |  | 482.27 | 2001-12-17 16:19 | John | 1 | 0 | N | N
NGK | L3-SN551-13-W | Y | NGK , L3-SN551-13-W |  |  | 501.56 | 2001-12-17 16:19 | John | 1 | 0 | N | N
NGK | L3-SN551-13-W | Y | NGK , L3-SN551-13-W |  |  | 511.99 | 2001-12-17 16:19 | John | 1 | 0 | N | N
NGK | L3-SN551-13-W | Y | NGK , L3-SN551-13-W |  |  | 518.68 | 2001-12-17 16:19 | John | 1 | 0 | N | N
NGK | L3-SN551-13-W | Y | NGK , L3-SN551-13-W |  |  | 547.06 | 2001-12-17 16:19 | John | 1 | 0 | N | N
NGK | L3-SN551-13-W | Y | NGK , L3-SN551-13-W |  |  | 555.06 | 2001-12-17 16:19 | John | 1 | 0 | N | N
NGK | L3-SN551-13-W | Y | NGK , L3-SN551-13-W |  |  | 557.09 | 2001-12-17 16:19 | John | 1 | 0 | N | N
HUBBELL | P250043E102A | Y | HUBBELL , P250043E102A | JEA TRANSMISSION | CSC Stores | 251.31 | 2006-01-18 07:09 | John | 1 | 0 | N | N
HUBBELL | P250043E102A | Y | HUBBELL , P250043E102A |  |  | 270 | 2006-01-18 07:09 | John | 1 | 0 | N | N
HUBBELL | P250043E102A | Y | HUBBELL , P250043E102A |  |  | 301.64 | 2006-01-18 07:09 | John | 1 | 0 | N | N
HUBBELL | P250043E102A | Y | HUBBELL , P250043E102A |  |  | 303.93 | 2006-01-18 07:09 | John | 1 | 0 | N | N
HUBBELL | P250043E102A | Y | HUBBELL , P250043E102A |  |  | 384.22 | 2006-01-18 07:09 | John | 1 | 0 | N | N
MACLEAN POWER SYSTEMS | H29020050MASS026 | Y | MACLEAN POWER SYSTEMS , H29020050MASS026 | JEA TRANSMISSION | CSC Stores | 251.31 | 2006-01-18 07:09 | John | 1 | 0 | N | N
MACLEAN POWER SYSTEMS | H29020050MASS026 | Y | MACLEAN POWER SYSTEMS , H29020050MASS026 |  |  | 270 | 2006-01-18 07:09 | John | 1 | 0 | N | N
MACLEAN POWER SYSTEMS | H29020050MASS026 | Y | MACLEAN POWER SYSTEMS , H29020050MASS026 |  |  | 301.64 | 2006-01-18 07:09 | John | 1 | 0 | N | N
MACLEAN POWER SYSTEMS | H29020050MASS026 | Y | MACLEAN POWER SYSTEMS , H29020050MASS026 |  |  | 303.93 | 2006-01-18 07:09 | John | 1 | 0 | N | N
MACLEAN POWER SYSTEMS | H29020050MASS026 | Y | MACLEAN POWER SYSTEMS , H29020050MASS026 |  |  | 384.22 | 2006-01-18 07:09 | John | 1 | 0 | N | N
MACLEAN POWER SYSTEMS | H292058VA01 | Y | MACLEAN POWER SYSTEMS , H292058VA01 | JEA TRANSMISSION | CSC Stores | 251.31 | 2006-01-18 07:09 | John | 1 | 0 | N | N
MACLEAN POWER SYSTEMS | H292058VA01 | Y | MACLEAN POWER SYSTEMS , H292058VA01 |  |  | 270 | 2006-01-18 07:09 | John | 1 | 0 | N | N
MACLEAN POWER SYSTEMS | H292058VA01 | Y | MACLEAN POWER SYSTEMS , H292058VA01 |  |  | 301.64 | 2006-01-18 07:09 | John | 1 | 0 | N | N
MACLEAN POWER SYSTEMS | H292058VA01 | Y | MACLEAN POWER SYSTEMS , H292058VA01 |  |  | 303.93 | 2006-01-18 07:09 | John | 1 | 0 | N | N
MACLEAN POWER SYSTEMS | H292058VA01 | Y | MACLEAN POWER SYSTEMS , H292058VA01 |  |  | 384.22 | 2006-01-18 07:09 | John | 1 | 0 | N | N
NGK-LOCKE, INC. | L2-SN351-23-W | Y | NGK-LOCKE, INC. , L2-SN351-23-W | JEA TRANSMISSION | CSC Stores | 251.31 | 2006-01-18 07:09 | John | 1 | 0 | N | N
NGK-LOCKE, INC. | L2-SN351-23-W | Y | NGK-LOCKE, INC. , L2-SN351-23-W |  |  | 270 | 2006-01-18 07:09 | John | 1 | 0 | N | N
NGK-LOCKE, INC. | L2-SN351-23-W | Y | NGK-LOCKE, INC. , L2-SN351-23-W |  |  | 301.64 | 2006-01-18 07:09 | John | 1 | 0 | N | N
NGK-LOCKE, INC. | L2-SN351-23-W | Y | NGK-LOCKE, INC. , L2-SN351-23-W |  |  | 303.93 | 2006-01-18 07:09 | John | 1 | 0 | N | N
NGK-LOCKE, INC. | L2-SN351-23-W | Y | NGK-LOCKE, INC. , L2-SN351-23-W |  |  | 384.22 | 2006-01-18 07:09 | John | 1 | 0 | N | N
HUBBELL POWER SYSTEMS, INC. | BLP053F12005 | Y | HUBBELL POWER SYSTEMS, INC. , BLP053F12005 | JEA TRANSMISSION | CSC Stores | 310.6 | 2002-03-12 16:54 | John | 1 | 0 | N | N
HUBBELL POWER SYSTEMS, INC. | BLP053F12005 | Y | HUBBELL POWER SYSTEMS, INC. , BLP053F12005 |  |  | 328.98 | 2002-03-12 16:54 | John | 1 | 0 | N | N
HUBBELL POWER SYSTEMS, INC. | BLP053F12005 | Y | HUBBELL POWER SYSTEMS, INC. , BLP053F12005 |  |  | 366.61 | 2002-03-12 16:54 | John | 1 | 0 | N | N
HUBBELL POWER SYSTEMS, INC. | BLP053F12005 | Y | HUBBELL POWER SYSTEMS, INC. , BLP053F12005 |  |  | 375.13 | 2002-03-12 16:54 | John | 1 | 0 | N | N
HUBBELL POWER SYSTEMS, INC. | BLP053F12005 | Y | HUBBELL POWER SYSTEMS, INC. , BLP053F12005 |  |  | 473.41 | 2002-03-12 16:54 | John | 1 | 0 | N | N
HUBBELL POWER SYSTEMS, INC. | BLP053F12005 | Y | HUBBELL POWER SYSTEMS, INC. , BLP053F12005 |  |  | 514 | 2002-03-12 16:54 | John | 1 | 0 | N | N
HUBBELL POWER SYSTEMS, INC. | BLP053F12005 | Y | HUBBELL POWER SYSTEMS, INC. , BLP053F12005 |  |  | 548.77 | 2002-03-12 16:54 | John | 1 | 0 | N | N
LAPP INSULATOR | CBP2-062-145-01 | Y | LAPP INSULATOR , CBP2-062-145-01 | JEA TRANSMISSION | CSC Stores | 310.6 | 2002-03-12 16:54 | John | 1 | 0 | N | N
LAPP INSULATOR | CBP2-062-145-01 | Y | LAPP INSULATOR , CBP2-062-145-01 |  |  | 328.98 | 2002-03-12 16:54 | John | 1 | 0 | N | N
LAPP INSULATOR | CBP2-062-145-01 | Y | LAPP INSULATOR , CBP2-062-145-01 |  |  | 366.61 | 2002-03-12 16:54 | John | 1 | 0 | N | N
LAPP INSULATOR | CBP2-062-145-01 | Y | LAPP INSULATOR , CBP2-062-145-01 |  |  | 375.13 | 2002-03-12 16:54 | John | 1 | 0 | N | N
LAPP INSULATOR | CBP2-062-145-01 | Y | LAPP INSULATOR , CBP2-062-145-01 |  |  | 473.41 | 2002-03-12 16:54 | John | 1 | 0 | N | N
LAPP INSULATOR | CBP2-062-145-01 | Y | LAPP INSULATOR , CBP2-062-145-01 |  |  | 514 | 2002-03-12 16:54 | John | 1 | 0 | N | N
LAPP INSULATOR | CBP2-062-145-01 | Y | LAPP INSULATOR , CBP2-062-145-01 |  |  | 548.77 | 2002-03-12 16:54 | John | 1 | 0 | N | N
MACLEAN POWER SYSTEMS | B2101060B15066BA | Y | MACLEAN POWER SYSTEMS , B2101060B15066BA | JEA TRANSMISSION | CSC Stores | 310.6 | 2002-03-12 16:54 | John | 1 | 0 | N | N
MACLEAN POWER SYSTEMS | B2101060B15066BA | Y | MACLEAN POWER SYSTEMS , B2101060B15066BA |  |  | 328.98 | 2002-03-12 16:54 | John | 1 | 0 | N | N
MACLEAN POWER SYSTEMS | B2101060B15066BA | Y | MACLEAN POWER SYSTEMS , B2101060B15066BA |  |  | 366.61 | 2002-03-12 16:54 | John | 1 | 0 | N | N
MACLEAN POWER SYSTEMS | B2101060B15066BA | Y | MACLEAN POWER SYSTEMS , B2101060B15066BA |  |  | 375.13 | 2002-03-12 16:54 | John | 1 | 0 | N | N
MACLEAN POWER SYSTEMS | B2101060B15066BA | Y | MACLEAN POWER SYSTEMS , B2101060B15066BA |  |  | 473.41 | 2002-03-12 16:54 | John | 1 | 0 | N | N
MACLEAN POWER SYSTEMS | B2101060B15066BA | Y | MACLEAN POWER SYSTEMS , B2101060B15066BA |  |  | 514 | 2002-03-12 16:54 | John | 1 | 0 | N | N
MACLEAN POWER SYSTEMS | B2101060B15066BA | Y | MACLEAN POWER SYSTEMS , B2101060B15066BA |  |  | 548.77 | 2002-03-12 16:54 | John | 1 | 0 | N | N
NGK-LOCKE, INC. | HV-340 | Y | NGK-LOCKE, INC. , HV-340 | JEA TRANSMISSION | CSC Stores | 310.6 | 2002-03-12 16:54 | John | 1 | 0 | N | N
NGK-LOCKE, INC. | HV-340 | Y | NGK-LOCKE, INC. , HV-340 |  |  | 328.98 | 2002-03-12 16:54 | John | 1 | 0 | N | N
NGK-LOCKE, INC. | HV-340 | Y | NGK-LOCKE, INC. , HV-340 |  |  | 366.61 | 2002-03-12 16:54 | John | 1 | 0 | N | N
NGK-LOCKE, INC. | HV-340 | Y | NGK-LOCKE, INC. , HV-340 |  |  | 375.13 | 2002-03-12 16:54 | John | 1 | 0 | N | N
NGK-LOCKE, INC. | HV-340 | Y | NGK-LOCKE, INC. , HV-340 |  |  | 473.41 | 2002-03-12 16:54 | John | 1 | 0 | N | N
NGK-LOCKE, INC. | HV-340 | Y | NGK-LOCKE, INC. , HV-340 |  |  | 514 | 2002-03-12 16:54 | John | 1 | 0 | N | N
NGK-LOCKE, INC. | HV-340 | Y | NGK-LOCKE, INC. , HV-340 |  |  | 548.77 | 2002-03-12 16:54 | John | 1 | 0 | N | N
HUBBELL POWER SYSTEMS, INC. | BLP053G12011 | Y | HUBBELL POWER SYSTEMS, INC. , BLP053G12011 | JEA TRANSMISSION | CSC Stores | 307.69 | 2002-03-12 16:54 | John | 1 | 0 | N | N
HUBBELL POWER SYSTEMS, INC. | BLP053G12011 | Y | HUBBELL POWER SYSTEMS, INC. , BLP053G12011 |  |  | 378.82 | 2002-03-12 16:54 | John | 1 | 0 | N | N
HUBBELL POWER SYSTEMS, INC. | BLP053G12011 | Y | HUBBELL POWER SYSTEMS, INC. , BLP053G12011 |  |  | 381.66 | 2002-03-12 16:54 | John | 1 | 0 | N | N
HUBBELL POWER SYSTEMS, INC. | BLP053G12011 | Y | HUBBELL POWER SYSTEMS, INC. , BLP053G12011 |  |  | 402.32 | 2002-03-12 16:54 | John | 1 | 0 | N | N
HUBBELL POWER SYSTEMS, INC. | BLP053G12011 | Y | HUBBELL POWER SYSTEMS, INC. , BLP053G12011 |  |  | 402.62 | 2002-03-12 16:54 | John | 1 | 0 | N | N
HUBBELL POWER SYSTEMS, INC. | BLP053G12011 | Y | HUBBELL POWER SYSTEMS, INC. , BLP053G12011 |  |  | 403.13 | 2002-03-12 16:54 | John | 1 | 0 | N | N
MACLEAN POWER SYSTEMS | B2901062B15066BA | Y | MACLEAN POWER SYSTEMS , B2901062B15066BA | JEA TRANSMISSION | CSC Stores | 307.69 | 2002-03-12 16:54 | John | 1 | 0 | N | N
MACLEAN POWER SYSTEMS | B2901062B15066BA | Y | MACLEAN POWER SYSTEMS , B2901062B15066BA |  |  | 378.82 | 2002-03-12 16:54 | John | 1 | 0 | N | N
MACLEAN POWER SYSTEMS | B2901062B15066BA | Y | MACLEAN POWER SYSTEMS , B2901062B15066BA |  |  | 381.66 | 2002-03-12 16:54 | John | 1 | 0 | N | N
MACLEAN POWER SYSTEMS | B2901062B15066BA | Y | MACLEAN POWER SYSTEMS , B2901062B15066BA |  |  | 402.32 | 2002-03-12 16:54 | John | 1 | 0 | N | N
MACLEAN POWER SYSTEMS | B2901062B15066BA | Y | MACLEAN POWER SYSTEMS , B2901062B15066BA |  |  | 402.62 | 2002-03-12 16:54 | John | 1 | 0 | N | N
MACLEAN POWER SYSTEMS | B2901062B15066BA | Y | MACLEAN POWER SYSTEMS , B2901062B15066BA |  |  | 403.13 | 2002-03-12 16:54 | John | 1 | 0 | N | N
NGK-LOCKE, INC. | HV-341 | Y | NGK-LOCKE, INC. , HV-341 | JEA TRANSMISSION | CSC Stores | 307.69 | 2002-03-12 16:54 | John | 1 | 0 | N | N
NGK-LOCKE, INC. | HV-341 | Y | NGK-LOCKE, INC. , HV-341 |  |  | 378.82 | 2002-03-12 16:54 | John | 1 | 0 | N | N
NGK-LOCKE, INC. | HV-341 | Y | NGK-LOCKE, INC. , HV-341 |  |  | 381.66 | 2002-03-12 16:54 | John | 1 | 0 | N | N
NGK-LOCKE, INC. | HV-341 | Y | NGK-LOCKE, INC. , HV-341 |  |  | 402.32 | 2002-03-12 16:54 | John | 1 | 0 | N | N
NGK-LOCKE, INC. | HV-341 | Y | NGK-LOCKE, INC. , HV-341 |  |  | 402.62 | 2002-03-12 16:54 | John | 1 | 0 | N | N
NGK-LOCKE, INC. | HV-341 | Y | NGK-LOCKE, INC. , HV-341 |  |  | 403.13 | 2002-03-12 16:54 | John | 1 | 0 | N | N
MACLEAN POWER SYSTEMS | B3101108B14094CA | Y | MACLEAN POWER SYSTEMS , B3101108B14094CA | JEA TRANSMISSION | CSC Stores | 559.19 | 2002-03-12 16:55 | John | 6 | 0 | N | N
MACLEAN POWER SYSTEMS | B3101108B14094CA | Y | MACLEAN POWER SYSTEMS , B3101108B14094CA |  |  | 634.02 | 2002-03-12 16:55 | John | 6 | 0 | N | N
MACLEAN POWER SYSTEMS | B3101108B14094CA | Y | MACLEAN POWER SYSTEMS , B3101108B14094CA |  |  | 651.29 | 2002-03-12 16:55 | John | 6 | 0 | N | N
MACLEAN POWER SYSTEMS | B3101108B14094CA | Y | MACLEAN POWER SYSTEMS , B3101108B14094CA |  |  | 716.74 | 2002-03-12 16:55 | John | 6 | 0 | N | N
MACLEAN POWER SYSTEMS | B3101108B14094CA | Y | MACLEAN POWER SYSTEMS , B3101108B14094CA |  |  | 736.07 | 2002-03-12 16:55 | John | 6 | 0 | N | N
MACLEAN POWER SYSTEMS | B3101108B14094CA | Y | MACLEAN POWER SYSTEMS , B3101108B14094CA |  |  | 762.29 | 2002-03-12 16:55 | John | 6 | 0 | N | N
MACLEAN POWER SYSTEMS | B3101108B14094CA | Y | MACLEAN POWER SYSTEMS , B3101108B14094CA |  |  | 793.43 | 2002-03-12 16:55 | John | 6 | 0 | N | N
MACLEAN POWER SYSTEMS | B3101108B14094CA | Y | MACLEAN POWER SYSTEMS , B3101108B14094CA |  |  | 801.81 | 2002-03-12 16:55 | John | 6 | 0 | N | N
MACLEAN POWER SYSTEMS | B3101108B14094CA | Y | MACLEAN POWER SYSTEMS , B3101108B14094CA |  |  | 853.65 | 2002-03-12 16:55 | John | 6 | 0 | N | N
MACLEAN POWER SYSTEMS | B3101108B14094CA | Y | MACLEAN POWER SYSTEMS , B3101108B14094CA |  |  | 899.78 | 2002-03-12 16:55 | John | 6 | 0 | N | N
MACLEAN POWER SYSTEMS | B3101108B14094CA | Y | MACLEAN POWER SYSTEMS , B3101108B14094CA |  |  | 1051.69 | 2002-03-12 16:55 | John | 6 | 0 | N | N
MACLEAN POWER SYSTEMS | B3101108B14094CA | Y | MACLEAN POWER SYSTEMS , B3101108B14094CA |  |  | 1071.91 | 2002-03-12 16:55 | John | 6 | 0 | N | N
MACLEAN POWER SYSTEMS | B3101108B14094CA | Y | MACLEAN POWER SYSTEMS , B3101108B14094CA |  |  | 1086.16 | 2002-03-12 16:55 | John | 6 | 0 | N | N
MACLEAN POWER SYSTEMS | B3101108B14094CA | Y | MACLEAN POWER SYSTEMS , B3101108B14094CA |  |  | 1117.62 | 2002-03-12 16:55 | John | 6 | 0 | N | N
NGK-LOCKE, INC. | HV-076 | Y | NGK-LOCKE, INC. , HV-076 | JEA TRANSMISSION | CSC Stores | 559.19 | 2002-03-12 16:55 | John | 6 | 0 | N | N
NGK-LOCKE, INC. | HV-076 | Y | NGK-LOCKE, INC. , HV-076 |  |  | 634.02 | 2002-03-12 16:55 | John | 6 | 0 | N | N
NGK-LOCKE, INC. | HV-076 | Y | NGK-LOCKE, INC. , HV-076 |  |  | 651.29 | 2002-03-12 16:55 | John | 6 | 0 | N | N
NGK-LOCKE, INC. | HV-076 | Y | NGK-LOCKE, INC. , HV-076 |  |  | 716.74 | 2002-03-12 16:55 | John | 6 | 0 | N | N
NGK-LOCKE, INC. | HV-076 | Y | NGK-LOCKE, INC. , HV-076 |  |  | 736.07 | 2002-03-12 16:55 | John | 6 | 0 | N | N
NGK-LOCKE, INC. | HV-076 | Y | NGK-LOCKE, INC. , HV-076 |  |  | 762.29 | 2002-03-12 16:55 | John | 6 | 0 | N | N
NGK-LOCKE, INC. | HV-076 | Y | NGK-LOCKE, INC. , HV-076 |  |  | 793.43 | 2002-03-12 16:55 | John | 6 | 0 | N | N
NGK-LOCKE, INC. | HV-076 | Y | NGK-LOCKE, INC. , HV-076 |  |  | 801.81 | 2002-03-12 16:55 | John | 6 | 0 | N | N
NGK-LOCKE, INC. | HV-076 | Y | NGK-LOCKE, INC. , HV-076 |  |  | 853.65 | 2002-03-12 16:55 | John | 6 | 0 | N | N
NGK-LOCKE, INC. | HV-076 | Y | NGK-LOCKE, INC. , HV-076 |  |  | 899.78 | 2002-03-12 16:55 | John | 6 | 0 | N | N
NGK-LOCKE, INC. | HV-076 | Y | NGK-LOCKE, INC. , HV-076 |  |  | 1051.69 | 2002-03-12 16:55 | John | 6 | 0 | N | N
NGK-LOCKE, INC. | HV-076 | Y | NGK-LOCKE, INC. , HV-076 |  |  | 1071.91 | 2002-03-12 16:55 | John | 6 | 0 | N | N
NGK-LOCKE, INC. | HV-076 | Y | NGK-LOCKE, INC. , HV-076 |  |  | 1086.16 | 2002-03-12 16:55 | John | 6 | 0 | N | N
NGK-LOCKE, INC. | HV-076 | Y | NGK-LOCKE, INC. , HV-076 |  |  | 1117.62 | 2002-03-12 16:55 | John | 6 | 0 | N | N
MACLEAN POWER SYSTEMS | B391108VX03 | Y | MACLEAN POWER SYSTEMS , B391108VX03 | JEA TRANSMISSION | CSC Stores | 655.73 | 2002-03-12 16:55 | John | 16 | 0 | N | N
MACLEAN POWER SYSTEMS | B391108VX03 | Y | MACLEAN POWER SYSTEMS , B391108VX03 |  |  | 659.74 | 2002-03-12 16:55 | John | 16 | 0 | N | N
MACLEAN POWER SYSTEMS | B391108VX03 | Y | MACLEAN POWER SYSTEMS , B391108VX03 |  |  | 661.02 | 2002-03-12 16:55 | John | 16 | 0 | N | N
MACLEAN POWER SYSTEMS | B391108VX03 | Y | MACLEAN POWER SYSTEMS , B391108VX03 |  |  | 678.22 | 2002-03-12 16:55 | John | 16 | 0 | N | N
MACLEAN POWER SYSTEMS | B391108VX03 | Y | MACLEAN POWER SYSTEMS , B391108VX03 |  |  | 705.09 | 2002-03-12 16:55 | John | 16 | 0 | N | N
MACLEAN POWER SYSTEMS | B391108VX03 | Y | MACLEAN POWER SYSTEMS , B391108VX03 |  |  | 705.61 | 2002-03-12 16:55 | John | 16 | 0 | N | N
MACLEAN POWER SYSTEMS | B391108VX03 | Y | MACLEAN POWER SYSTEMS , B391108VX03 |  |  | 706.81 | 2002-03-12 16:55 | John | 16 | 0 | N | N
MACLEAN POWER SYSTEMS | B391108VX03 | Y | MACLEAN POWER SYSTEMS , B391108VX03 |  |  | 776.51 | 2002-03-12 16:55 | John | 16 | 0 | N | N
MACLEAN POWER SYSTEMS | B391108VX03 | Y | MACLEAN POWER SYSTEMS , B391108VX03 |  |  | 778.25 | 2002-03-12 16:55 | John | 16 | 0 | N | N
MACLEAN POWER SYSTEMS | B391108VX03 | Y | MACLEAN POWER SYSTEMS , B391108VX03 |  |  | 806.48 | 2002-03-12 16:55 | John | 16 | 0 | N | N
MACLEAN POWER SYSTEMS | B391108VX03 | Y | MACLEAN POWER SYSTEMS , B391108VX03 |  |  | 824.06 | 2002-03-12 16:55 | John | 16 | 0 | N | N
MACLEAN POWER SYSTEMS | B391108VX03 | Y | MACLEAN POWER SYSTEMS , B391108VX03 |  |  | 827.85 | 2002-03-12 16:55 | John | 16 | 0 | N | N
MACLEAN POWER SYSTEMS | B391108VX03 | Y | MACLEAN POWER SYSTEMS , B391108VX03 |  |  | 829.39 | 2002-03-12 16:55 | John | 16 | 0 | N | N
NGK-LOCKE, INC. | HV-075 | Y | NGK-LOCKE, INC. , HV-075 | JEA TRANSMISSION | CSC Stores | 655.73 | 2002-03-12 16:55 | John | 16 | 0 | N | N
NGK-LOCKE, INC. | HV-075 | Y | NGK-LOCKE, INC. , HV-075 |  |  | 659.74 | 2002-03-12 16:55 | John | 16 | 0 | N | N
NGK-LOCKE, INC. | HV-075 | Y | NGK-LOCKE, INC. , HV-075 |  |  | 661.02 | 2002-03-12 16:55 | John | 16 | 0 | N | N
NGK-LOCKE, INC. | HV-075 | Y | NGK-LOCKE, INC. , HV-075 |  |  | 678.22 | 2002-03-12 16:55 | John | 16 | 0 | N | N
NGK-LOCKE, INC. | HV-075 | Y | NGK-LOCKE, INC. , HV-075 |  |  | 705.09 | 2002-03-12 16:55 | John | 16 | 0 | N | N
NGK-LOCKE, INC. | HV-075 | Y | NGK-LOCKE, INC. , HV-075 |  |  | 705.61 | 2002-03-12 16:55 | John | 16 | 0 | N | N
NGK-LOCKE, INC. | HV-075 | Y | NGK-LOCKE, INC. , HV-075 |  |  | 706.81 | 2002-03-12 16:55 | John | 16 | 0 | N | N
NGK-LOCKE, INC. | HV-075 | Y | NGK-LOCKE, INC. , HV-075 |  |  | 776.51 | 2002-03-12 16:55 | John | 16 | 0 | N | N
NGK-LOCKE, INC. | HV-075 | Y | NGK-LOCKE, INC. , HV-075 |  |  | 778.25 | 2002-03-12 16:55 | John | 16 | 0 | N | N
NGK-LOCKE, INC. | HV-075 | Y | NGK-LOCKE, INC. , HV-075 |  |  | 806.48 | 2002-03-12 16:55 | John | 16 | 0 | N | N
NGK-LOCKE, INC. | HV-075 | Y | NGK-LOCKE, INC. , HV-075 |  |  | 824.06 | 2002-03-12 16:55 | John | 16 | 0 | N | N
NGK-LOCKE, INC. | HV-075 | Y | NGK-LOCKE, INC. , HV-075 |  |  | 827.85 | 2002-03-12 16:55 | John | 16 | 0 | N | N
NGK-LOCKE, INC. | HV-075 | Y | NGK-LOCKE, INC. , HV-075 |  |  | 829.39 | 2002-03-12 16:55 | John | 16 | 0 | N | N
MACLEAN POWER SYSTEMS | B3131180T121136VA | Y | MACLEAN POWER SYSTEMS , B3131180T121136VA | JEA TRANSMISSION | CSC Stores | 727.46 | 2019-10-31 14:35 | John | 1 | 0 | N | N
MACLEAN POWER SYSTEMS | B3131180T121136VA | Y | MACLEAN POWER SYSTEMS , B3131180T121136VA |  |  | 860 | 2019-10-31 14:35 | John | 1 | 0 | N | N
MACLEAN POWER SYSTEMS | B3131180T121136VA | Y | MACLEAN POWER SYSTEMS , B3131180T121136VA |  |  | 940.15 | 2019-10-31 14:35 | John | 1 | 0 | N | N
CHANCE | C909-0032 | Y | CHANCE , C909-0032 | JEA OVERHEAD DISTRIBUTION | CSC Stores | 0.54 | 2002-03-12 16:59 | Anjanece | 24 | 0 | #VALUE! | #VALUE!
CHANCE | C909-0032 | Y | CHANCE , C909-0032 |  |  | 0.57 | 2002-03-12 16:59 | Anjanece | 24 | 0 | #VALUE! | #VALUE!
CHANCE | C909-0032 | Y | CHANCE , C909-0032 |  |  | 0.68 | 2002-03-12 16:59 | Anjanece | 24 | 0 | #VALUE! | #VALUE!
CHANCE | C909-0032 | Y | CHANCE , C909-0032 |  |  | 0.72 | 2002-03-12 16:59 | Anjanece | 24 | 0 | #VALUE! | #VALUE!
CHANCE | C909-0032 | Y | CHANCE , C909-0032 |  |  | 0.73 | 2002-03-12 16:59 | Anjanece | 24 | 0 | #VALUE! | #VALUE!
CHANCE | C909-0032 | Y | CHANCE , C909-0032 |  |  | 0.85 | 2002-03-12 16:59 | Anjanece | 24 | 0 | #VALUE! | #VALUE!
CHANCE | C909-0032 | Y | CHANCE , C909-0032 |  |  | 0.87 | 2002-03-12 16:59 | Anjanece | 24 | 0 | #VALUE! | #VALUE!
CHANCE | C909-0032 | Y | CHANCE , C909-0032 |  |  | 0.91 | 2002-03-12 16:59 | Anjanece | 24 | 0 | #VALUE! | #VALUE!
CHANCE | C909-0032 | Y | CHANCE , C909-0032 |  |  | 0.95 | 2002-03-12 16:59 | Anjanece | 24 | 0 | #VALUE! | #VALUE!
CHANCE | C909-0032 | Y | CHANCE , C909-0032 |  |  | 1.14 | 2002-03-12 16:59 | Anjanece | 24 | 0 | #VALUE! | #VALUE!
CHANCE | C909-0032 | Y | CHANCE , C909-0032 |  |  | 1.26 | 2002-03-12 16:59 | Anjanece | 24 | 0 | #VALUE! | #VALUE!
CHANCE | C909-0032 | Y | CHANCE , C909-0032 |  |  | 1.39 | 2002-03-12 16:59 | Anjanece | 24 | 0 | #VALUE! | #VALUE!
DULHUNTY POWER | DP53-2B | Y | DULHUNTY POWER , DP53-2B | JEA OVERHEAD DISTRIBUTION | CSC Stores | 0.54 | 2002-03-12 16:59 | Anjanece | 24 | 0 | #VALUE! | #VALUE!
DULHUNTY POWER | DP53-2B | Y | DULHUNTY POWER , DP53-2B |  |  | 0.57 | 2002-03-12 16:59 | Anjanece | 24 | 0 | #VALUE! | #VALUE!
DULHUNTY POWER | DP53-2B | Y | DULHUNTY POWER , DP53-2B |  |  | 0.68 | 2002-03-12 16:59 | Anjanece | 24 | 0 | #VALUE! | #VALUE!
DULHUNTY POWER | DP53-2B | Y | DULHUNTY POWER , DP53-2B |  |  | 0.72 | 2002-03-12 16:59 | Anjanece | 24 | 0 | #VALUE! | #VALUE!
DULHUNTY POWER | DP53-2B | Y | DULHUNTY POWER , DP53-2B |  |  | 0.73 | 2002-03-12 16:59 | Anjanece | 24 | 0 | #VALUE! | #VALUE!
DULHUNTY POWER | DP53-2B | Y | DULHUNTY POWER , DP53-2B |  |  | 0.85 | 2002-03-12 16:59 | Anjanece | 24 | 0 | #VALUE! | #VALUE!
DULHUNTY POWER | DP53-2B | Y | DULHUNTY POWER , DP53-2B |  |  | 0.87 | 2002-03-12 16:59 | Anjanece | 24 | 0 | #VALUE! | #VALUE!
DULHUNTY POWER | DP53-2B | Y | DULHUNTY POWER , DP53-2B |  |  | 0.91 | 2002-03-12 16:59 | Anjanece | 24 | 0 | #VALUE! | #VALUE!
DULHUNTY POWER | DP53-2B | Y | DULHUNTY POWER , DP53-2B |  |  | 0.95 | 2002-03-12 16:59 | Anjanece | 24 | 0 | #VALUE! | #VALUE!
DULHUNTY POWER | DP53-2B | Y | DULHUNTY POWER , DP53-2B |  |  | 1.14 | 2002-03-12 16:59 | Anjanece | 24 | 0 | #VALUE! | #VALUE!
DULHUNTY POWER | DP53-2B | Y | DULHUNTY POWER , DP53-2B |  |  | 1.26 | 2002-03-12 16:59 | Anjanece | 24 | 0 | #VALUE! | #VALUE!
DULHUNTY POWER | DP53-2B | Y | DULHUNTY POWER , DP53-2B |  |  | 1.39 | 2002-03-12 16:59 | Anjanece | 24 | 0 | #VALUE! | #VALUE!
DULMISON | DSL-5320-B | Y | DULMISON , DSL-5320-B | JEA OVERHEAD DISTRIBUTION | CSC Stores | 0.54 | 2002-03-12 16:59 | Anjanece | 24 | 0 | #VALUE! | #VALUE!
DULMISON | DSL-5320-B | Y | DULMISON , DSL-5320-B |  |  | 0.57 | 2002-03-12 16:59 | Anjanece | 24 | 0 | #VALUE! | #VALUE!
DULMISON | DSL-5320-B | Y | DULMISON , DSL-5320-B |  |  | 0.68 | 2002-03-12 16:59 | Anjanece | 24 | 0 | #VALUE! | #VALUE!
DULMISON | DSL-5320-B | Y | DULMISON , DSL-5320-B |  |  | 0.72 | 2002-03-12 16:59 | Anjanece | 24 | 0 | #VALUE! | #VALUE!
DULMISON | DSL-5320-B | Y | DULMISON , DSL-5320-B |  |  | 0.73 | 2002-03-12 16:59 | Anjanece | 24 | 0 | #VALUE! | #VALUE!
DULMISON | DSL-5320-B | Y | DULMISON , DSL-5320-B |  |  | 0.85 | 2002-03-12 16:59 | Anjanece | 24 | 0 | #VALUE! | #VALUE!
DULMISON | DSL-5320-B | Y | DULMISON , DSL-5320-B |  |  | 0.87 | 2002-03-12 16:59 | Anjanece | 24 | 0 | #VALUE! | #VALUE!
DULMISON | DSL-5320-B | Y | DULMISON , DSL-5320-B |  |  | 0.91 | 2002-03-12 16:59 | Anjanece | 24 | 0 | #VALUE! | #VALUE!
DULMISON | DSL-5320-B | Y | DULMISON , DSL-5320-B |  |  | 0.95 | 2002-03-12 16:59 | Anjanece | 24 | 0 | #VALUE! | #VALUE!
DULMISON | DSL-5320-B | Y | DULMISON , DSL-5320-B |  |  | 1.14 | 2002-03-12 16:59 | Anjanece | 24 | 0 | #VALUE! | #VALUE!
DULMISON | DSL-5320-B | Y | DULMISON , DSL-5320-B |  |  | 1.26 | 2002-03-12 16:59 | Anjanece | 24 | 0 | #VALUE! | #VALUE!
DULMISON | DSL-5320-B | Y | DULMISON , DSL-5320-B |  |  | 1.39 | 2002-03-12 16:59 | Anjanece | 24 | 0 | #VALUE! | #VALUE!
FLORIDA WIRE AND CABLE | FW151-B | Y | FLORIDA WIRE AND CABLE , FW151-B | JEA OVERHEAD DISTRIBUTION | CSC Stores | 0.54 | 2002-03-12 16:59 | Anjanece | 24 | 0 | #VALUE! | #VALUE!
FLORIDA WIRE AND CABLE | FW151-B | Y | FLORIDA WIRE AND CABLE , FW151-B |  |  | 0.57 | 2002-03-12 16:59 | Anjanece | 24 | 0 | #VALUE! | #VALUE!
FLORIDA WIRE AND CABLE | FW151-B | Y | FLORIDA WIRE AND CABLE , FW151-B |  |  | 0.68 | 2002-03-12 16:59 | Anjanece | 24 | 0 | #VALUE! | #VALUE!
FLORIDA WIRE AND CABLE | FW151-B | Y | FLORIDA WIRE AND CABLE , FW151-B |  |  | 0.72 | 2002-03-12 16:59 | Anjanece | 24 | 0 | #VALUE! | #VALUE!
FLORIDA WIRE AND CABLE | FW151-B | Y | FLORIDA WIRE AND CABLE , FW151-B |  |  | 0.73 | 2002-03-12 16:59 | Anjanece | 24 | 0 | #VALUE! | #VALUE!
FLORIDA WIRE AND CABLE | FW151-B | Y | FLORIDA WIRE AND CABLE , FW151-B |  |  | 0.85 | 2002-03-12 16:59 | Anjanece | 24 | 0 | #VALUE! | #VALUE!
FLORIDA WIRE AND CABLE | FW151-B | Y | FLORIDA WIRE AND CABLE , FW151-B |  |  | 0.87 | 2002-03-12 16:59 | Anjanece | 24 | 0 | #VALUE! | #VALUE!
FLORIDA WIRE AND CABLE | FW151-B | Y | FLORIDA WIRE AND CABLE , FW151-B |  |  | 0.91 | 2002-03-12 16:59 | Anjanece | 24 | 0 | #VALUE! | #VALUE!
FLORIDA WIRE AND CABLE | FW151-B | Y | FLORIDA WIRE AND CABLE , FW151-B |  |  | 0.95 | 2002-03-12 16:59 | Anjanece | 24 | 0 | #VALUE! | #VALUE!
FLORIDA WIRE AND CABLE | FW151-B | Y | FLORIDA WIRE AND CABLE , FW151-B |  |  | 1.14 | 2002-03-12 16:59 | Anjanece | 24 | 0 | #VALUE! | #VALUE!
FLORIDA WIRE AND CABLE | FW151-B | Y | FLORIDA WIRE AND CABLE , FW151-B |  |  | 1.26 | 2002-03-12 16:59 | Anjanece | 24 | 0 | #VALUE! | #VALUE!
FLORIDA WIRE AND CABLE | FW151-B | Y | FLORIDA WIRE AND CABLE , FW151-B |  |  | 1.39 | 2002-03-12 16:59 | Anjanece | 24 | 0 | #VALUE! | #VALUE!
GAMMA | 8442 | Y | GAMMA , 8442 | JEA OVERHEAD DISTRIBUTION | CSC Stores | 0.54 | 2002-03-12 16:59 | Anjanece | 24 | 0 | #VALUE! | #VALUE!
GAMMA | 8442 | Y | GAMMA , 8442 |  |  | 0.57 | 2002-03-12 16:59 | Anjanece | 24 | 0 | #VALUE! | #VALUE!
GAMMA | 8442 | Y | GAMMA , 8442 |  |  | 0.68 | 2002-03-12 16:59 | Anjanece | 24 | 0 | #VALUE! | #VALUE!
GAMMA | 8442 | Y | GAMMA , 8442 |  |  | 0.72 | 2002-03-12 16:59 | Anjanece | 24 | 0 | #VALUE! | #VALUE!
GAMMA | 8442 | Y | GAMMA , 8442 |  |  | 0.73 | 2002-03-12 16:59 | Anjanece | 24 | 0 | #VALUE! | #VALUE!
GAMMA | 8442 | Y | GAMMA , 8442 |  |  | 0.85 | 2002-03-12 16:59 | Anjanece | 24 | 0 | #VALUE! | #VALUE!
GAMMA | 8442 | Y | GAMMA , 8442 |  |  | 0.87 | 2002-03-12 16:59 | Anjanece | 24 | 0 | #VALUE! | #VALUE!
GAMMA | 8442 | Y | GAMMA , 8442 |  |  | 0.91 | 2002-03-12 16:59 | Anjanece | 24 | 0 | #VALUE! | #VALUE!
GAMMA | 8442 | Y | GAMMA , 8442 |  |  | 0.95 | 2002-03-12 16:59 | Anjanece | 24 | 0 | #VALUE! | #VALUE!
GAMMA | 8442 | Y | GAMMA , 8442 |  |  | 1.14 | 2002-03-12 16:59 | Anjanece | 24 | 0 | #VALUE! | #VALUE!
GAMMA | 8442 | Y | GAMMA , 8442 |  |  | 1.26 | 2002-03-12 16:59 | Anjanece | 24 | 0 | #VALUE! | #VALUE!
GAMMA | 8442 | Y | GAMMA , 8442 |  |  | 1.39 | 2002-03-12 16:59 | Anjanece | 24 | 0 | #VALUE! | #VALUE!
GAMMA | PT8065B | Y | GAMMA , PT8065B | JEA OVERHEAD DISTRIBUTION | CSC Stores | 0.54 | 2002-03-12 16:59 | Anjanece | 24 | 0 | #VALUE! | #VALUE!
GAMMA | PT8065B | Y | GAMMA , PT8065B |  |  | 0.57 | 2002-03-12 16:59 | Anjanece | 24 | 0 | #VALUE! | #VALUE!
GAMMA | PT8065B | Y | GAMMA , PT8065B |  |  | 0.68 | 2002-03-12 16:59 | Anjanece | 24 | 0 | #VALUE! | #VALUE!
GAMMA | PT8065B | Y | GAMMA , PT8065B |  |  | 0.72 | 2002-03-12 16:59 | Anjanece | 24 | 0 | #VALUE! | #VALUE!
GAMMA | PT8065B | Y | GAMMA , PT8065B |  |  | 0.73 | 2002-03-12 16:59 | Anjanece | 24 | 0 | #VALUE! | #VALUE!
GAMMA | PT8065B | Y | GAMMA , PT8065B |  |  | 0.85 | 2002-03-12 16:59 | Anjanece | 24 | 0 | #VALUE! | #VALUE!
GAMMA | PT8065B | Y | GAMMA , PT8065B |  |  | 0.87 | 2002-03-12 16:59 | Anjanece | 24 | 0 | #VALUE! | #VALUE!
GAMMA | PT8065B | Y | GAMMA , PT8065B |  |  | 0.91 | 2002-03-12 16:59 | Anjanece | 24 | 0 | #VALUE! | #VALUE!
GAMMA | PT8065B | Y | GAMMA , PT8065B |  |  | 0.95 | 2002-03-12 16:59 | Anjanece | 24 | 0 | #VALUE! | #VALUE!
GAMMA | PT8065B | Y | GAMMA , PT8065B |  |  | 1.14 | 2002-03-12 16:59 | Anjanece | 24 | 0 | #VALUE! | #VALUE!
GAMMA | PT8065B | Y | GAMMA , PT8065B |  |  | 1.26 | 2002-03-12 16:59 | Anjanece | 24 | 0 | #VALUE! | #VALUE!
GAMMA | PT8065B | Y | GAMMA , PT8065B |  |  | 1.39 | 2002-03-12 16:59 | Anjanece | 24 | 0 | #VALUE! | #VALUE!
LAPP | 8442-BROWN | Y | LAPP , 8442-BROWN | JEA OVERHEAD DISTRIBUTION | CSC Stores | 0.54 | 2002-03-12 16:59 | Anjanece | 24 | 0 | #VALUE! | #VALUE!
LAPP | 8442-BROWN | Y | LAPP , 8442-BROWN |  |  | 0.57 | 2002-03-12 16:59 | Anjanece | 24 | 0 | #VALUE! | #VALUE!
LAPP | 8442-BROWN | Y | LAPP , 8442-BROWN |  |  | 0.68 | 2002-03-12 16:59 | Anjanece | 24 | 0 | #VALUE! | #VALUE!
LAPP | 8442-BROWN | Y | LAPP , 8442-BROWN |  |  | 0.72 | 2002-03-12 16:59 | Anjanece | 24 | 0 | #VALUE! | #VALUE!
LAPP | 8442-BROWN | Y | LAPP , 8442-BROWN |  |  | 0.73 | 2002-03-12 16:59 | Anjanece | 24 | 0 | #VALUE! | #VALUE!
LAPP | 8442-BROWN | Y | LAPP , 8442-BROWN |  |  | 0.85 | 2002-03-12 16:59 | Anjanece | 24 | 0 | #VALUE! | #VALUE!
LAPP | 8442-BROWN | Y | LAPP , 8442-BROWN |  |  | 0.87 | 2002-03-12 16:59 | Anjanece | 24 | 0 | #VALUE! | #VALUE!
LAPP | 8442-BROWN | Y | LAPP , 8442-BROWN |  |  | 0.91 | 2002-03-12 16:59 | Anjanece | 24 | 0 | #VALUE! | #VALUE!
LAPP | 8442-BROWN | Y | LAPP , 8442-BROWN |  |  | 0.95 | 2002-03-12 16:59 | Anjanece | 24 | 0 | #VALUE! | #VALUE!
LAPP | 8442-BROWN | Y | LAPP , 8442-BROWN |  |  | 1.14 | 2002-03-12 16:59 | Anjanece | 24 | 0 | #VALUE! | #VALUE!
LAPP | 8442-BROWN | Y | LAPP , 8442-BROWN |  |  | 1.26 | 2002-03-12 16:59 | Anjanece | 24 | 0 | #VALUE! | #VALUE!
LAPP | 8442-BROWN | Y | LAPP , 8442-BROWN |  |  | 1.39 | 2002-03-12 16:59 | Anjanece | 24 | 0 | #VALUE! | #VALUE!
MC GRAW EDISON | DE4S3 | Y | MC GRAW EDISON , DE4S3 | JEA OVERHEAD DISTRIBUTION | CSC Stores | 0.54 | 2002-03-12 16:59 | Anjanece | 24 | 0 | #VALUE! | #VALUE!
MC GRAW EDISON | DE4S3 | Y | MC GRAW EDISON , DE4S3 |  |  | 0.57 | 2002-03-12 16:59 | Anjanece | 24 | 0 | #VALUE! | #VALUE!
MC GRAW EDISON | DE4S3 | Y | MC GRAW EDISON , DE4S3 |  |  | 0.68 | 2002-03-12 16:59 | Anjanece | 24 | 0 | #VALUE! | #VALUE!
MC GRAW EDISON | DE4S3 | Y | MC GRAW EDISON , DE4S3 |  |  | 0.72 | 2002-03-12 16:59 | Anjanece | 24 | 0 | #VALUE! | #VALUE!
MC GRAW EDISON | DE4S3 | Y | MC GRAW EDISON , DE4S3 |  |  | 0.73 | 2002-03-12 16:59 | Anjanece | 24 | 0 | #VALUE! | #VALUE!
MC GRAW EDISON | DE4S3 | Y | MC GRAW EDISON , DE4S3 |  |  | 0.85 | 2002-03-12 16:59 | Anjanece | 24 | 0 | #VALUE! | #VALUE!
MC GRAW EDISON | DE4S3 | Y | MC GRAW EDISON , DE4S3 |  |  | 0.87 | 2002-03-12 16:59 | Anjanece | 24 | 0 | #VALUE! | #VALUE!
MC GRAW EDISON | DE4S3 | Y | MC GRAW EDISON , DE4S3 |  |  | 0.91 | 2002-03-12 16:59 | Anjanece | 24 | 0 | #VALUE! | #VALUE!
MC GRAW EDISON | DE4S3 | Y | MC GRAW EDISON , DE4S3 |  |  | 0.95 | 2002-03-12 16:59 | Anjanece | 24 | 0 | #VALUE! | #VALUE!
MC GRAW EDISON | DE4S3 | Y | MC GRAW EDISON , DE4S3 |  |  | 1.14 | 2002-03-12 16:59 | Anjanece | 24 | 0 | #VALUE! | #VALUE!
MC GRAW EDISON | DE4S3 | Y | MC GRAW EDISON , DE4S3 |  |  | 1.26 | 2002-03-12 16:59 | Anjanece | 24 | 0 | #VALUE! | #VALUE!
MC GRAW EDISON | DE4S3 | Y | MC GRAW EDISON , DE4S3 |  |  | 1.39 | 2002-03-12 16:59 | Anjanece | 24 | 0 | #VALUE! | #VALUE!
NEWELL | 2335320-5001 | Y | NEWELL , 2335320-5001 | JEA OVERHEAD DISTRIBUTION | CSC Stores | 0.54 | 2002-03-12 16:59 | Anjanece | 24 | 0 | #VALUE! | #VALUE!
NEWELL | 2335320-5001 | Y | NEWELL , 2335320-5001 |  |  | 0.57 | 2002-03-12 16:59 | Anjanece | 24 | 0 | #VALUE! | #VALUE!
NEWELL | 2335320-5001 | Y | NEWELL , 2335320-5001 |  |  | 0.68 | 2002-03-12 16:59 | Anjanece | 24 | 0 | #VALUE! | #VALUE!
NEWELL | 2335320-5001 | Y | NEWELL , 2335320-5001 |  |  | 0.72 | 2002-03-12 16:59 | Anjanece | 24 | 0 | #VALUE! | #VALUE!
NEWELL | 2335320-5001 | Y | NEWELL , 2335320-5001 |  |  | 0.73 | 2002-03-12 16:59 | Anjanece | 24 | 0 | #VALUE! | #VALUE!
NEWELL | 2335320-5001 | Y | NEWELL , 2335320-5001 |  |  | 0.85 | 2002-03-12 16:59 | Anjanece | 24 | 0 | #VALUE! | #VALUE!
NEWELL | 2335320-5001 | Y | NEWELL , 2335320-5001 |  |  | 0.87 | 2002-03-12 16:59 | Anjanece | 24 | 0 | #VALUE! | #VALUE!
NEWELL | 2335320-5001 | Y | NEWELL , 2335320-5001 |  |  | 0.91 | 2002-03-12 16:59 | Anjanece | 24 | 0 | #VALUE! | #VALUE!
NEWELL | 2335320-5001 | Y | NEWELL , 2335320-5001 |  |  | 0.95 | 2002-03-12 16:59 | Anjanece | 24 | 0 | #VALUE! | #VALUE!
NEWELL | 2335320-5001 | Y | NEWELL , 2335320-5001 |  |  | 1.14 | 2002-03-12 16:59 | Anjanece | 24 | 0 | #VALUE! | #VALUE!
NEWELL | 2335320-5001 | Y | NEWELL , 2335320-5001 |  |  | 1.26 | 2002-03-12 16:59 | Anjanece | 24 | 0 | #VALUE! | #VALUE!
NEWELL | 2335320-5001 | Y | NEWELL , 2335320-5001 |  |  | 1.39 | 2002-03-12 16:59 | Anjanece | 24 | 0 | #VALUE! | #VALUE!
PORCELAIN PRODUCTS CO. | 5101-B | Y | PORCELAIN PRODUCTS CO. , 5101-B | JEA OVERHEAD DISTRIBUTION | CSC Stores | 0.54 | 2002-03-12 16:59 | Anjanece | 24 | 0 | #VALUE! | #VALUE!
PORCELAIN PRODUCTS CO. | 5101-B | Y | PORCELAIN PRODUCTS CO. , 5101-B |  |  | 0.57 | 2002-03-12 16:59 | Anjanece | 24 | 0 | #VALUE! | #VALUE!
PORCELAIN PRODUCTS CO. | 5101-B | Y | PORCELAIN PRODUCTS CO. , 5101-B |  |  | 0.68 | 2002-03-12 16:59 | Anjanece | 24 | 0 | #VALUE! | #VALUE!
PORCELAIN PRODUCTS CO. | 5101-B | Y | PORCELAIN PRODUCTS CO. , 5101-B |  |  | 0.72 | 2002-03-12 16:59 | Anjanece | 24 | 0 | #VALUE! | #VALUE!
PORCELAIN PRODUCTS CO. | 5101-B | Y | PORCELAIN PRODUCTS CO. , 5101-B |  |  | 0.73 | 2002-03-12 16:59 | Anjanece | 24 | 0 | #VALUE! | #VALUE!
PORCELAIN PRODUCTS CO. | 5101-B | Y | PORCELAIN PRODUCTS CO. , 5101-B |  |  | 0.85 | 2002-03-12 16:59 | Anjanece | 24 | 0 | #VALUE! | #VALUE!
PORCELAIN PRODUCTS CO. | 5101-B | Y | PORCELAIN PRODUCTS CO. , 5101-B |  |  | 0.87 | 2002-03-12 16:59 | Anjanece | 24 | 0 | #VALUE! | #VALUE!
PORCELAIN PRODUCTS CO. | 5101-B | Y | PORCELAIN PRODUCTS CO. , 5101-B |  |  | 0.91 | 2002-03-12 16:59 | Anjanece | 24 | 0 | #VALUE! | #VALUE!
PORCELAIN PRODUCTS CO. | 5101-B | Y | PORCELAIN PRODUCTS CO. , 5101-B |  |  | 0.95 | 2002-03-12 16:59 | Anjanece | 24 | 0 | #VALUE! | #VALUE!
PORCELAIN PRODUCTS CO. | 5101-B | Y | PORCELAIN PRODUCTS CO. , 5101-B |  |  | 1.14 | 2002-03-12 16:59 | Anjanece | 24 | 0 | #VALUE! | #VALUE!
PORCELAIN PRODUCTS CO. | 5101-B | Y | PORCELAIN PRODUCTS CO. , 5101-B |  |  | 1.26 | 2002-03-12 16:59 | Anjanece | 24 | 0 | #VALUE! | #VALUE!
PORCELAIN PRODUCTS CO. | 5101-B | Y | PORCELAIN PRODUCTS CO. , 5101-B |  |  | 1.39 | 2002-03-12 16:59 | Anjanece | 24 | 0 | #VALUE! | #VALUE!
POWERLINE HARDWARE CO. | P53-2B | Y | POWERLINE HARDWARE CO. , P53-2B | JEA OVERHEAD DISTRIBUTION | CSC Stores | 0.54 | 2002-03-12 16:59 | Anjanece | 24 | 0 | #VALUE! | #VALUE!
POWERLINE HARDWARE CO. | P53-2B | Y | POWERLINE HARDWARE CO. , P53-2B |  |  | 0.57 | 2002-03-12 16:59 | Anjanece | 24 | 0 | #VALUE! | #VALUE!
POWERLINE HARDWARE CO. | P53-2B | Y | POWERLINE HARDWARE CO. , P53-2B |  |  | 0.68 | 2002-03-12 16:59 | Anjanece | 24 | 0 | #VALUE! | #VALUE!
POWERLINE HARDWARE CO. | P53-2B | Y | POWERLINE HARDWARE CO. , P53-2B |  |  | 0.72 | 2002-03-12 16:59 | Anjanece | 24 | 0 | #VALUE! | #VALUE!
POWERLINE HARDWARE CO. | P53-2B | Y | POWERLINE HARDWARE CO. , P53-2B |  |  | 0.73 | 2002-03-12 16:59 | Anjanece | 24 | 0 | #VALUE! | #VALUE!
POWERLINE HARDWARE CO. | P53-2B | Y | POWERLINE HARDWARE CO. , P53-2B |  |  | 0.85 | 2002-03-12 16:59 | Anjanece | 24 | 0 | #VALUE! | #VALUE!
POWERLINE HARDWARE CO. | P53-2B | Y | POWERLINE HARDWARE CO. , P53-2B |  |  | 0.87 | 2002-03-12 16:59 | Anjanece | 24 | 0 | #VALUE! | #VALUE!
POWERLINE HARDWARE CO. | P53-2B | Y | POWERLINE HARDWARE CO. , P53-2B |  |  | 0.91 | 2002-03-12 16:59 | Anjanece | 24 | 0 | #VALUE! | #VALUE!
POWERLINE HARDWARE CO. | P53-2B | Y | POWERLINE HARDWARE CO. , P53-2B |  |  | 0.95 | 2002-03-12 16:59 | Anjanece | 24 | 0 | #VALUE! | #VALUE!
POWERLINE HARDWARE CO. | P53-2B | Y | POWERLINE HARDWARE CO. , P53-2B |  |  | 1.14 | 2002-03-12 16:59 | Anjanece | 24 | 0 | #VALUE! | #VALUE!
POWERLINE HARDWARE CO. | P53-2B | Y | POWERLINE HARDWARE CO. , P53-2B |  |  | 1.26 | 2002-03-12 16:59 | Anjanece | 24 | 0 | #VALUE! | #VALUE!
POWERLINE HARDWARE CO. | P53-2B | Y | POWERLINE HARDWARE CO. , P53-2B |  |  | 1.39 | 2002-03-12 16:59 | Anjanece | 24 | 0 | #VALUE! | #VALUE!
SANTANA INSULATORS INC. | RO 12012B | Y | SANTANA INSULATORS INC. , RO 12012B | JEA OVERHEAD DISTRIBUTION | CSC Stores | 0.54 | 2002-03-12 16:59 | Anjanece | 24 | 0 | #VALUE! | #VALUE!
SANTANA INSULATORS INC. | RO 12012B | Y | SANTANA INSULATORS INC. , RO 12012B |  |  | 0.57 | 2002-03-12 16:59 | Anjanece | 24 | 0 | #VALUE! | #VALUE!
SANTANA INSULATORS INC. | RO 12012B | Y | SANTANA INSULATORS INC. , RO 12012B |  |  | 0.68 | 2002-03-12 16:59 | Anjanece | 24 | 0 | #VALUE! | #VALUE!
SANTANA INSULATORS INC. | RO 12012B | Y | SANTANA INSULATORS INC. , RO 12012B |  |  | 0.72 | 2002-03-12 16:59 | Anjanece | 24 | 0 | #VALUE! | #VALUE!
SANTANA INSULATORS INC. | RO 12012B | Y | SANTANA INSULATORS INC. , RO 12012B |  |  | 0.73 | 2002-03-12 16:59 | Anjanece | 24 | 0 | #VALUE! | #VALUE!
SANTANA INSULATORS INC. | RO 12012B | Y | SANTANA INSULATORS INC. , RO 12012B |  |  | 0.85 | 2002-03-12 16:59 | Anjanece | 24 | 0 | #VALUE! | #VALUE!
SANTANA INSULATORS INC. | RO 12012B | Y | SANTANA INSULATORS INC. , RO 12012B |  |  | 0.87 | 2002-03-12 16:59 | Anjanece | 24 | 0 | #VALUE! | #VALUE!
SANTANA INSULATORS INC. | RO 12012B | Y | SANTANA INSULATORS INC. , RO 12012B |  |  | 0.91 | 2002-03-12 16:59 | Anjanece | 24 | 0 | #VALUE! | #VALUE!
SANTANA INSULATORS INC. | RO 12012B | Y | SANTANA INSULATORS INC. , RO 12012B |  |  | 0.95 | 2002-03-12 16:59 | Anjanece | 24 | 0 | #VALUE! | #VALUE!
SANTANA INSULATORS INC. | RO 12012B | Y | SANTANA INSULATORS INC. , RO 12012B |  |  | 1.14 | 2002-03-12 16:59 | Anjanece | 24 | 0 | #VALUE! | #VALUE!
SANTANA INSULATORS INC. | RO 12012B | Y | SANTANA INSULATORS INC. , RO 12012B |  |  | 1.26 | 2002-03-12 16:59 | Anjanece | 24 | 0 | #VALUE! | #VALUE!
SANTANA INSULATORS INC. | RO 12012B | Y | SANTANA INSULATORS INC. , RO 12012B |  |  | 1.39 | 2002-03-12 16:59 | Anjanece | 24 | 0 | #VALUE! | #VALUE!
VICTOR INSULATORS | 2012-BROWN | Y | VICTOR INSULATORS , 2012-BROWN | JEA OVERHEAD DISTRIBUTION | CSC Stores | 0.54 | 2002-03-12 16:59 | Anjanece | 24 | 0 | #VALUE! | #VALUE!
VICTOR INSULATORS | 2012-BROWN | Y | VICTOR INSULATORS , 2012-BROWN |  |  | 0.57 | 2002-03-12 16:59 | Anjanece | 24 | 0 | #VALUE! | #VALUE!
VICTOR INSULATORS | 2012-BROWN | Y | VICTOR INSULATORS , 2012-BROWN |  |  | 0.68 | 2002-03-12 16:59 | Anjanece | 24 | 0 | #VALUE! | #VALUE!
VICTOR INSULATORS | 2012-BROWN | Y | VICTOR INSULATORS , 2012-BROWN |  |  | 0.72 | 2002-03-12 16:59 | Anjanece | 24 | 0 | #VALUE! | #VALUE!
VICTOR INSULATORS | 2012-BROWN | Y | VICTOR INSULATORS , 2012-BROWN |  |  | 0.73 | 2002-03-12 16:59 | Anjanece | 24 | 0 | #VALUE! | #VALUE!
VICTOR INSULATORS | 2012-BROWN | Y | VICTOR INSULATORS , 2012-BROWN |  |  | 0.85 | 2002-03-12 16:59 | Anjanece | 24 | 0 | #VALUE! | #VALUE!
VICTOR INSULATORS | 2012-BROWN | Y | VICTOR INSULATORS , 2012-BROWN |  |  | 0.87 | 2002-03-12 16:59 | Anjanece | 24 | 0 | #VALUE! | #VALUE!
VICTOR INSULATORS | 2012-BROWN | Y | VICTOR INSULATORS , 2012-BROWN |  |  | 0.91 | 2002-03-12 16:59 | Anjanece | 24 | 0 | #VALUE! | #VALUE!
VICTOR INSULATORS | 2012-BROWN | Y | VICTOR INSULATORS , 2012-BROWN |  |  | 0.95 | 2002-03-12 16:59 | Anjanece | 24 | 0 | #VALUE! | #VALUE!
VICTOR INSULATORS | 2012-BROWN | Y | VICTOR INSULATORS , 2012-BROWN |  |  | 1.14 | 2002-03-12 16:59 | Anjanece | 24 | 0 | #VALUE! | #VALUE!
VICTOR INSULATORS | 2012-BROWN | Y | VICTOR INSULATORS , 2012-BROWN |  |  | 1.26 | 2002-03-12 16:59 | Anjanece | 24 | 0 | #VALUE! | #VALUE!
VICTOR INSULATORS | 2012-BROWN | Y | VICTOR INSULATORS , 2012-BROWN |  |  | 1.39 | 2002-03-12 16:59 | Anjanece | 24 | 0 | #VALUE! | #VALUE!
VICTOR INSULATORS | VI-2612-BROWN | Y | VICTOR INSULATORS , VI-2612-BROWN | JEA OVERHEAD DISTRIBUTION | CSC Stores | 0.54 | 2002-03-12 16:59 | Anjanece | 24 | 0 | #VALUE! | #VALUE!
VICTOR INSULATORS | VI-2612-BROWN | Y | VICTOR INSULATORS , VI-2612-BROWN |  |  | 0.57 | 2002-03-12 16:59 | Anjanece | 24 | 0 | #VALUE! | #VALUE!
VICTOR INSULATORS | VI-2612-BROWN | Y | VICTOR INSULATORS , VI-2612-BROWN |  |  | 0.68 | 2002-03-12 16:59 | Anjanece | 24 | 0 | #VALUE! | #VALUE!
VICTOR INSULATORS | VI-2612-BROWN | Y | VICTOR INSULATORS , VI-2612-BROWN |  |  | 0.72 | 2002-03-12 16:59 | Anjanece | 24 | 0 | #VALUE! | #VALUE!
VICTOR INSULATORS | VI-2612-BROWN | Y | VICTOR INSULATORS , VI-2612-BROWN |  |  | 0.73 | 2002-03-12 16:59 | Anjanece | 24 | 0 | #VALUE! | #VALUE!
VICTOR INSULATORS | VI-2612-BROWN | Y | VICTOR INSULATORS , VI-2612-BROWN |  |  | 0.85 | 2002-03-12 16:59 | Anjanece | 24 | 0 | #VALUE! | #VALUE!
VICTOR INSULATORS | VI-2612-BROWN | Y | VICTOR INSULATORS , VI-2612-BROWN |  |  | 0.87 | 2002-03-12 16:59 | Anjanece | 24 | 0 | #VALUE! | #VALUE!
VICTOR INSULATORS | VI-2612-BROWN | Y | VICTOR INSULATORS , VI-2612-BROWN |  |  | 0.91 | 2002-03-12 16:59 | Anjanece | 24 | 0 | #VALUE! | #VALUE!
VICTOR INSULATORS | VI-2612-BROWN | Y | VICTOR INSULATORS , VI-2612-BROWN |  |  | 0.95 | 2002-03-12 16:59 | Anjanece | 24 | 0 | #VALUE! | #VALUE!
VICTOR INSULATORS | VI-2612-BROWN | Y | VICTOR INSULATORS , VI-2612-BROWN |  |  | 1.14 | 2002-03-12 16:59 | Anjanece | 24 | 0 | #VALUE! | #VALUE!
VICTOR INSULATORS | VI-2612-BROWN | Y | VICTOR INSULATORS , VI-2612-BROWN |  |  | 1.26 | 2002-03-12 16:59 | Anjanece | 24 | 0 | #VALUE! | #VALUE!
VICTOR INSULATORS | VI-2612-BROWN | Y | VICTOR INSULATORS , VI-2612-BROWN |  |  | 1.39 | 2002-03-12 16:59 | Anjanece | 24 | 0 | #VALUE! | #VALUE!
CHANCE | C909-2032 WHITE | Y | CHANCE , C909-2032 WHITE | JEA OVERHEAD DISTRIBUTION | CSC Stores | 0.46 | 2002-03-12 16:59 | Anjanece | 50 | 900 | #VALUE! | #VALUE!
CHANCE | C909-2032 WHITE | Y | CHANCE , C909-2032 WHITE |  |  | 0.47 | 2002-03-12 16:59 | Anjanece | 50 | 900 | #VALUE! | #VALUE!
CHANCE | C909-2032 WHITE | Y | CHANCE , C909-2032 WHITE |  |  | 0.48 | 2002-03-12 16:59 | Anjanece | 50 | 900 | #VALUE! | #VALUE!
CHANCE | C909-2032 WHITE | Y | CHANCE , C909-2032 WHITE |  |  | 0.53 | 2002-03-12 16:59 | Anjanece | 50 | 900 | #VALUE! | #VALUE!
CHANCE | C909-2032 WHITE | Y | CHANCE , C909-2032 WHITE |  |  | 0.64 | 2002-03-12 16:59 | Anjanece | 50 | 900 | #VALUE! | #VALUE!
CHANCE | C909-2032 WHITE | Y | CHANCE , C909-2032 WHITE |  |  | 0.68 | 2002-03-12 16:59 | Anjanece | 50 | 900 | #VALUE! | #VALUE!
CHANCE | C909-2032 WHITE | Y | CHANCE , C909-2032 WHITE |  |  | 0.76 | 2002-03-12 16:59 | Anjanece | 50 | 900 | #VALUE! | #VALUE!
CHANCE | C909-2032 WHITE | Y | CHANCE , C909-2032 WHITE |  |  | 0.83 | 2002-03-12 16:59 | Anjanece | 50 | 900 | #VALUE! | #VALUE!
CHANCE | C909-2032 WHITE | Y | CHANCE , C909-2032 WHITE |  |  | 0.94 | 2002-03-12 16:59 | Anjanece | 50 | 900 | #VALUE! | #VALUE!
CHANCE | C909-2032 WHITE | Y | CHANCE , C909-2032 WHITE |  |  | 1.19 | 2002-03-12 16:59 | Anjanece | 50 | 900 | #VALUE! | #VALUE!
CHANCE | C909-2032 WHITE | Y | CHANCE , C909-2032 WHITE |  |  | 1.25 | 2002-03-12 16:59 | Anjanece | 50 | 900 | #VALUE! | #VALUE!
CHANCE | C909-2032 WHITE | Y | CHANCE , C909-2032 WHITE |  |  | 1.36 | 2002-03-12 16:59 | Anjanece | 50 | 900 | #VALUE! | #VALUE!
CHANCE | C909-2032 WHITE | Y | CHANCE , C909-2032 WHITE |  |  | 1.4 | 2002-03-12 16:59 | Anjanece | 50 | 900 | #VALUE! | #VALUE!
CHANCE | C909-2032 WHITE | Y | CHANCE , C909-2032 WHITE |  |  | 1.41 | 2002-03-12 16:59 | Anjanece | 50 | 900 | #VALUE! | #VALUE!
CHANCE | C909-2032 WHITE | Y | CHANCE , C909-2032 WHITE |  |  | 1.5 | 2002-03-12 16:59 | Anjanece | 50 | 900 | #VALUE! | #VALUE!
CHANCE | C909-2032 WHITE | Y | CHANCE , C909-2032 WHITE |  |  | 1.67 | 2002-03-12 16:59 | Anjanece | 50 | 900 | #VALUE! | #VALUE!
DIXIE ELECTRIC | D310W | Y | DIXIE ELECTRIC , D310W | JEA OVERHEAD DISTRIBUTION | CSC Stores | 0.46 | 2002-03-12 16:59 | Anjanece | 50 | 900 | #VALUE! | #VALUE!
DIXIE ELECTRIC | D310W | Y | DIXIE ELECTRIC , D310W |  |  | 0.47 | 2002-03-12 16:59 | Anjanece | 50 | 900 | #VALUE! | #VALUE!
DIXIE ELECTRIC | D310W | Y | DIXIE ELECTRIC , D310W |  |  | 0.48 | 2002-03-12 16:59 | Anjanece | 50 | 900 | #VALUE! | #VALUE!
DIXIE ELECTRIC | D310W | Y | DIXIE ELECTRIC , D310W |  |  | 0.53 | 2002-03-12 16:59 | Anjanece | 50 | 900 | #VALUE! | #VALUE!
DIXIE ELECTRIC | D310W | Y | DIXIE ELECTRIC , D310W |  |  | 0.64 | 2002-03-12 16:59 | Anjanece | 50 | 900 | #VALUE! | #VALUE!
DIXIE ELECTRIC | D310W | Y | DIXIE ELECTRIC , D310W |  |  | 0.68 | 2002-03-12 16:59 | Anjanece | 50 | 900 | #VALUE! | #VALUE!
DIXIE ELECTRIC | D310W | Y | DIXIE ELECTRIC , D310W |  |  | 0.76 | 2002-03-12 16:59 | Anjanece | 50 | 900 | #VALUE! | #VALUE!
DIXIE ELECTRIC | D310W | Y | DIXIE ELECTRIC , D310W |  |  | 0.83 | 2002-03-12 16:59 | Anjanece | 50 | 900 | #VALUE! | #VALUE!
DIXIE ELECTRIC | D310W | Y | DIXIE ELECTRIC , D310W |  |  | 0.94 | 2002-03-12 16:59 | Anjanece | 50 | 900 | #VALUE! | #VALUE!
DIXIE ELECTRIC | D310W | Y | DIXIE ELECTRIC , D310W |  |  | 1.19 | 2002-03-12 16:59 | Anjanece | 50 | 900 | #VALUE! | #VALUE!
DIXIE ELECTRIC | D310W | Y | DIXIE ELECTRIC , D310W |  |  | 1.25 | 2002-03-12 16:59 | Anjanece | 50 | 900 | #VALUE! | #VALUE!
DIXIE ELECTRIC | D310W | Y | DIXIE ELECTRIC , D310W |  |  | 1.36 | 2002-03-12 16:59 | Anjanece | 50 | 900 | #VALUE! | #VALUE!
DIXIE ELECTRIC | D310W | Y | DIXIE ELECTRIC , D310W |  |  | 1.4 | 2002-03-12 16:59 | Anjanece | 50 | 900 | #VALUE! | #VALUE!
DIXIE ELECTRIC | D310W | Y | DIXIE ELECTRIC , D310W |  |  | 1.41 | 2002-03-12 16:59 | Anjanece | 50 | 900 | #VALUE! | #VALUE!
DIXIE ELECTRIC | D310W | Y | DIXIE ELECTRIC , D310W |  |  | 1.5 | 2002-03-12 16:59 | Anjanece | 50 | 900 | #VALUE! | #VALUE!
DIXIE ELECTRIC | D310W | Y | DIXIE ELECTRIC , D310W |  |  | 1.67 | 2002-03-12 16:59 | Anjanece | 50 | 900 | #VALUE! | #VALUE!
DULHUNTY POWER | DP53-2W | Y | DULHUNTY POWER , DP53-2W | JEA OVERHEAD DISTRIBUTION | CSC Stores | 0.46 | 2002-03-12 16:59 | Anjanece | 50 | 900 | #VALUE! | #VALUE!
DULHUNTY POWER | DP53-2W | Y | DULHUNTY POWER , DP53-2W |  |  | 0.47 | 2002-03-12 16:59 | Anjanece | 50 | 900 | #VALUE! | #VALUE!
DULHUNTY POWER | DP53-2W | Y | DULHUNTY POWER , DP53-2W |  |  | 0.48 | 2002-03-12 16:59 | Anjanece | 50 | 900 | #VALUE! | #VALUE!
DULHUNTY POWER | DP53-2W | Y | DULHUNTY POWER , DP53-2W |  |  | 0.53 | 2002-03-12 16:59 | Anjanece | 50 | 900 | #VALUE! | #VALUE!
DULHUNTY POWER | DP53-2W | Y | DULHUNTY POWER , DP53-2W |  |  | 0.64 | 2002-03-12 16:59 | Anjanece | 50 | 900 | #VALUE! | #VALUE!
DULHUNTY POWER | DP53-2W | Y | DULHUNTY POWER , DP53-2W |  |  | 0.68 | 2002-03-12 16:59 | Anjanece | 50 | 900 | #VALUE! | #VALUE!
DULHUNTY POWER | DP53-2W | Y | DULHUNTY POWER , DP53-2W |  |  | 0.76 | 2002-03-12 16:59 | Anjanece | 50 | 900 | #VALUE! | #VALUE!
DULHUNTY POWER | DP53-2W | Y | DULHUNTY POWER , DP53-2W |  |  | 0.83 | 2002-03-12 16:59 | Anjanece | 50 | 900 | #VALUE! | #VALUE!
DULHUNTY POWER | DP53-2W | Y | DULHUNTY POWER , DP53-2W |  |  | 0.94 | 2002-03-12 16:59 | Anjanece | 50 | 900 | #VALUE! | #VALUE!
DULHUNTY POWER | DP53-2W | Y | DULHUNTY POWER , DP53-2W |  |  | 1.19 | 2002-03-12 16:59 | Anjanece | 50 | 900 | #VALUE! | #VALUE!
DULHUNTY POWER | DP53-2W | Y | DULHUNTY POWER , DP53-2W |  |  | 1.25 | 2002-03-12 16:59 | Anjanece | 50 | 900 | #VALUE! | #VALUE!
DULHUNTY POWER | DP53-2W | Y | DULHUNTY POWER , DP53-2W |  |  | 1.36 | 2002-03-12 16:59 | Anjanece | 50 | 900 | #VALUE! | #VALUE!
DULHUNTY POWER | DP53-2W | Y | DULHUNTY POWER , DP53-2W |  |  | 1.4 | 2002-03-12 16:59 | Anjanece | 50 | 900 | #VALUE! | #VALUE!
DULHUNTY POWER | DP53-2W | Y | DULHUNTY POWER , DP53-2W |  |  | 1.41 | 2002-03-12 16:59 | Anjanece | 50 | 900 | #VALUE! | #VALUE!
DULHUNTY POWER | DP53-2W | Y | DULHUNTY POWER , DP53-2W |  |  | 1.5 | 2002-03-12 16:59 | Anjanece | 50 | 900 | #VALUE! | #VALUE!
DULHUNTY POWER | DP53-2W | Y | DULHUNTY POWER , DP53-2W |  |  | 1.67 | 2002-03-12 16:59 | Anjanece | 50 | 900 | #VALUE! | #VALUE!
FLORIDA WIRE AND CABLE | FW151-W | Y | FLORIDA WIRE AND CABLE , FW151-W | JEA OVERHEAD DISTRIBUTION | CSC Stores | 0.46 | 2002-03-12 16:59 | Anjanece | 50 | 900 | #VALUE! | #VALUE!
FLORIDA WIRE AND CABLE | FW151-W | Y | FLORIDA WIRE AND CABLE , FW151-W |  |  | 0.47 | 2002-03-12 16:59 | Anjanece | 50 | 900 | #VALUE! | #VALUE!
FLORIDA WIRE AND CABLE | FW151-W | Y | FLORIDA WIRE AND CABLE , FW151-W |  |  | 0.48 | 2002-03-12 16:59 | Anjanece | 50 | 900 | #VALUE! | #VALUE!
FLORIDA WIRE AND CABLE | FW151-W | Y | FLORIDA WIRE AND CABLE , FW151-W |  |  | 0.53 | 2002-03-12 16:59 | Anjanece | 50 | 900 | #VALUE! | #VALUE!
FLORIDA WIRE AND CABLE | FW151-W | Y | FLORIDA WIRE AND CABLE , FW151-W |  |  | 0.64 | 2002-03-12 16:59 | Anjanece | 50 | 900 | #VALUE! | #VALUE!
FLORIDA WIRE AND CABLE | FW151-W | Y | FLORIDA WIRE AND CABLE , FW151-W |  |  | 0.68 | 2002-03-12 16:59 | Anjanece | 50 | 900 | #VALUE! | #VALUE!
FLORIDA WIRE AND CABLE | FW151-W | Y | FLORIDA WIRE AND CABLE , FW151-W |  |  | 0.76 | 2002-03-12 16:59 | Anjanece | 50 | 900 | #VALUE! | #VALUE!
FLORIDA WIRE AND CABLE | FW151-W | Y | FLORIDA WIRE AND CABLE , FW151-W |  |  | 0.83 | 2002-03-12 16:59 | Anjanece | 50 | 900 | #VALUE! | #VALUE!
FLORIDA WIRE AND CABLE | FW151-W | Y | FLORIDA WIRE AND CABLE , FW151-W |  |  | 0.94 | 2002-03-12 16:59 | Anjanece | 50 | 900 | #VALUE! | #VALUE!
FLORIDA WIRE AND CABLE | FW151-W | Y | FLORIDA WIRE AND CABLE , FW151-W |  |  | 1.19 | 2002-03-12 16:59 | Anjanece | 50 | 900 | #VALUE! | #VALUE!
FLORIDA WIRE AND CABLE | FW151-W | Y | FLORIDA WIRE AND CABLE , FW151-W |  |  | 1.25 | 2002-03-12 16:59 | Anjanece | 50 | 900 | #VALUE! | #VALUE!
FLORIDA WIRE AND CABLE | FW151-W | Y | FLORIDA WIRE AND CABLE , FW151-W |  |  | 1.36 | 2002-03-12 16:59 | Anjanece | 50 | 900 | #VALUE! | #VALUE!
FLORIDA WIRE AND CABLE | FW151-W | Y | FLORIDA WIRE AND CABLE , FW151-W |  |  | 1.4 | 2002-03-12 16:59 | Anjanece | 50 | 900 | #VALUE! | #VALUE!
FLORIDA WIRE AND CABLE | FW151-W | Y | FLORIDA WIRE AND CABLE , FW151-W |  |  | 1.41 | 2002-03-12 16:59 | Anjanece | 50 | 900 | #VALUE! | #VALUE!
FLORIDA WIRE AND CABLE | FW151-W | Y | FLORIDA WIRE AND CABLE , FW151-W |  |  | 1.5 | 2002-03-12 16:59 | Anjanece | 50 | 900 | #VALUE! | #VALUE!
FLORIDA WIRE AND CABLE | FW151-W | Y | FLORIDA WIRE AND CABLE , FW151-W |  |  | 1.67 | 2002-03-12 16:59 | Anjanece | 50 | 900 | #VALUE! | #VALUE!
GAMMA | 8442W | Y | GAMMA , 8442W | JEA OVERHEAD DISTRIBUTION | CSC Stores | 0.46 | 2002-03-12 16:59 | Anjanece | 50 | 900 | #VALUE! | #VALUE!
GAMMA | 8442W | Y | GAMMA , 8442W |  |  | 0.47 | 2002-03-12 16:59 | Anjanece | 50 | 900 | #VALUE! | #VALUE!
GAMMA | 8442W | Y | GAMMA , 8442W |  |  | 0.48 | 2002-03-12 16:59 | Anjanece | 50 | 900 | #VALUE! | #VALUE!
GAMMA | 8442W | Y | GAMMA , 8442W |  |  | 0.53 | 2002-03-12 16:59 | Anjanece | 50 | 900 | #VALUE! | #VALUE!
GAMMA | 8442W | Y | GAMMA , 8442W |  |  | 0.64 | 2002-03-12 16:59 | Anjanece | 50 | 900 | #VALUE! | #VALUE!
GAMMA | 8442W | Y | GAMMA , 8442W |  |  | 0.68 | 2002-03-12 16:59 | Anjanece | 50 | 900 | #VALUE! | #VALUE!
GAMMA | 8442W | Y | GAMMA , 8442W |  |  | 0.76 | 2002-03-12 16:59 | Anjanece | 50 | 900 | #VALUE! | #VALUE!
GAMMA | 8442W | Y | GAMMA , 8442W |  |  | 0.83 | 2002-03-12 16:59 | Anjanece | 50 | 900 | #VALUE! | #VALUE!
GAMMA | 8442W | Y | GAMMA , 8442W |  |  | 0.94 | 2002-03-12 16:59 | Anjanece | 50 | 900 | #VALUE! | #VALUE!
GAMMA | 8442W | Y | GAMMA , 8442W |  |  | 1.19 | 2002-03-12 16:59 | Anjanece | 50 | 900 | #VALUE! | #VALUE!
GAMMA | 8442W | Y | GAMMA , 8442W |  |  | 1.25 | 2002-03-12 16:59 | Anjanece | 50 | 900 | #VALUE! | #VALUE!
GAMMA | 8442W | Y | GAMMA , 8442W |  |  | 1.36 | 2002-03-12 16:59 | Anjanece | 50 | 900 | #VALUE! | #VALUE!
GAMMA | 8442W | Y | GAMMA , 8442W |  |  | 1.4 | 2002-03-12 16:59 | Anjanece | 50 | 900 | #VALUE! | #VALUE!
GAMMA | 8442W | Y | GAMMA , 8442W |  |  | 1.41 | 2002-03-12 16:59 | Anjanece | 50 | 900 | #VALUE! | #VALUE!
GAMMA | 8442W | Y | GAMMA , 8442W |  |  | 1.5 | 2002-03-12 16:59 | Anjanece | 50 | 900 | #VALUE! | #VALUE!
GAMMA | 8442W | Y | GAMMA , 8442W |  |  | 1.67 | 2002-03-12 16:59 | Anjanece | 50 | 900 | #VALUE! | #VALUE!
JOSLYN HI-VOLTAGE CORP. | J151-W | Y | JOSLYN HI-VOLTAGE CORP. , J151-W | JEA OVERHEAD DISTRIBUTION | CSC Stores | 0.46 | 2002-03-12 16:59 | Anjanece | 50 | 900 | #VALUE! | #VALUE!
JOSLYN HI-VOLTAGE CORP. | J151-W | Y | JOSLYN HI-VOLTAGE CORP. , J151-W |  |  | 0.47 | 2002-03-12 16:59 | Anjanece | 50 | 900 | #VALUE! | #VALUE!
JOSLYN HI-VOLTAGE CORP. | J151-W | Y | JOSLYN HI-VOLTAGE CORP. , J151-W |  |  | 0.48 | 2002-03-12 16:59 | Anjanece | 50 | 900 | #VALUE! | #VALUE!
JOSLYN HI-VOLTAGE CORP. | J151-W | Y | JOSLYN HI-VOLTAGE CORP. , J151-W |  |  | 0.53 | 2002-03-12 16:59 | Anjanece | 50 | 900 | #VALUE! | #VALUE!
JOSLYN HI-VOLTAGE CORP. | J151-W | Y | JOSLYN HI-VOLTAGE CORP. , J151-W |  |  | 0.64 | 2002-03-12 16:59 | Anjanece | 50 | 900 | #VALUE! | #VALUE!
JOSLYN HI-VOLTAGE CORP. | J151-W | Y | JOSLYN HI-VOLTAGE CORP. , J151-W |  |  | 0.68 | 2002-03-12 16:59 | Anjanece | 50 | 900 | #VALUE! | #VALUE!
JOSLYN HI-VOLTAGE CORP. | J151-W | Y | JOSLYN HI-VOLTAGE CORP. , J151-W |  |  | 0.76 | 2002-03-12 16:59 | Anjanece | 50 | 900 | #VALUE! | #VALUE!
JOSLYN HI-VOLTAGE CORP. | J151-W | Y | JOSLYN HI-VOLTAGE CORP. , J151-W |  |  | 0.83 | 2002-03-12 16:59 | Anjanece | 50 | 900 | #VALUE! | #VALUE!
JOSLYN HI-VOLTAGE CORP. | J151-W | Y | JOSLYN HI-VOLTAGE CORP. , J151-W |  |  | 0.94 | 2002-03-12 16:59 | Anjanece | 50 | 900 | #VALUE! | #VALUE!
JOSLYN HI-VOLTAGE CORP. | J151-W | Y | JOSLYN HI-VOLTAGE CORP. , J151-W |  |  | 1.19 | 2002-03-12 16:59 | Anjanece | 50 | 900 | #VALUE! | #VALUE!
JOSLYN HI-VOLTAGE CORP. | J151-W | Y | JOSLYN HI-VOLTAGE CORP. , J151-W |  |  | 1.25 | 2002-03-12 16:59 | Anjanece | 50 | 900 | #VALUE! | #VALUE!
JOSLYN HI-VOLTAGE CORP. | J151-W | Y | JOSLYN HI-VOLTAGE CORP. , J151-W |  |  | 1.36 | 2002-03-12 16:59 | Anjanece | 50 | 900 | #VALUE! | #VALUE!
JOSLYN HI-VOLTAGE CORP. | J151-W | Y | JOSLYN HI-VOLTAGE CORP. , J151-W |  |  | 1.4 | 2002-03-12 16:59 | Anjanece | 50 | 900 | #VALUE! | #VALUE!
JOSLYN HI-VOLTAGE CORP. | J151-W | Y | JOSLYN HI-VOLTAGE CORP. , J151-W |  |  | 1.41 | 2002-03-12 16:59 | Anjanece | 50 | 900 | #VALUE! | #VALUE!
JOSLYN HI-VOLTAGE CORP. | J151-W | Y | JOSLYN HI-VOLTAGE CORP. , J151-W |  |  | 1.5 | 2002-03-12 16:59 | Anjanece | 50 | 900 | #VALUE! | #VALUE!
JOSLYN HI-VOLTAGE CORP. | J151-W | Y | JOSLYN HI-VOLTAGE CORP. , J151-W |  |  | 1.67 | 2002-03-12 16:59 | Anjanece | 50 | 900 | #VALUE! | #VALUE!
KNOX | 310W | Y | KNOX , 310W | JEA OVERHEAD DISTRIBUTION | CSC Stores | 0.46 | 2002-03-12 16:59 | Anjanece | 50 | 900 | #VALUE! | #VALUE!
KNOX | 310W | Y | KNOX , 310W |  |  | 0.47 | 2002-03-12 16:59 | Anjanece | 50 | 900 | #VALUE! | #VALUE!
KNOX | 310W | Y | KNOX , 310W |  |  | 0.48 | 2002-03-12 16:59 | Anjanece | 50 | 900 | #VALUE! | #VALUE!
KNOX | 310W | Y | KNOX , 310W |  |  | 0.53 | 2002-03-12 16:59 | Anjanece | 50 | 900 | #VALUE! | #VALUE!
KNOX | 310W | Y | KNOX , 310W |  |  | 0.64 | 2002-03-12 16:59 | Anjanece | 50 | 900 | #VALUE! | #VALUE!
KNOX | 310W | Y | KNOX , 310W |  |  | 0.68 | 2002-03-12 16:59 | Anjanece | 50 | 900 | #VALUE! | #VALUE!
KNOX | 310W | Y | KNOX , 310W |  |  | 0.76 | 2002-03-12 16:59 | Anjanece | 50 | 900 | #VALUE! | #VALUE!
KNOX | 310W | Y | KNOX , 310W |  |  | 0.83 | 2002-03-12 16:59 | Anjanece | 50 | 900 | #VALUE! | #VALUE!
KNOX | 310W | Y | KNOX , 310W |  |  | 0.94 | 2002-03-12 16:59 | Anjanece | 50 | 900 | #VALUE! | #VALUE!
KNOX | 310W | Y | KNOX , 310W |  |  | 1.19 | 2002-03-12 16:59 | Anjanece | 50 | 900 | #VALUE! | #VALUE!
KNOX | 310W | Y | KNOX , 310W |  |  | 1.25 | 2002-03-12 16:59 | Anjanece | 50 | 900 | #VALUE! | #VALUE!
KNOX | 310W | Y | KNOX , 310W |  |  | 1.36 | 2002-03-12 16:59 | Anjanece | 50 | 900 | #VALUE! | #VALUE!
KNOX | 310W | Y | KNOX , 310W |  |  | 1.4 | 2002-03-12 16:59 | Anjanece | 50 | 900 | #VALUE! | #VALUE!
KNOX | 310W | Y | KNOX , 310W |  |  | 1.41 | 2002-03-12 16:59 | Anjanece | 50 | 900 | #VALUE! | #VALUE!
KNOX | 310W | Y | KNOX , 310W |  |  | 1.5 | 2002-03-12 16:59 | Anjanece | 50 | 900 | #VALUE! | #VALUE!
KNOX | 310W | Y | KNOX , 310W |  |  | 1.67 | 2002-03-12 16:59 | Anjanece | 50 | 900 | #VALUE! | #VALUE!
MC GRAW EDISON | DE4S4 | Y | MC GRAW EDISON , DE4S4 | JEA OVERHEAD DISTRIBUTION | CSC Stores | 0.46 | 2002-03-12 16:59 | Anjanece | 50 | 900 | #VALUE! | #VALUE!
MC GRAW EDISON | DE4S4 | Y | MC GRAW EDISON , DE4S4 |  |  | 0.47 | 2002-03-12 16:59 | Anjanece | 50 | 900 | #VALUE! | #VALUE!
MC GRAW EDISON | DE4S4 | Y | MC GRAW EDISON , DE4S4 |  |  | 0.48 | 2002-03-12 16:59 | Anjanece | 50 | 900 | #VALUE! | #VALUE!
MC GRAW EDISON | DE4S4 | Y | MC GRAW EDISON , DE4S4 |  |  | 0.53 | 2002-03-12 16:59 | Anjanece | 50 | 900 | #VALUE! | #VALUE!
MC GRAW EDISON | DE4S4 | Y | MC GRAW EDISON , DE4S4 |  |  | 0.64 | 2002-03-12 16:59 | Anjanece | 50 | 900 | #VALUE! | #VALUE!
MC GRAW EDISON | DE4S4 | Y | MC GRAW EDISON , DE4S4 |  |  | 0.68 | 2002-03-12 16:59 | Anjanece | 50 | 900 | #VALUE! | #VALUE!
MC GRAW EDISON | DE4S4 | Y | MC GRAW EDISON , DE4S4 |  |  | 0.76 | 2002-03-12 16:59 | Anjanece | 50 | 900 | #VALUE! | #VALUE!
MC GRAW EDISON | DE4S4 | Y | MC GRAW EDISON , DE4S4 |  |  | 0.83 | 2002-03-12 16:59 | Anjanece | 50 | 900 | #VALUE! | #VALUE!
MC GRAW EDISON | DE4S4 | Y | MC GRAW EDISON , DE4S4 |  |  | 0.94 | 2002-03-12 16:59 | Anjanece | 50 | 900 | #VALUE! | #VALUE!
MC GRAW EDISON | DE4S4 | Y | MC GRAW EDISON , DE4S4 |  |  | 1.19 | 2002-03-12 16:59 | Anjanece | 50 | 900 | #VALUE! | #VALUE!
MC GRAW EDISON | DE4S4 | Y | MC GRAW EDISON , DE4S4 |  |  | 1.25 | 2002-03-12 16:59 | Anjanece | 50 | 900 | #VALUE! | #VALUE!
MC GRAW EDISON | DE4S4 | Y | MC GRAW EDISON , DE4S4 |  |  | 1.36 | 2002-03-12 16:59 | Anjanece | 50 | 900 | #VALUE! | #VALUE!
MC GRAW EDISON | DE4S4 | Y | MC GRAW EDISON , DE4S4 |  |  | 1.4 | 2002-03-12 16:59 | Anjanece | 50 | 900 | #VALUE! | #VALUE!
MC GRAW EDISON | DE4S4 | Y | MC GRAW EDISON , DE4S4 |  |  | 1.41 | 2002-03-12 16:59 | Anjanece | 50 | 900 | #VALUE! | #VALUE!
MC GRAW EDISON | DE4S4 | Y | MC GRAW EDISON , DE4S4 |  |  | 1.5 | 2002-03-12 16:59 | Anjanece | 50 | 900 | #VALUE! | #VALUE!
MC GRAW EDISON | DE4S4 | Y | MC GRAW EDISON , DE4S4 |  |  | 1.67 | 2002-03-12 16:59 | Anjanece | 50 | 900 | #VALUE! | #VALUE!
NEWELL | 2335320-6001 | Y | NEWELL , 2335320-6001 | JEA OVERHEAD DISTRIBUTION | CSC Stores | 0.46 | 2002-03-12 16:59 | Anjanece | 50 | 900 | #VALUE! | #VALUE!
NEWELL | 2335320-6001 | Y | NEWELL , 2335320-6001 |  |  | 0.47 | 2002-03-12 16:59 | Anjanece | 50 | 900 | #VALUE! | #VALUE!
NEWELL | 2335320-6001 | Y | NEWELL , 2335320-6001 |  |  | 0.48 | 2002-03-12 16:59 | Anjanece | 50 | 900 | #VALUE! | #VALUE!
NEWELL | 2335320-6001 | Y | NEWELL , 2335320-6001 |  |  | 0.53 | 2002-03-12 16:59 | Anjanece | 50 | 900 | #VALUE! | #VALUE!
NEWELL | 2335320-6001 | Y | NEWELL , 2335320-6001 |  |  | 0.64 | 2002-03-12 16:59 | Anjanece | 50 | 900 | #VALUE! | #VALUE!
NEWELL | 2335320-6001 | Y | NEWELL , 2335320-6001 |  |  | 0.68 | 2002-03-12 16:59 | Anjanece | 50 | 900 | #VALUE! | #VALUE!
NEWELL | 2335320-6001 | Y | NEWELL , 2335320-6001 |  |  | 0.76 | 2002-03-12 16:59 | Anjanece | 50 | 900 | #VALUE! | #VALUE!
NEWELL | 2335320-6001 | Y | NEWELL , 2335320-6001 |  |  | 0.83 | 2002-03-12 16:59 | Anjanece | 50 | 900 | #VALUE! | #VALUE!
NEWELL | 2335320-6001 | Y | NEWELL , 2335320-6001 |  |  | 0.94 | 2002-03-12 16:59 | Anjanece | 50 | 900 | #VALUE! | #VALUE!
NEWELL | 2335320-6001 | Y | NEWELL , 2335320-6001 |  |  | 1.19 | 2002-03-12 16:59 | Anjanece | 50 | 900 | #VALUE! | #VALUE!
NEWELL | 2335320-6001 | Y | NEWELL , 2335320-6001 |  |  | 1.25 | 2002-03-12 16:59 | Anjanece | 50 | 900 | #VALUE! | #VALUE!
NEWELL | 2335320-6001 | Y | NEWELL , 2335320-6001 |  |  | 1.36 | 2002-03-12 16:59 | Anjanece | 50 | 900 | #VALUE! | #VALUE!
NEWELL | 2335320-6001 | Y | NEWELL , 2335320-6001 |  |  | 1.4 | 2002-03-12 16:59 | Anjanece | 50 | 900 | #VALUE! | #VALUE!
NEWELL | 2335320-6001 | Y | NEWELL , 2335320-6001 |  |  | 1.41 | 2002-03-12 16:59 | Anjanece | 50 | 900 | #VALUE! | #VALUE!
NEWELL | 2335320-6001 | Y | NEWELL , 2335320-6001 |  |  | 1.5 | 2002-03-12 16:59 | Anjanece | 50 | 900 | #VALUE! | #VALUE!
NEWELL | 2335320-6001 | Y | NEWELL , 2335320-6001 |  |  | 1.67 | 2002-03-12 16:59 | Anjanece | 50 | 900 | #VALUE! | #VALUE!
PORCELAIN PRODUCTS CO. | 5101-W | Y | PORCELAIN PRODUCTS CO. , 5101-W | JEA OVERHEAD DISTRIBUTION | CSC Stores | 0.46 | 2002-03-12 16:59 | Anjanece | 50 | 900 | #VALUE! | #VALUE!
PORCELAIN PRODUCTS CO. | 5101-W | Y | PORCELAIN PRODUCTS CO. , 5101-W |  |  | 0.47 | 2002-03-12 16:59 | Anjanece | 50 | 900 | #VALUE! | #VALUE!
PORCELAIN PRODUCTS CO. | 5101-W | Y | PORCELAIN PRODUCTS CO. , 5101-W |  |  | 0.48 | 2002-03-12 16:59 | Anjanece | 50 | 900 | #VALUE! | #VALUE!
PORCELAIN PRODUCTS CO. | 5101-W | Y | PORCELAIN PRODUCTS CO. , 5101-W |  |  | 0.53 | 2002-03-12 16:59 | Anjanece | 50 | 900 | #VALUE! | #VALUE!
PORCELAIN PRODUCTS CO. | 5101-W | Y | PORCELAIN PRODUCTS CO. , 5101-W |  |  | 0.64 | 2002-03-12 16:59 | Anjanece | 50 | 900 | #VALUE! | #VALUE!
PORCELAIN PRODUCTS CO. | 5101-W | Y | PORCELAIN PRODUCTS CO. , 5101-W |  |  | 0.68 | 2002-03-12 16:59 | Anjanece | 50 | 900 | #VALUE! | #VALUE!
PORCELAIN PRODUCTS CO. | 5101-W | Y | PORCELAIN PRODUCTS CO. , 5101-W |  |  | 0.76 | 2002-03-12 16:59 | Anjanece | 50 | 900 | #VALUE! | #VALUE!
PORCELAIN PRODUCTS CO. | 5101-W | Y | PORCELAIN PRODUCTS CO. , 5101-W |  |  | 0.83 | 2002-03-12 16:59 | Anjanece | 50 | 900 | #VALUE! | #VALUE!
PORCELAIN PRODUCTS CO. | 5101-W | Y | PORCELAIN PRODUCTS CO. , 5101-W |  |  | 0.94 | 2002-03-12 16:59 | Anjanece | 50 | 900 | #VALUE! | #VALUE!
PORCELAIN PRODUCTS CO. | 5101-W | Y | PORCELAIN PRODUCTS CO. , 5101-W |  |  | 1.19 | 2002-03-12 16:59 | Anjanece | 50 | 900 | #VALUE! | #VALUE!
PORCELAIN PRODUCTS CO. | 5101-W | Y | PORCELAIN PRODUCTS CO. , 5101-W |  |  | 1.25 | 2002-03-12 16:59 | Anjanece | 50 | 900 | #VALUE! | #VALUE!
PORCELAIN PRODUCTS CO. | 5101-W | Y | PORCELAIN PRODUCTS CO. , 5101-W |  |  | 1.36 | 2002-03-12 16:59 | Anjanece | 50 | 900 | #VALUE! | #VALUE!
PORCELAIN PRODUCTS CO. | 5101-W | Y | PORCELAIN PRODUCTS CO. , 5101-W |  |  | 1.4 | 2002-03-12 16:59 | Anjanece | 50 | 900 | #VALUE! | #VALUE!
PORCELAIN PRODUCTS CO. | 5101-W | Y | PORCELAIN PRODUCTS CO. , 5101-W |  |  | 1.41 | 2002-03-12 16:59 | Anjanece | 50 | 900 | #VALUE! | #VALUE!
PORCELAIN PRODUCTS CO. | 5101-W | Y | PORCELAIN PRODUCTS CO. , 5101-W |  |  | 1.5 | 2002-03-12 16:59 | Anjanece | 50 | 900 | #VALUE! | #VALUE!
PORCELAIN PRODUCTS CO. | 5101-W | Y | PORCELAIN PRODUCTS CO. , 5101-W |  |  | 1.67 | 2002-03-12 16:59 | Anjanece | 50 | 900 | #VALUE! | #VALUE!
POWERLINE HARDWARE CO. | P53-2G | Y | POWERLINE HARDWARE CO. , P53-2G | JEA OVERHEAD DISTRIBUTION | CSC Stores | 0.46 | 2002-03-12 16:59 | Anjanece | 50 | 900 | #VALUE! | #VALUE!
POWERLINE HARDWARE CO. | P53-2G | Y | POWERLINE HARDWARE CO. , P53-2G |  |  | 0.47 | 2002-03-12 16:59 | Anjanece | 50 | 900 | #VALUE! | #VALUE!
POWERLINE HARDWARE CO. | P53-2G | Y | POWERLINE HARDWARE CO. , P53-2G |  |  | 0.48 | 2002-03-12 16:59 | Anjanece | 50 | 900 | #VALUE! | #VALUE!
POWERLINE HARDWARE CO. | P53-2G | Y | POWERLINE HARDWARE CO. , P53-2G |  |  | 0.53 | 2002-03-12 16:59 | Anjanece | 50 | 900 | #VALUE! | #VALUE!
POWERLINE HARDWARE CO. | P53-2G | Y | POWERLINE HARDWARE CO. , P53-2G |  |  | 0.64 | 2002-03-12 16:59 | Anjanece | 50 | 900 | #VALUE! | #VALUE!
POWERLINE HARDWARE CO. | P53-2G | Y | POWERLINE HARDWARE CO. , P53-2G |  |  | 0.68 | 2002-03-12 16:59 | Anjanece | 50 | 900 | #VALUE! | #VALUE!
POWERLINE HARDWARE CO. | P53-2G | Y | POWERLINE HARDWARE CO. , P53-2G |  |  | 0.76 | 2002-03-12 16:59 | Anjanece | 50 | 900 | #VALUE! | #VALUE!
POWERLINE HARDWARE CO. | P53-2G | Y | POWERLINE HARDWARE CO. , P53-2G |  |  | 0.83 | 2002-03-12 16:59 | Anjanece | 50 | 900 | #VALUE! | #VALUE!
POWERLINE HARDWARE CO. | P53-2G | Y | POWERLINE HARDWARE CO. , P53-2G |  |  | 0.94 | 2002-03-12 16:59 | Anjanece | 50 | 900 | #VALUE! | #VALUE!
POWERLINE HARDWARE CO. | P53-2G | Y | POWERLINE HARDWARE CO. , P53-2G |  |  | 1.19 | 2002-03-12 16:59 | Anjanece | 50 | 900 | #VALUE! | #VALUE!
POWERLINE HARDWARE CO. | P53-2G | Y | POWERLINE HARDWARE CO. , P53-2G |  |  | 1.25 | 2002-03-12 16:59 | Anjanece | 50 | 900 | #VALUE! | #VALUE!
POWERLINE HARDWARE CO. | P53-2G | Y | POWERLINE HARDWARE CO. , P53-2G |  |  | 1.36 | 2002-03-12 16:59 | Anjanece | 50 | 900 | #VALUE! | #VALUE!
POWERLINE HARDWARE CO. | P53-2G | Y | POWERLINE HARDWARE CO. , P53-2G |  |  | 1.4 | 2002-03-12 16:59 | Anjanece | 50 | 900 | #VALUE! | #VALUE!
POWERLINE HARDWARE CO. | P53-2G | Y | POWERLINE HARDWARE CO. , P53-2G |  |  | 1.41 | 2002-03-12 16:59 | Anjanece | 50 | 900 | #VALUE! | #VALUE!
POWERLINE HARDWARE CO. | P53-2G | Y | POWERLINE HARDWARE CO. , P53-2G |  |  | 1.5 | 2002-03-12 16:59 | Anjanece | 50 | 900 | #VALUE! | #VALUE!
POWERLINE HARDWARE CO. | P53-2G | Y | POWERLINE HARDWARE CO. , P53-2G |  |  | 1.67 | 2002-03-12 16:59 | Anjanece | 50 | 900 | #VALUE! | #VALUE!
POWERLINE HARDWARE CO. | P53-2W | Y | POWERLINE HARDWARE CO. , P53-2W | JEA OVERHEAD DISTRIBUTION | CSC Stores | 0.46 | 2002-03-12 16:59 | Anjanece | 50 | 900 | #VALUE! | #VALUE!
POWERLINE HARDWARE CO. | P53-2W | Y | POWERLINE HARDWARE CO. , P53-2W |  |  | 0.47 | 2002-03-12 16:59 | Anjanece | 50 | 900 | #VALUE! | #VALUE!
POWERLINE HARDWARE CO. | P53-2W | Y | POWERLINE HARDWARE CO. , P53-2W |  |  | 0.48 | 2002-03-12 16:59 | Anjanece | 50 | 900 | #VALUE! | #VALUE!
POWERLINE HARDWARE CO. | P53-2W | Y | POWERLINE HARDWARE CO. , P53-2W |  |  | 0.53 | 2002-03-12 16:59 | Anjanece | 50 | 900 | #VALUE! | #VALUE!
POWERLINE HARDWARE CO. | P53-2W | Y | POWERLINE HARDWARE CO. , P53-2W |  |  | 0.64 | 2002-03-12 16:59 | Anjanece | 50 | 900 | #VALUE! | #VALUE!
POWERLINE HARDWARE CO. | P53-2W | Y | POWERLINE HARDWARE CO. , P53-2W |  |  | 0.68 | 2002-03-12 16:59 | Anjanece | 50 | 900 | #VALUE! | #VALUE!
POWERLINE HARDWARE CO. | P53-2W | Y | POWERLINE HARDWARE CO. , P53-2W |  |  | 0.76 | 2002-03-12 16:59 | Anjanece | 50 | 900 | #VALUE! | #VALUE!
POWERLINE HARDWARE CO. | P53-2W | Y | POWERLINE HARDWARE CO. , P53-2W |  |  | 0.83 | 2002-03-12 16:59 | Anjanece | 50 | 900 | #VALUE! | #VALUE!
POWERLINE HARDWARE CO. | P53-2W | Y | POWERLINE HARDWARE CO. , P53-2W |  |  | 0.94 | 2002-03-12 16:59 | Anjanece | 50 | 900 | #VALUE! | #VALUE!
POWERLINE HARDWARE CO. | P53-2W | Y | POWERLINE HARDWARE CO. , P53-2W |  |  | 1.19 | 2002-03-12 16:59 | Anjanece | 50 | 900 | #VALUE! | #VALUE!
POWERLINE HARDWARE CO. | P53-2W | Y | POWERLINE HARDWARE CO. , P53-2W |  |  | 1.25 | 2002-03-12 16:59 | Anjanece | 50 | 900 | #VALUE! | #VALUE!
POWERLINE HARDWARE CO. | P53-2W | Y | POWERLINE HARDWARE CO. , P53-2W |  |  | 1.36 | 2002-03-12 16:59 | Anjanece | 50 | 900 | #VALUE! | #VALUE!
POWERLINE HARDWARE CO. | P53-2W | Y | POWERLINE HARDWARE CO. , P53-2W |  |  | 1.4 | 2002-03-12 16:59 | Anjanece | 50 | 900 | #VALUE! | #VALUE!
POWERLINE HARDWARE CO. | P53-2W | Y | POWERLINE HARDWARE CO. , P53-2W |  |  | 1.41 | 2002-03-12 16:59 | Anjanece | 50 | 900 | #VALUE! | #VALUE!
POWERLINE HARDWARE CO. | P53-2W | Y | POWERLINE HARDWARE CO. , P53-2W |  |  | 1.5 | 2002-03-12 16:59 | Anjanece | 50 | 900 | #VALUE! | #VALUE!
POWERLINE HARDWARE CO. | P53-2W | Y | POWERLINE HARDWARE CO. , P53-2W |  |  | 1.67 | 2002-03-12 16:59 | Anjanece | 50 | 900 | #VALUE! | #VALUE!
SANTANA INSULATORS INC. | RO12012W | Y | SANTANA INSULATORS INC. , RO12012W | JEA OVERHEAD DISTRIBUTION | CSC Stores | 0.46 | 2002-03-12 16:59 | Anjanece | 50 | 900 | #VALUE! | #VALUE!
SANTANA INSULATORS INC. | RO12012W | Y | SANTANA INSULATORS INC. , RO12012W |  |  | 0.47 | 2002-03-12 16:59 | Anjanece | 50 | 900 | #VALUE! | #VALUE!
SANTANA INSULATORS INC. | RO12012W | Y | SANTANA INSULATORS INC. , RO12012W |  |  | 0.48 | 2002-03-12 16:59 | Anjanece | 50 | 900 | #VALUE! | #VALUE!
SANTANA INSULATORS INC. | RO12012W | Y | SANTANA INSULATORS INC. , RO12012W |  |  | 0.53 | 2002-03-12 16:59 | Anjanece | 50 | 900 | #VALUE! | #VALUE!
SANTANA INSULATORS INC. | RO12012W | Y | SANTANA INSULATORS INC. , RO12012W |  |  | 0.64 | 2002-03-12 16:59 | Anjanece | 50 | 900 | #VALUE! | #VALUE!
SANTANA INSULATORS INC. | RO12012W | Y | SANTANA INSULATORS INC. , RO12012W |  |  | 0.68 | 2002-03-12 16:59 | Anjanece | 50 | 900 | #VALUE! | #VALUE!
SANTANA INSULATORS INC. | RO12012W | Y | SANTANA INSULATORS INC. , RO12012W |  |  | 0.76 | 2002-03-12 16:59 | Anjanece | 50 | 900 | #VALUE! | #VALUE!
SANTANA INSULATORS INC. | RO12012W | Y | SANTANA INSULATORS INC. , RO12012W |  |  | 0.83 | 2002-03-12 16:59 | Anjanece | 50 | 900 | #VALUE! | #VALUE!
SANTANA INSULATORS INC. | RO12012W | Y | SANTANA INSULATORS INC. , RO12012W |  |  | 0.94 | 2002-03-12 16:59 | Anjanece | 50 | 900 | #VALUE! | #VALUE!
SANTANA INSULATORS INC. | RO12012W | Y | SANTANA INSULATORS INC. , RO12012W |  |  | 1.19 | 2002-03-12 16:59 | Anjanece | 50 | 900 | #VALUE! | #VALUE!
SANTANA INSULATORS INC. | RO12012W | Y | SANTANA INSULATORS INC. , RO12012W |  |  | 1.25 | 2002-03-12 16:59 | Anjanece | 50 | 900 | #VALUE! | #VALUE!
SANTANA INSULATORS INC. | RO12012W | Y | SANTANA INSULATORS INC. , RO12012W |  |  | 1.36 | 2002-03-12 16:59 | Anjanece | 50 | 900 | #VALUE! | #VALUE!
SANTANA INSULATORS INC. | RO12012W | Y | SANTANA INSULATORS INC. , RO12012W |  |  | 1.4 | 2002-03-12 16:59 | Anjanece | 50 | 900 | #VALUE! | #VALUE!
SANTANA INSULATORS INC. | RO12012W | Y | SANTANA INSULATORS INC. , RO12012W |  |  | 1.41 | 2002-03-12 16:59 | Anjanece | 50 | 900 | #VALUE! | #VALUE!
SANTANA INSULATORS INC. | RO12012W | Y | SANTANA INSULATORS INC. , RO12012W |  |  | 1.5 | 2002-03-12 16:59 | Anjanece | 50 | 900 | #VALUE! | #VALUE!
SANTANA INSULATORS INC. | RO12012W | Y | SANTANA INSULATORS INC. , RO12012W |  |  | 1.67 | 2002-03-12 16:59 | Anjanece | 50 | 900 | #VALUE! | #VALUE!
VICTOR INSULATORS | 2012-WHITE | Y | VICTOR INSULATORS , 2012-WHITE | JEA OVERHEAD DISTRIBUTION | CSC Stores | 0.46 | 2002-03-12 16:59 | Anjanece | 50 | 900 | #VALUE! | #VALUE!
VICTOR INSULATORS | 2012-WHITE | Y | VICTOR INSULATORS , 2012-WHITE |  |  | 0.47 | 2002-03-12 16:59 | Anjanece | 50 | 900 | #VALUE! | #VALUE!
VICTOR INSULATORS | 2012-WHITE | Y | VICTOR INSULATORS , 2012-WHITE |  |  | 0.48 | 2002-03-12 16:59 | Anjanece | 50 | 900 | #VALUE! | #VALUE!
VICTOR INSULATORS | 2012-WHITE | Y | VICTOR INSULATORS , 2012-WHITE |  |  | 0.53 | 2002-03-12 16:59 | Anjanece | 50 | 900 | #VALUE! | #VALUE!
VICTOR INSULATORS | 2012-WHITE | Y | VICTOR INSULATORS , 2012-WHITE |  |  | 0.64 | 2002-03-12 16:59 | Anjanece | 50 | 900 | #VALUE! | #VALUE!
VICTOR INSULATORS | 2012-WHITE | Y | VICTOR INSULATORS , 2012-WHITE |  |  | 0.68 | 2002-03-12 16:59 | Anjanece | 50 | 900 | #VALUE! | #VALUE!
VICTOR INSULATORS | 2012-WHITE | Y | VICTOR INSULATORS , 2012-WHITE |  |  | 0.76 | 2002-03-12 16:59 | Anjanece | 50 | 900 | #VALUE! | #VALUE!
VICTOR INSULATORS | 2012-WHITE | Y | VICTOR INSULATORS , 2012-WHITE |  |  | 0.83 | 2002-03-12 16:59 | Anjanece | 50 | 900 | #VALUE! | #VALUE!
VICTOR INSULATORS | 2012-WHITE | Y | VICTOR INSULATORS , 2012-WHITE |  |  | 0.94 | 2002-03-12 16:59 | Anjanece | 50 | 900 | #VALUE! | #VALUE!
VICTOR INSULATORS | 2012-WHITE | Y | VICTOR INSULATORS , 2012-WHITE |  |  | 1.19 | 2002-03-12 16:59 | Anjanece | 50 | 900 | #VALUE! | #VALUE!
VICTOR INSULATORS | 2012-WHITE | Y | VICTOR INSULATORS , 2012-WHITE |  |  | 1.25 | 2002-03-12 16:59 | Anjanece | 50 | 900 | #VALUE! | #VALUE!
VICTOR INSULATORS | 2012-WHITE | Y | VICTOR INSULATORS , 2012-WHITE |  |  | 1.36 | 2002-03-12 16:59 | Anjanece | 50 | 900 | #VALUE! | #VALUE!
VICTOR INSULATORS | 2012-WHITE | Y | VICTOR INSULATORS , 2012-WHITE |  |  | 1.4 | 2002-03-12 16:59 | Anjanece | 50 | 900 | #VALUE! | #VALUE!
VICTOR INSULATORS | 2012-WHITE | Y | VICTOR INSULATORS , 2012-WHITE |  |  | 1.41 | 2002-03-12 16:59 | Anjanece | 50 | 900 | #VALUE! | #VALUE!
VICTOR INSULATORS | 2012-WHITE | Y | VICTOR INSULATORS , 2012-WHITE |  |  | 1.5 | 2002-03-12 16:59 | Anjanece | 50 | 900 | #VALUE! | #VALUE!
VICTOR INSULATORS | 2012-WHITE | Y | VICTOR INSULATORS , 2012-WHITE |  |  | 1.67 | 2002-03-12 16:59 | Anjanece | 50 | 900 | #VALUE! | #VALUE!
VICTOR INSULATORS | VI-2612-WHITE | Y | VICTOR INSULATORS , VI-2612-WHITE | JEA OVERHEAD DISTRIBUTION | CSC Stores | 0.46 | 2002-03-12 16:59 | Anjanece | 50 | 900 | #VALUE! | #VALUE!
VICTOR INSULATORS | VI-2612-WHITE | Y | VICTOR INSULATORS , VI-2612-WHITE |  |  | 0.47 | 2002-03-12 16:59 | Anjanece | 50 | 900 | #VALUE! | #VALUE!
VICTOR INSULATORS | VI-2612-WHITE | Y | VICTOR INSULATORS , VI-2612-WHITE |  |  | 0.48 | 2002-03-12 16:59 | Anjanece | 50 | 900 | #VALUE! | #VALUE!
VICTOR INSULATORS | VI-2612-WHITE | Y | VICTOR INSULATORS , VI-2612-WHITE |  |  | 0.53 | 2002-03-12 16:59 | Anjanece | 50 | 900 | #VALUE! | #VALUE!
VICTOR INSULATORS | VI-2612-WHITE | Y | VICTOR INSULATORS , VI-2612-WHITE |  |  | 0.64 | 2002-03-12 16:59 | Anjanece | 50 | 900 | #VALUE! | #VALUE!
VICTOR INSULATORS | VI-2612-WHITE | Y | VICTOR INSULATORS , VI-2612-WHITE |  |  | 0.68 | 2002-03-12 16:59 | Anjanece | 50 | 900 | #VALUE! | #VALUE!
VICTOR INSULATORS | VI-2612-WHITE | Y | VICTOR INSULATORS , VI-2612-WHITE |  |  | 0.76 | 2002-03-12 16:59 | Anjanece | 50 | 900 | #VALUE! | #VALUE!
VICTOR INSULATORS | VI-2612-WHITE | Y | VICTOR INSULATORS , VI-2612-WHITE |  |  | 0.83 | 2002-03-12 16:59 | Anjanece | 50 | 900 | #VALUE! | #VALUE!
VICTOR INSULATORS | VI-2612-WHITE | Y | VICTOR INSULATORS , VI-2612-WHITE |  |  | 0.94 | 2002-03-12 16:59 | Anjanece | 50 | 900 | #VALUE! | #VALUE!
VICTOR INSULATORS | VI-2612-WHITE | Y | VICTOR INSULATORS , VI-2612-WHITE |  |  | 1.19 | 2002-03-12 16:59 | Anjanece | 50 | 900 | #VALUE! | #VALUE!
VICTOR INSULATORS | VI-2612-WHITE | Y | VICTOR INSULATORS , VI-2612-WHITE |  |  | 1.25 | 2002-03-12 16:59 | Anjanece | 50 | 900 | #VALUE! | #VALUE!
VICTOR INSULATORS | VI-2612-WHITE | Y | VICTOR INSULATORS , VI-2612-WHITE |  |  | 1.36 | 2002-03-12 16:59 | Anjanece | 50 | 900 | #VALUE! | #VALUE!
VICTOR INSULATORS | VI-2612-WHITE | Y | VICTOR INSULATORS , VI-2612-WHITE |  |  | 1.4 | 2002-03-12 16:59 | Anjanece | 50 | 900 | #VALUE! | #VALUE!
VICTOR INSULATORS | VI-2612-WHITE | Y | VICTOR INSULATORS , VI-2612-WHITE |  |  | 1.41 | 2002-03-12 16:59 | Anjanece | 50 | 900 | #VALUE! | #VALUE!
VICTOR INSULATORS | VI-2612-WHITE | Y | VICTOR INSULATORS , VI-2612-WHITE |  |  | 1.5 | 2002-03-12 16:59 | Anjanece | 50 | 900 | #VALUE! | #VALUE!
VICTOR INSULATORS | VI-2612-WHITE | Y | VICTOR INSULATORS , VI-2612-WHITE |  |  | 1.67 | 2002-03-12 16:59 | Anjanece | 50 | 900 | #VALUE! | #VALUE!
|  |  | , | JEA OVERHEAD DISTRIBUTION | Storm Stores | 0 | 2018-04-16 10:26 | Anjanece |  | 900 | #VALUE! | #VALUE!
|  |  | , |  |  | 0.58 | 2018-04-16 10:26 | Anjanece |  | 900 | #VALUE! | #VALUE!
|  |  | , |  |  | 0.59 | 2018-04-16 10:26 | Anjanece |  | 900 | #VALUE! | #VALUE!
|  |  | , |  |  | 0.65 | 2018-04-16 10:26 | Anjanece |  | 900 | #VALUE! | #VALUE!
|  |  | , |  |  | 0.71 | 2018-04-16 10:26 | Anjanece |  | 900 | #VALUE! | #VALUE!
|  |  | , |  |  | 0.89 | 2018-04-16 10:26 | Anjanece |  | 900 | #VALUE! | #VALUE!
|  |  | , |  |  | 0.92 | 2018-04-16 10:26 | Anjanece |  | 900 | #VALUE! | #VALUE!
PFISTERER | CP2-040-33-073-A1 | Y | PFISTERER , CP2-040-33-073-A1 | JEA TRANSMISSION | CSC Stores | 260 | 2023-05-01 14:28 | John | 1 | 0 | N | N
PFISTERER | CP2-040-33-073-A1 | Y | PFISTERER , CP2-040-33-073-A1 |  |  | 309.79 | 2023-05-01 14:28 | John | 1 | 0 | N | N
GAMMA | PT8232G | Y | GAMMA , PT8232G | JEA OVERHEAD DISTRIBUTION | CSC Stores | 5.29 | 2002-03-12 17:04 | Anjanece | 1 | 0 | #VALUE! | #VALUE!
GAMMA | PT8232G | Y | GAMMA , PT8232G |  |  | 5.32 | 2002-03-12 17:04 | Anjanece | 1 | 0 | #VALUE! | #VALUE!
GAMMA | PT8232G | Y | GAMMA , PT8232G |  |  | 5.33 | 2002-03-12 17:04 | Anjanece | 1 | 0 | #VALUE! | #VALUE!
GAMMA | PT8232G | Y | GAMMA , PT8232G |  |  | 5.78 | 2002-03-12 17:04 | Anjanece | 1 | 0 | #VALUE! | #VALUE!
GAMMA | PT8232G | Y | GAMMA , PT8232G |  |  | 6.44 | 2002-03-12 17:04 | Anjanece | 1 | 0 | #VALUE! | #VALUE!
GAMMA | PT8232G | Y | GAMMA , PT8232G |  |  | 7.11 | 2002-03-12 17:04 | Anjanece | 1 | 0 | #VALUE! | #VALUE!
GAMMA | PT8232G | Y | GAMMA , PT8232G |  |  | 7.13 | 2002-03-12 17:04 | Anjanece | 1 | 0 | #VALUE! | #VALUE!
GAMMA | PT8232G | Y | GAMMA , PT8232G |  |  | 7.15 | 2002-03-12 17:04 | Anjanece | 1 | 0 | #VALUE! | #VALUE!
GAMMA | PT8232G | Y | GAMMA , PT8232G |  |  | 7.21 | 2002-03-12 17:04 | Anjanece | 1 | 0 | #VALUE! | #VALUE!
GAMMA | PT8232G | Y | GAMMA , PT8232G |  |  | 7.43 | 2002-03-12 17:04 | Anjanece | 1 | 0 | #VALUE! | #VALUE!
GAMMA | PT8232G | Y | GAMMA , PT8232G |  |  | 8 | 2002-03-12 17:04 | Anjanece | 1 | 0 | #VALUE! | #VALUE!
GAMMA | PT8232G | Y | GAMMA , PT8232G |  |  | 8.04 | 2002-03-12 17:04 | Anjanece | 1 | 0 | #VALUE! | #VALUE!
GAMMA | PT8232G | Y | GAMMA , PT8232G |  |  | 8.15 | 2002-03-12 17:04 | Anjanece | 1 | 0 | #VALUE! | #VALUE!
GAMMA | PT8232G | Y | GAMMA , PT8232G |  |  | 8.23 | 2002-03-12 17:04 | Anjanece | 1 | 0 | #VALUE! | #VALUE!
GAMMA | PT8232G | Y | GAMMA , PT8232G |  |  | 8.25 | 2002-03-12 17:04 | Anjanece | 1 | 0 | #VALUE! | #VALUE!
JOSLYN HI-VOLTAGE CORP. | L1814 | Y | JOSLYN HI-VOLTAGE CORP. , L1814 | JEA OVERHEAD DISTRIBUTION | CSC Stores | 5.29 | 2002-03-12 17:04 | Anjanece | 1 | 0 | #VALUE! | #VALUE!
JOSLYN HI-VOLTAGE CORP. | L1814 | Y | JOSLYN HI-VOLTAGE CORP. , L1814 |  |  | 5.32 | 2002-03-12 17:04 | Anjanece | 1 | 0 | #VALUE! | #VALUE!
JOSLYN HI-VOLTAGE CORP. | L1814 | Y | JOSLYN HI-VOLTAGE CORP. , L1814 |  |  | 5.33 | 2002-03-12 17:04 | Anjanece | 1 | 0 | #VALUE! | #VALUE!
JOSLYN HI-VOLTAGE CORP. | L1814 | Y | JOSLYN HI-VOLTAGE CORP. , L1814 |  |  | 5.78 | 2002-03-12 17:04 | Anjanece | 1 | 0 | #VALUE! | #VALUE!
JOSLYN HI-VOLTAGE CORP. | L1814 | Y | JOSLYN HI-VOLTAGE CORP. , L1814 |  |  | 6.44 | 2002-03-12 17:04 | Anjanece | 1 | 0 | #VALUE! | #VALUE!
JOSLYN HI-VOLTAGE CORP. | L1814 | Y | JOSLYN HI-VOLTAGE CORP. , L1814 |  |  | 7.11 | 2002-03-12 17:04 | Anjanece | 1 | 0 | #VALUE! | #VALUE!
JOSLYN HI-VOLTAGE CORP. | L1814 | Y | JOSLYN HI-VOLTAGE CORP. , L1814 |  |  | 7.13 | 2002-03-12 17:04 | Anjanece | 1 | 0 | #VALUE! | #VALUE!
JOSLYN HI-VOLTAGE CORP. | L1814 | Y | JOSLYN HI-VOLTAGE CORP. , L1814 |  |  | 7.15 | 2002-03-12 17:04 | Anjanece | 1 | 0 | #VALUE! | #VALUE!
JOSLYN HI-VOLTAGE CORP. | L1814 | Y | JOSLYN HI-VOLTAGE CORP. , L1814 |  |  | 7.21 | 2002-03-12 17:04 | Anjanece | 1 | 0 | #VALUE! | #VALUE!
JOSLYN HI-VOLTAGE CORP. | L1814 | Y | JOSLYN HI-VOLTAGE CORP. , L1814 |  |  | 7.43 | 2002-03-12 17:04 | Anjanece | 1 | 0 | #VALUE! | #VALUE!
JOSLYN HI-VOLTAGE CORP. | L1814 | Y | JOSLYN HI-VOLTAGE CORP. , L1814 |  |  | 8 | 2002-03-12 17:04 | Anjanece | 1 | 0 | #VALUE! | #VALUE!
JOSLYN HI-VOLTAGE CORP. | L1814 | Y | JOSLYN HI-VOLTAGE CORP. , L1814 |  |  | 8.04 | 2002-03-12 17:04 | Anjanece | 1 | 0 | #VALUE! | #VALUE!
JOSLYN HI-VOLTAGE CORP. | L1814 | Y | JOSLYN HI-VOLTAGE CORP. , L1814 |  |  | 8.15 | 2002-03-12 17:04 | Anjanece | 1 | 0 | #VALUE! | #VALUE!
JOSLYN HI-VOLTAGE CORP. | L1814 | Y | JOSLYN HI-VOLTAGE CORP. , L1814 |  |  | 8.23 | 2002-03-12 17:04 | Anjanece | 1 | 0 | #VALUE! | #VALUE!
JOSLYN HI-VOLTAGE CORP. | L1814 | Y | JOSLYN HI-VOLTAGE CORP. , L1814 |  |  | 8.25 | 2002-03-12 17:04 | Anjanece | 1 | 0 | #VALUE! | #VALUE!
LAPP | 6815-70 | Y | LAPP , 6815-70 | JEA OVERHEAD DISTRIBUTION | CSC Stores | 5.29 | 2002-03-12 17:04 | Anjanece | 1 | 0 | #VALUE! | #VALUE!
LAPP | 6815-70 | Y | LAPP , 6815-70 |  |  | 5.32 | 2002-03-12 17:04 | Anjanece | 1 | 0 | #VALUE! | #VALUE!
LAPP | 6815-70 | Y | LAPP , 6815-70 |  |  | 5.33 | 2002-03-12 17:04 | Anjanece | 1 | 0 | #VALUE! | #VALUE!
LAPP | 6815-70 | Y | LAPP , 6815-70 |  |  | 5.78 | 2002-03-12 17:04 | Anjanece | 1 | 0 | #VALUE! | #VALUE!
LAPP | 6815-70 | Y | LAPP , 6815-70 |  |  | 6.44 | 2002-03-12 17:04 | Anjanece | 1 | 0 | #VALUE! | #VALUE!
LAPP | 6815-70 | Y | LAPP , 6815-70 |  |  | 7.11 | 2002-03-12 17:04 | Anjanece | 1 | 0 | #VALUE! | #VALUE!
LAPP | 6815-70 | Y | LAPP , 6815-70 |  |  | 7.13 | 2002-03-12 17:04 | Anjanece | 1 | 0 | #VALUE! | #VALUE!
LAPP | 6815-70 | Y | LAPP , 6815-70 |  |  | 7.15 | 2002-03-12 17:04 | Anjanece | 1 | 0 | #VALUE! | #VALUE!
LAPP | 6815-70 | Y | LAPP , 6815-70 |  |  | 7.21 | 2002-03-12 17:04 | Anjanece | 1 | 0 | #VALUE! | #VALUE!
LAPP | 6815-70 | Y | LAPP , 6815-70 |  |  | 7.43 | 2002-03-12 17:04 | Anjanece | 1 | 0 | #VALUE! | #VALUE!
LAPP | 6815-70 | Y | LAPP , 6815-70 |  |  | 8 | 2002-03-12 17:04 | Anjanece | 1 | 0 | #VALUE! | #VALUE!
LAPP | 6815-70 | Y | LAPP , 6815-70 |  |  | 8.04 | 2002-03-12 17:04 | Anjanece | 1 | 0 | #VALUE! | #VALUE!
LAPP | 6815-70 | Y | LAPP , 6815-70 |  |  | 8.15 | 2002-03-12 17:04 | Anjanece | 1 | 0 | #VALUE! | #VALUE!
LAPP | 6815-70 | Y | LAPP , 6815-70 |  |  | 8.23 | 2002-03-12 17:04 | Anjanece | 1 | 0 | #VALUE! | #VALUE!
LAPP | 6815-70 | Y | LAPP , 6815-70 |  |  | 8.25 | 2002-03-12 17:04 | Anjanece | 1 | 0 | #VALUE! | #VALUE!
NGK | 16044 | Y | NGK , 16044 | JEA OVERHEAD DISTRIBUTION | CSC Stores | 5.29 | 2002-03-12 17:04 | Anjanece | 1 | 0 | #VALUE! | #VALUE!
NGK | 16044 | Y | NGK , 16044 |  |  | 5.32 | 2002-03-12 17:04 | Anjanece | 1 | 0 | #VALUE! | #VALUE!
NGK | 16044 | Y | NGK , 16044 |  |  | 5.33 | 2002-03-12 17:04 | Anjanece | 1 | 0 | #VALUE! | #VALUE!
NGK | 16044 | Y | NGK , 16044 |  |  | 5.78 | 2002-03-12 17:04 | Anjanece | 1 | 0 | #VALUE! | #VALUE!
NGK | 16044 | Y | NGK , 16044 |  |  | 6.44 | 2002-03-12 17:04 | Anjanece | 1 | 0 | #VALUE! | #VALUE!
NGK | 16044 | Y | NGK , 16044 |  |  | 7.11 | 2002-03-12 17:04 | Anjanece | 1 | 0 | #VALUE! | #VALUE!
NGK | 16044 | Y | NGK , 16044 |  |  | 7.13 | 2002-03-12 17:04 | Anjanece | 1 | 0 | #VALUE! | #VALUE!
NGK | 16044 | Y | NGK , 16044 |  |  | 7.15 | 2002-03-12 17:04 | Anjanece | 1 | 0 | #VALUE! | #VALUE!
NGK | 16044 | Y | NGK , 16044 |  |  | 7.21 | 2002-03-12 17:04 | Anjanece | 1 | 0 | #VALUE! | #VALUE!
NGK | 16044 | Y | NGK , 16044 |  |  | 7.43 | 2002-03-12 17:04 | Anjanece | 1 | 0 | #VALUE! | #VALUE!
NGK | 16044 | Y | NGK , 16044 |  |  | 8 | 2002-03-12 17:04 | Anjanece | 1 | 0 | #VALUE! | #VALUE!
NGK | 16044 | Y | NGK , 16044 |  |  | 8.04 | 2002-03-12 17:04 | Anjanece | 1 | 0 | #VALUE! | #VALUE!
NGK | 16044 | Y | NGK , 16044 |  |  | 8.15 | 2002-03-12 17:04 | Anjanece | 1 | 0 | #VALUE! | #VALUE!
NGK | 16044 | Y | NGK , 16044 |  |  | 8.23 | 2002-03-12 17:04 | Anjanece | 1 | 0 | #VALUE! | #VALUE!
NGK | 16044 | Y | NGK , 16044 |  |  | 8.25 | 2002-03-12 17:04 | Anjanece | 1 | 0 | #VALUE! | #VALUE!
PORCELAIN PRODUCTS CO. | 84300 | Y | PORCELAIN PRODUCTS CO. , 84300 | JEA OVERHEAD DISTRIBUTION | CSC Stores | 5.29 | 2002-03-12 17:04 | Anjanece | 1 | 0 | #VALUE! | #VALUE!
PORCELAIN PRODUCTS CO. | 84300 | Y | PORCELAIN PRODUCTS CO. , 84300 |  |  | 5.32 | 2002-03-12 17:04 | Anjanece | 1 | 0 | #VALUE! | #VALUE!
PORCELAIN PRODUCTS CO. | 84300 | Y | PORCELAIN PRODUCTS CO. , 84300 |  |  | 5.33 | 2002-03-12 17:04 | Anjanece | 1 | 0 | #VALUE! | #VALUE!
PORCELAIN PRODUCTS CO. | 84300 | Y | PORCELAIN PRODUCTS CO. , 84300 |  |  | 5.78 | 2002-03-12 17:04 | Anjanece | 1 | 0 | #VALUE! | #VALUE!
PORCELAIN PRODUCTS CO. | 84300 | Y | PORCELAIN PRODUCTS CO. , 84300 |  |  | 6.44 | 2002-03-12 17:04 | Anjanece | 1 | 0 | #VALUE! | #VALUE!
PORCELAIN PRODUCTS CO. | 84300 | Y | PORCELAIN PRODUCTS CO. , 84300 |  |  | 7.11 | 2002-03-12 17:04 | Anjanece | 1 | 0 | #VALUE! | #VALUE!
PORCELAIN PRODUCTS CO. | 84300 | Y | PORCELAIN PRODUCTS CO. , 84300 |  |  | 7.13 | 2002-03-12 17:04 | Anjanece | 1 | 0 | #VALUE! | #VALUE!
PORCELAIN PRODUCTS CO. | 84300 | Y | PORCELAIN PRODUCTS CO. , 84300 |  |  | 7.15 | 2002-03-12 17:04 | Anjanece | 1 | 0 | #VALUE! | #VALUE!
PORCELAIN PRODUCTS CO. | 84300 | Y | PORCELAIN PRODUCTS CO. , 84300 |  |  | 7.21 | 2002-03-12 17:04 | Anjanece | 1 | 0 | #VALUE! | #VALUE!
PORCELAIN PRODUCTS CO. | 84300 | Y | PORCELAIN PRODUCTS CO. , 84300 |  |  | 7.43 | 2002-03-12 17:04 | Anjanece | 1 | 0 | #VALUE! | #VALUE!
PORCELAIN PRODUCTS CO. | 84300 | Y | PORCELAIN PRODUCTS CO. , 84300 |  |  | 8 | 2002-03-12 17:04 | Anjanece | 1 | 0 | #VALUE! | #VALUE!
PORCELAIN PRODUCTS CO. | 84300 | Y | PORCELAIN PRODUCTS CO. , 84300 |  |  | 8.04 | 2002-03-12 17:04 | Anjanece | 1 | 0 | #VALUE! | #VALUE!
PORCELAIN PRODUCTS CO. | 84300 | Y | PORCELAIN PRODUCTS CO. , 84300 |  |  | 8.15 | 2002-03-12 17:04 | Anjanece | 1 | 0 | #VALUE! | #VALUE!
PORCELAIN PRODUCTS CO. | 84300 | Y | PORCELAIN PRODUCTS CO. , 84300 |  |  | 8.23 | 2002-03-12 17:04 | Anjanece | 1 | 0 | #VALUE! | #VALUE!
PORCELAIN PRODUCTS CO. | 84300 | Y | PORCELAIN PRODUCTS CO. , 84300 |  |  | 8.25 | 2002-03-12 17:04 | Anjanece | 1 | 0 | #VALUE! | #VALUE!
POWERLINE HARDWARE CO. | P529 | Y | POWERLINE HARDWARE CO. , P529 | JEA OVERHEAD DISTRIBUTION | CSC Stores | 5.29 | 2002-03-12 17:04 | Anjanece | 1 | 0 | #VALUE! | #VALUE!
POWERLINE HARDWARE CO. | P529 | Y | POWERLINE HARDWARE CO. , P529 |  |  | 5.32 | 2002-03-12 17:04 | Anjanece | 1 | 0 | #VALUE! | #VALUE!
POWERLINE HARDWARE CO. | P529 | Y | POWERLINE HARDWARE CO. , P529 |  |  | 5.33 | 2002-03-12 17:04 | Anjanece | 1 | 0 | #VALUE! | #VALUE!
POWERLINE HARDWARE CO. | P529 | Y | POWERLINE HARDWARE CO. , P529 |  |  | 5.78 | 2002-03-12 17:04 | Anjanece | 1 | 0 | #VALUE! | #VALUE!
POWERLINE HARDWARE CO. | P529 | Y | POWERLINE HARDWARE CO. , P529 |  |  | 6.44 | 2002-03-12 17:04 | Anjanece | 1 | 0 | #VALUE! | #VALUE!
POWERLINE HARDWARE CO. | P529 | Y | POWERLINE HARDWARE CO. , P529 |  |  | 7.11 | 2002-03-12 17:04 | Anjanece | 1 | 0 | #VALUE! | #VALUE!
POWERLINE HARDWARE CO. | P529 | Y | POWERLINE HARDWARE CO. , P529 |  |  | 7.13 | 2002-03-12 17:04 | Anjanece | 1 | 0 | #VALUE! | #VALUE!
POWERLINE HARDWARE CO. | P529 | Y | POWERLINE HARDWARE CO. , P529 |  |  | 7.15 | 2002-03-12 17:04 | Anjanece | 1 | 0 | #VALUE! | #VALUE!
POWERLINE HARDWARE CO. | P529 | Y | POWERLINE HARDWARE CO. , P529 |  |  | 7.21 | 2002-03-12 17:04 | Anjanece | 1 | 0 | #VALUE! | #VALUE!
POWERLINE HARDWARE CO. | P529 | Y | POWERLINE HARDWARE CO. , P529 |  |  | 7.43 | 2002-03-12 17:04 | Anjanece | 1 | 0 | #VALUE! | #VALUE!
POWERLINE HARDWARE CO. | P529 | Y | POWERLINE HARDWARE CO. , P529 |  |  | 8 | 2002-03-12 17:04 | Anjanece | 1 | 0 | #VALUE! | #VALUE!
POWERLINE HARDWARE CO. | P529 | Y | POWERLINE HARDWARE CO. , P529 |  |  | 8.04 | 2002-03-12 17:04 | Anjanece | 1 | 0 | #VALUE! | #VALUE!
POWERLINE HARDWARE CO. | P529 | Y | POWERLINE HARDWARE CO. , P529 |  |  | 8.15 | 2002-03-12 17:04 | Anjanece | 1 | 0 | #VALUE! | #VALUE!
POWERLINE HARDWARE CO. | P529 | Y | POWERLINE HARDWARE CO. , P529 |  |  | 8.23 | 2002-03-12 17:04 | Anjanece | 1 | 0 | #VALUE! | #VALUE!
POWERLINE HARDWARE CO. | P529 | Y | POWERLINE HARDWARE CO. , P529 |  |  | 8.25 | 2002-03-12 17:04 | Anjanece | 1 | 0 | #VALUE! | #VALUE!
SANTANA INSULATORS INC. | DI 02C12T | Y | SANTANA INSULATORS INC. , DI 02C12T | JEA OVERHEAD DISTRIBUTION | CSC Stores | 5.29 | 2002-03-12 17:04 | Anjanece | 1 | 0 | #VALUE! | #VALUE!
SANTANA INSULATORS INC. | DI 02C12T | Y | SANTANA INSULATORS INC. , DI 02C12T |  |  | 5.32 | 2002-03-12 17:04 | Anjanece | 1 | 0 | #VALUE! | #VALUE!
SANTANA INSULATORS INC. | DI 02C12T | Y | SANTANA INSULATORS INC. , DI 02C12T |  |  | 5.33 | 2002-03-12 17:04 | Anjanece | 1 | 0 | #VALUE! | #VALUE!
SANTANA INSULATORS INC. | DI 02C12T | Y | SANTANA INSULATORS INC. , DI 02C12T |  |  | 5.78 | 2002-03-12 17:04 | Anjanece | 1 | 0 | #VALUE! | #VALUE!
SANTANA INSULATORS INC. | DI 02C12T | Y | SANTANA INSULATORS INC. , DI 02C12T |  |  | 6.44 | 2002-03-12 17:04 | Anjanece | 1 | 0 | #VALUE! | #VALUE!
SANTANA INSULATORS INC. | DI 02C12T | Y | SANTANA INSULATORS INC. , DI 02C12T |  |  | 7.11 | 2002-03-12 17:04 | Anjanece | 1 | 0 | #VALUE! | #VALUE!
SANTANA INSULATORS INC. | DI 02C12T | Y | SANTANA INSULATORS INC. , DI 02C12T |  |  | 7.13 | 2002-03-12 17:04 | Anjanece | 1 | 0 | #VALUE! | #VALUE!
SANTANA INSULATORS INC. | DI 02C12T | Y | SANTANA INSULATORS INC. , DI 02C12T |  |  | 7.15 | 2002-03-12 17:04 | Anjanece | 1 | 0 | #VALUE! | #VALUE!
SANTANA INSULATORS INC. | DI 02C12T | Y | SANTANA INSULATORS INC. , DI 02C12T |  |  | 7.21 | 2002-03-12 17:04 | Anjanece | 1 | 0 | #VALUE! | #VALUE!
SANTANA INSULATORS INC. | DI 02C12T | Y | SANTANA INSULATORS INC. , DI 02C12T |  |  | 7.43 | 2002-03-12 17:04 | Anjanece | 1 | 0 | #VALUE! | #VALUE!
SANTANA INSULATORS INC. | DI 02C12T | Y | SANTANA INSULATORS INC. , DI 02C12T |  |  | 8 | 2002-03-12 17:04 | Anjanece | 1 | 0 | #VALUE! | #VALUE!
SANTANA INSULATORS INC. | DI 02C12T | Y | SANTANA INSULATORS INC. , DI 02C12T |  |  | 8.04 | 2002-03-12 17:04 | Anjanece | 1 | 0 | #VALUE! | #VALUE!
SANTANA INSULATORS INC. | DI 02C12T | Y | SANTANA INSULATORS INC. , DI 02C12T |  |  | 8.15 | 2002-03-12 17:04 | Anjanece | 1 | 0 | #VALUE! | #VALUE!
SANTANA INSULATORS INC. | DI 02C12T | Y | SANTANA INSULATORS INC. , DI 02C12T |  |  | 8.23 | 2002-03-12 17:04 | Anjanece | 1 | 0 | #VALUE! | #VALUE!
SANTANA INSULATORS INC. | DI 02C12T | Y | SANTANA INSULATORS INC. , DI 02C12T |  |  | 8.25 | 2002-03-12 17:04 | Anjanece | 1 | 0 | #VALUE! | #VALUE!
VICTOR INSULATORS | 817 | Y | VICTOR INSULATORS , 817 | JEA OVERHEAD DISTRIBUTION | CSC Stores | 5.29 | 2002-03-12 17:04 | Anjanece | 1 | 0 | #VALUE! | #VALUE!
VICTOR INSULATORS | 817 | Y | VICTOR INSULATORS , 817 |  |  | 5.32 | 2002-03-12 17:04 | Anjanece | 1 | 0 | #VALUE! | #VALUE!
VICTOR INSULATORS | 817 | Y | VICTOR INSULATORS , 817 |  |  | 5.33 | 2002-03-12 17:04 | Anjanece | 1 | 0 | #VALUE! | #VALUE!
VICTOR INSULATORS | 817 | Y | VICTOR INSULATORS , 817 |  |  | 5.78 | 2002-03-12 17:04 | Anjanece | 1 | 0 | #VALUE! | #VALUE!
VICTOR INSULATORS | 817 | Y | VICTOR INSULATORS , 817 |  |  | 6.44 | 2002-03-12 17:04 | Anjanece | 1 | 0 | #VALUE! | #VALUE!
VICTOR INSULATORS | 817 | Y | VICTOR INSULATORS , 817 |  |  | 7.11 | 2002-03-12 17:04 | Anjanece | 1 | 0 | #VALUE! | #VALUE!
VICTOR INSULATORS | 817 | Y | VICTOR INSULATORS , 817 |  |  | 7.13 | 2002-03-12 17:04 | Anjanece | 1 | 0 | #VALUE! | #VALUE!
VICTOR INSULATORS | 817 | Y | VICTOR INSULATORS , 817 |  |  | 7.15 | 2002-03-12 17:04 | Anjanece | 1 | 0 | #VALUE! | #VALUE!
VICTOR INSULATORS | 817 | Y | VICTOR INSULATORS , 817 |  |  | 7.21 | 2002-03-12 17:04 | Anjanece | 1 | 0 | #VALUE! | #VALUE!
VICTOR INSULATORS | 817 | Y | VICTOR INSULATORS , 817 |  |  | 7.43 | 2002-03-12 17:04 | Anjanece | 1 | 0 | #VALUE! | #VALUE!
VICTOR INSULATORS | 817 | Y | VICTOR INSULATORS , 817 |  |  | 8 | 2002-03-12 17:04 | Anjanece | 1 | 0 | #VALUE! | #VALUE!
VICTOR INSULATORS | 817 | Y | VICTOR INSULATORS , 817 |  |  | 8.04 | 2002-03-12 17:04 | Anjanece | 1 | 0 | #VALUE! | #VALUE!
VICTOR INSULATORS | 817 | Y | VICTOR INSULATORS , 817 |  |  | 8.15 | 2002-03-12 17:04 | Anjanece | 1 | 0 | #VALUE! | #VALUE!
VICTOR INSULATORS | 817 | Y | VICTOR INSULATORS , 817 |  |  | 8.23 | 2002-03-12 17:04 | Anjanece | 1 | 0 | #VALUE! | #VALUE!
VICTOR INSULATORS | 817 | Y | VICTOR INSULATORS , 817 |  |  | 8.25 | 2002-03-12 17:04 | Anjanece | 1 | 0 | #VALUE! | #VALUE!
VICTOR INSULATORS | VI 52-9 | Y | VICTOR INSULATORS , VI 52-9 | JEA OVERHEAD DISTRIBUTION | CSC Stores | 5.29 | 2002-03-12 17:04 | Anjanece | 1 | 0 | #VALUE! | #VALUE!
VICTOR INSULATORS | VI 52-9 | Y | VICTOR INSULATORS , VI 52-9 |  |  | 5.32 | 2002-03-12 17:04 | Anjanece | 1 | 0 | #VALUE! | #VALUE!
VICTOR INSULATORS | VI 52-9 | Y | VICTOR INSULATORS , VI 52-9 |  |  | 5.33 | 2002-03-12 17:04 | Anjanece | 1 | 0 | #VALUE! | #VALUE!
VICTOR INSULATORS | VI 52-9 | Y | VICTOR INSULATORS , VI 52-9 |  |  | 5.78 | 2002-03-12 17:04 | Anjanece | 1 | 0 | #VALUE! | #VALUE!
VICTOR INSULATORS | VI 52-9 | Y | VICTOR INSULATORS , VI 52-9 |  |  | 6.44 | 2002-03-12 17:04 | Anjanece | 1 | 0 | #VALUE! | #VALUE!
VICTOR INSULATORS | VI 52-9 | Y | VICTOR INSULATORS , VI 52-9 |  |  | 7.11 | 2002-03-12 17:04 | Anjanece | 1 | 0 | #VALUE! | #VALUE!
VICTOR INSULATORS | VI 52-9 | Y | VICTOR INSULATORS , VI 52-9 |  |  | 7.13 | 2002-03-12 17:04 | Anjanece | 1 | 0 | #VALUE! | #VALUE!
VICTOR INSULATORS | VI 52-9 | Y | VICTOR INSULATORS , VI 52-9 |  |  | 7.15 | 2002-03-12 17:04 | Anjanece | 1 | 0 | #VALUE! | #VALUE!
VICTOR INSULATORS | VI 52-9 | Y | VICTOR INSULATORS , VI 52-9 |  |  | 7.21 | 2002-03-12 17:04 | Anjanece | 1 | 0 | #VALUE! | #VALUE!
VICTOR INSULATORS | VI 52-9 | Y | VICTOR INSULATORS , VI 52-9 |  |  | 7.43 | 2002-03-12 17:04 | Anjanece | 1 | 0 | #VALUE! | #VALUE!
VICTOR INSULATORS | VI 52-9 | Y | VICTOR INSULATORS , VI 52-9 |  |  | 8 | 2002-03-12 17:04 | Anjanece | 1 | 0 | #VALUE! | #VALUE!
VICTOR INSULATORS | VI 52-9 | Y | VICTOR INSULATORS , VI 52-9 |  |  | 8.04 | 2002-03-12 17:04 | Anjanece | 1 | 0 | #VALUE! | #VALUE!
VICTOR INSULATORS | VI 52-9 | Y | VICTOR INSULATORS , VI 52-9 |  |  | 8.15 | 2002-03-12 17:04 | Anjanece | 1 | 0 | #VALUE! | #VALUE!
VICTOR INSULATORS | VI 52-9 | Y | VICTOR INSULATORS , VI 52-9 |  |  | 8.23 | 2002-03-12 17:04 | Anjanece | 1 | 0 | #VALUE! | #VALUE!
VICTOR INSULATORS | VI 52-9 | Y | VICTOR INSULATORS , VI 52-9 |  |  | 8.25 | 2002-03-12 17:04 | Anjanece | 1 | 0 | #VALUE! | #VALUE!
LAPP | 5960A-70 | Y | LAPP , 5960A-70 | JEA TRANSMISSION | CSC Stores | 11.01 | 2002-03-12 17:05 | John | 6 | 0 | N | N
LAPP | 5960A-70 | Y | LAPP , 5960A-70 |  |  | 11.18 | 2002-03-12 17:05 | John | 6 | 0 | N | N
LAPP | 5960A-70 | Y | LAPP , 5960A-70 |  |  | 13.23 | 2002-03-12 17:05 | John | 6 | 0 | N | N
LAPP | 5960A-70 | Y | LAPP , 5960A-70 |  |  | 14.21 | 2002-03-12 17:05 | John | 6 | 0 | N | N
LAPP | 5960A-70 | Y | LAPP , 5960A-70 |  |  | 14.54 | 2002-03-12 17:05 | John | 6 | 0 | N | N
LAPP | 5960A-70 | Y | LAPP , 5960A-70 |  |  | 18.47 | 2002-03-12 17:05 | John | 6 | 0 | N | N
LAPP | 5960A-70 | Y | LAPP , 5960A-70 |  |  | 20.35 | 2002-03-12 17:05 | John | 6 | 0 | N | N
NGK | 30S255 | Y | NGK , 30S255 | JEA TRANSMISSION | CSC Stores | 11.01 | 2002-03-12 17:05 | John | 6 | 0 | N | N
NGK | 30S255 | Y | NGK , 30S255 |  |  | 11.18 | 2002-03-12 17:05 | John | 6 | 0 | N | N
NGK | 30S255 | Y | NGK , 30S255 |  |  | 13.23 | 2002-03-12 17:05 | John | 6 | 0 | N | N
NGK | 30S255 | Y | NGK , 30S255 |  |  | 14.21 | 2002-03-12 17:05 | John | 6 | 0 | N | N
NGK | 30S255 | Y | NGK , 30S255 |  |  | 14.54 | 2002-03-12 17:05 | John | 6 | 0 | N | N
NGK | 30S255 | Y | NGK , 30S255 |  |  | 18.47 | 2002-03-12 17:05 | John | 6 | 0 | N | N
NGK | 30S255 | Y | NGK , 30S255 |  |  | 20.35 | 2002-03-12 17:05 | John | 6 | 0 | N | N
PSN COMPONENTS | PSN010 | Y | PSN COMPONENTS , PSN010 | JEA TRANSMISSION | CSC Stores | 11.01 | 2002-03-12 17:05 | John | 6 | 0 | N | N
PSN COMPONENTS | PSN010 | Y | PSN COMPONENTS , PSN010 |  |  | 11.18 | 2002-03-12 17:05 | John | 6 | 0 | N | N
PSN COMPONENTS | PSN010 | Y | PSN COMPONENTS , PSN010 |  |  | 13.23 | 2002-03-12 17:05 | John | 6 | 0 | N | N
PSN COMPONENTS | PSN010 | Y | PSN COMPONENTS , PSN010 |  |  | 14.21 | 2002-03-12 17:05 | John | 6 | 0 | N | N
PSN COMPONENTS | PSN010 | Y | PSN COMPONENTS , PSN010 |  |  | 14.54 | 2002-03-12 17:05 | John | 6 | 0 | N | N
PSN COMPONENTS | PSN010 | Y | PSN COMPONENTS , PSN010 |  |  | 18.47 | 2002-03-12 17:05 | John | 6 | 0 | N | N
PSN COMPONENTS | PSN010 | Y | PSN COMPONENTS , PSN010 |  |  | 20.35 | 2002-03-12 17:05 | John | 6 | 0 | N | N
VICTOR INSULATORS | VI 52-5H | Y | VICTOR INSULATORS , VI 52-5H | JEA TRANSMISSION | CSC Stores | 11.01 | 2002-03-12 17:05 | John | 6 | 0 | N | N
VICTOR INSULATORS | VI 52-5H | Y | VICTOR INSULATORS , VI 52-5H |  |  | 11.18 | 2002-03-12 17:05 | John | 6 | 0 | N | N
VICTOR INSULATORS | VI 52-5H | Y | VICTOR INSULATORS , VI 52-5H |  |  | 13.23 | 2002-03-12 17:05 | John | 6 | 0 | N | N
VICTOR INSULATORS | VI 52-5H | Y | VICTOR INSULATORS , VI 52-5H |  |  | 14.21 | 2002-03-12 17:05 | John | 6 | 0 | N | N
VICTOR INSULATORS | VI 52-5H | Y | VICTOR INSULATORS , VI 52-5H |  |  | 14.54 | 2002-03-12 17:05 | John | 6 | 0 | N | N
VICTOR INSULATORS | VI 52-5H | Y | VICTOR INSULATORS , VI 52-5H |  |  | 18.47 | 2002-03-12 17:05 | John | 6 | 0 | N | N
VICTOR INSULATORS | VI 52-5H | Y | VICTOR INSULATORS , VI 52-5H |  |  | 20.35 | 2002-03-12 17:05 | John | 6 | 0 | N | N
HUBBELL POWER SYSTEMS, INC. | S030031E201A | Y | HUBBELL POWER SYSTEMS, INC. , S030031E201A | JEA TRANSMISSION | CSC Stores | 56.12 | 2003-09-29 08:48 | John | 28 | 0 | N | N
HUBBELL POWER SYSTEMS, INC. | S030031E201A | Y | HUBBELL POWER SYSTEMS, INC. , S030031E201A |  |  | 64.23 | 2003-09-29 08:48 | John | 28 | 0 | N | N
HUBBELL POWER SYSTEMS, INC. | S030031E201A | Y | HUBBELL POWER SYSTEMS, INC. , S030031E201A |  |  | 81.65 | 2003-09-29 08:48 | John | 28 | 0 | N | N
HUBBELL POWER SYSTEMS, INC. | S030031E201A | Y | HUBBELL POWER SYSTEMS, INC. , S030031E201A |  |  | 130.46 | 2003-09-29 08:48 | John | 28 | 0 | N | N
HUBBELL POWER SYSTEMS, INC. | S030031E201A | Y | HUBBELL POWER SYSTEMS, INC. , S030031E201A |  |  | 135.15 | 2003-09-29 08:48 | John | 28 | 0 | N | N
LAPP INSULATOR | CS3-043-YB-100-A | Y | LAPP INSULATOR , CS3-043-YB-100-A | JEA TRANSMISSION | CSC Stores | 56.12 | 2003-09-29 08:48 | John | 28 | 0 | N | N
LAPP INSULATOR | CS3-043-YB-100-A | Y | LAPP INSULATOR , CS3-043-YB-100-A |  |  | 64.23 | 2003-09-29 08:48 | John | 28 | 0 | N | N
LAPP INSULATOR | CS3-043-YB-100-A | Y | LAPP INSULATOR , CS3-043-YB-100-A |  |  | 81.65 | 2003-09-29 08:48 | John | 28 | 0 | N | N
LAPP INSULATOR | CS3-043-YB-100-A | Y | LAPP INSULATOR , CS3-043-YB-100-A |  |  | 130.46 | 2003-09-29 08:48 | John | 28 | 0 | N | N
LAPP INSULATOR | CS3-043-YB-100-A | Y | LAPP INSULATOR , CS3-043-YB-100-A |  |  | 135.15 | 2003-09-29 08:48 | John | 28 | 0 | N | N
MACLEAN POWER SYSTEMS | S54080031VXSS019 | Y | MACLEAN POWER SYSTEMS , S54080031VXSS019 | JEA TRANSMISSION | CSC Stores | 56.12 | 2003-09-29 08:48 | John | 28 | 0 | N | N
MACLEAN POWER SYSTEMS | S54080031VXSS019 | Y | MACLEAN POWER SYSTEMS , S54080031VXSS019 |  |  | 64.23 | 2003-09-29 08:48 | John | 28 | 0 | N | N
MACLEAN POWER SYSTEMS | S54080031VXSS019 | Y | MACLEAN POWER SYSTEMS , S54080031VXSS019 |  |  | 81.65 | 2003-09-29 08:48 | John | 28 | 0 | N | N
MACLEAN POWER SYSTEMS | S54080031VXSS019 | Y | MACLEAN POWER SYSTEMS , S54080031VXSS019 |  |  | 130.46 | 2003-09-29 08:48 | John | 28 | 0 | N | N
MACLEAN POWER SYSTEMS | S54080031VXSS019 | Y | MACLEAN POWER SYSTEMS , S54080031VXSS019 |  |  | 135.15 | 2003-09-29 08:48 | John | 28 | 0 | N | N
MACLEAN POWER SYSTEMS | S548043VX07 | Y | MACLEAN POWER SYSTEMS , S548043VX07 | JEA TRANSMISSION | CSC Stores | 56.12 | 2003-09-29 08:48 | John | 28 | 0 | N | N
MACLEAN POWER SYSTEMS | S548043VX07 | Y | MACLEAN POWER SYSTEMS , S548043VX07 |  |  | 64.23 | 2003-09-29 08:48 | John | 28 | 0 | N | N
MACLEAN POWER SYSTEMS | S548043VX07 | Y | MACLEAN POWER SYSTEMS , S548043VX07 |  |  | 81.65 | 2003-09-29 08:48 | John | 28 | 0 | N | N
MACLEAN POWER SYSTEMS | S548043VX07 | Y | MACLEAN POWER SYSTEMS , S548043VX07 |  |  | 130.46 | 2003-09-29 08:48 | John | 28 | 0 | N | N
MACLEAN POWER SYSTEMS | S548043VX07 | Y | MACLEAN POWER SYSTEMS , S548043VX07 |  |  | 135.15 | 2003-09-29 08:48 | John | 28 | 0 | N | N
NGK-LOCKE, INC. | 301-SL250-YJ | Y | NGK-LOCKE, INC. , 301-SL250-YJ | JEA TRANSMISSION | CSC Stores | 56.12 | 2003-09-29 08:48 | John | 28 | 0 | N | N
NGK-LOCKE, INC. | 301-SL250-YJ | Y | NGK-LOCKE, INC. , 301-SL250-YJ |  |  | 64.23 | 2003-09-29 08:48 | John | 28 | 0 | N | N
NGK-LOCKE, INC. | 301-SL250-YJ | Y | NGK-LOCKE, INC. , 301-SL250-YJ |  |  | 81.65 | 2003-09-29 08:48 | John | 28 | 0 | N | N
NGK-LOCKE, INC. | 301-SL250-YJ | Y | NGK-LOCKE, INC. , 301-SL250-YJ |  |  | 130.46 | 2003-09-29 08:48 | John | 28 | 0 | N | N
NGK-LOCKE, INC. | 301-SL250-YJ | Y | NGK-LOCKE, INC. , 301-SL250-YJ |  |  | 135.15 | 2003-09-29 08:48 | John | 28 | 0 | N | N
HUBBELL POWER SYSTEMS, INC. | S030053H201A | Y | HUBBELL POWER SYSTEMS, INC. , S030053H201A | JEA TRANSMISSION | CSC Stores | 74.23 | 2003-09-29 08:52 | John | 1 | 0 | N | N
HUBBELL POWER SYSTEMS, INC. | S030053H201A | Y | HUBBELL POWER SYSTEMS, INC. , S030053H201A |  |  | 74.35 | 2003-09-29 08:52 | John | 1 | 0 | N | N
HUBBELL POWER SYSTEMS, INC. | S030053H201A | Y | HUBBELL POWER SYSTEMS, INC. , S030053H201A |  |  | 74.65 | 2003-09-29 08:52 | John | 1 | 0 | N | N
HUBBELL POWER SYSTEMS, INC. | S030053H201A | Y | HUBBELL POWER SYSTEMS, INC. , S030053H201A |  |  | 78.58 | 2003-09-29 08:52 | John | 1 | 0 | N | N
HUBBELL POWER SYSTEMS, INC. | S030053H201A | Y | HUBBELL POWER SYSTEMS, INC. , S030053H201A |  |  | 83.72 | 2003-09-29 08:52 | John | 1 | 0 | N | N
HUBBELL POWER SYSTEMS, INC. | S030053H201A | Y | HUBBELL POWER SYSTEMS, INC. , S030053H201A |  |  | 84 | 2003-09-29 08:52 | John | 1 | 0 | N | N
HUBBELL POWER SYSTEMS, INC. | S030053H201A | Y | HUBBELL POWER SYSTEMS, INC. , S030053H201A |  |  | 88.89 | 2003-09-29 08:52 | John | 1 | 0 | N | N
HUBBELL POWER SYSTEMS, INC. | S030053H201A | Y | HUBBELL POWER SYSTEMS, INC. , S030053H201A |  |  | 90.99 | 2003-09-29 08:52 | John | 1 | 0 | N | N
HUBBELL POWER SYSTEMS, INC. | S030053H201A | Y | HUBBELL POWER SYSTEMS, INC. , S030053H201A |  |  | 104.06 | 2003-09-29 08:52 | John | 1 | 0 | N | N
HUBBELL POWER SYSTEMS, INC. | S030053H201A | Y | HUBBELL POWER SYSTEMS, INC. , S030053H201A |  |  | 104.64 | 2003-09-29 08:52 | John | 1 | 0 | N | N
HUBBELL POWER SYSTEMS, INC. | S030053H201A | Y | HUBBELL POWER SYSTEMS, INC. , S030053H201A |  |  | 105.23 | 2003-09-29 08:52 | John | 1 | 0 | N | N
HUBBELL POWER SYSTEMS, INC. | S030053H201A | Y | HUBBELL POWER SYSTEMS, INC. , S030053H201A |  |  | 121.03 | 2003-09-29 08:52 | John | 1 | 0 | N | N
HUBBELL POWER SYSTEMS, INC. | S030053H201A | Y | HUBBELL POWER SYSTEMS, INC. , S030053H201A |  |  | 122.09 | 2003-09-29 08:52 | John | 1 | 0 | N | N
HUBBELL POWER SYSTEMS, INC. | S030053H201A | Y | HUBBELL POWER SYSTEMS, INC. , S030053H201A |  |  | 123.1 | 2003-09-29 08:52 | John | 1 | 0 | N | N
LAPP INSULATOR | CS3-066-YB-150-B | Y | LAPP INSULATOR , CS3-066-YB-150-B | JEA TRANSMISSION | CSC Stores | 74.23 | 2003-09-29 08:52 | John | 1 | 0 | N | N
LAPP INSULATOR | CS3-066-YB-150-B | Y | LAPP INSULATOR , CS3-066-YB-150-B |  |  | 74.35 | 2003-09-29 08:52 | John | 1 | 0 | N | N
LAPP INSULATOR | CS3-066-YB-150-B | Y | LAPP INSULATOR , CS3-066-YB-150-B |  |  | 74.65 | 2003-09-29 08:52 | John | 1 | 0 | N | N
LAPP INSULATOR | CS3-066-YB-150-B | Y | LAPP INSULATOR , CS3-066-YB-150-B |  |  | 78.58 | 2003-09-29 08:52 | John | 1 | 0 | N | N
LAPP INSULATOR | CS3-066-YB-150-B | Y | LAPP INSULATOR , CS3-066-YB-150-B |  |  | 83.72 | 2003-09-29 08:52 | John | 1 | 0 | N | N
LAPP INSULATOR | CS3-066-YB-150-B | Y | LAPP INSULATOR , CS3-066-YB-150-B |  |  | 84 | 2003-09-29 08:52 | John | 1 | 0 | N | N
LAPP INSULATOR | CS3-066-YB-150-B | Y | LAPP INSULATOR , CS3-066-YB-150-B |  |  | 88.89 | 2003-09-29 08:52 | John | 1 | 0 | N | N
LAPP INSULATOR | CS3-066-YB-150-B | Y | LAPP INSULATOR , CS3-066-YB-150-B |  |  | 90.99 | 2003-09-29 08:52 | John | 1 | 0 | N | N
LAPP INSULATOR | CS3-066-YB-150-B | Y | LAPP INSULATOR , CS3-066-YB-150-B |  |  | 104.06 | 2003-09-29 08:52 | John | 1 | 0 | N | N
LAPP INSULATOR | CS3-066-YB-150-B | Y | LAPP INSULATOR , CS3-066-YB-150-B |  |  | 104.64 | 2003-09-29 08:52 | John | 1 | 0 | N | N
LAPP INSULATOR | CS3-066-YB-150-B | Y | LAPP INSULATOR , CS3-066-YB-150-B |  |  | 105.23 | 2003-09-29 08:52 | John | 1 | 0 | N | N
LAPP INSULATOR | CS3-066-YB-150-B | Y | LAPP INSULATOR , CS3-066-YB-150-B |  |  | 121.03 | 2003-09-29 08:52 | John | 1 | 0 | N | N
LAPP INSULATOR | CS3-066-YB-150-B | Y | LAPP INSULATOR , CS3-066-YB-150-B |  |  | 122.09 | 2003-09-29 08:52 | John | 1 | 0 | N | N
LAPP INSULATOR | CS3-066-YB-150-B | Y | LAPP INSULATOR , CS3-066-YB-150-B |  |  | 123.1 | 2003-09-29 08:52 | John | 1 | 0 | N | N
MACLEAN POWER SYSTEMS | S54080054VASS026 | Y | MACLEAN POWER SYSTEMS , S54080054VASS026 | JEA TRANSMISSION | CSC Stores | 74.23 | 2003-09-29 08:52 | John | 1 | 0 | N | N
MACLEAN POWER SYSTEMS | S54080054VASS026 | Y | MACLEAN POWER SYSTEMS , S54080054VASS026 |  |  | 74.35 | 2003-09-29 08:52 | John | 1 | 0 | N | N
MACLEAN POWER SYSTEMS | S54080054VASS026 | Y | MACLEAN POWER SYSTEMS , S54080054VASS026 |  |  | 74.65 | 2003-09-29 08:52 | John | 1 | 0 | N | N
MACLEAN POWER SYSTEMS | S54080054VASS026 | Y | MACLEAN POWER SYSTEMS , S54080054VASS026 |  |  | 78.58 | 2003-09-29 08:52 | John | 1 | 0 | N | N
MACLEAN POWER SYSTEMS | S54080054VASS026 | Y | MACLEAN POWER SYSTEMS , S54080054VASS026 |  |  | 83.72 | 2003-09-29 08:52 | John | 1 | 0 | N | N
MACLEAN POWER SYSTEMS | S54080054VASS026 | Y | MACLEAN POWER SYSTEMS , S54080054VASS026 |  |  | 84 | 2003-09-29 08:52 | John | 1 | 0 | N | N
MACLEAN POWER SYSTEMS | S54080054VASS026 | Y | MACLEAN POWER SYSTEMS , S54080054VASS026 |  |  | 88.89 | 2003-09-29 08:52 | John | 1 | 0 | N | N
MACLEAN POWER SYSTEMS | S54080054VASS026 | Y | MACLEAN POWER SYSTEMS , S54080054VASS026 |  |  | 90.99 | 2003-09-29 08:52 | John | 1 | 0 | N | N
MACLEAN POWER SYSTEMS | S54080054VASS026 | Y | MACLEAN POWER SYSTEMS , S54080054VASS026 |  |  | 104.06 | 2003-09-29 08:52 | John | 1 | 0 | N | N
MACLEAN POWER SYSTEMS | S54080054VASS026 | Y | MACLEAN POWER SYSTEMS , S54080054VASS026 |  |  | 104.64 | 2003-09-29 08:52 | John | 1 | 0 | N | N
MACLEAN POWER SYSTEMS | S54080054VASS026 | Y | MACLEAN POWER SYSTEMS , S54080054VASS026 |  |  | 105.23 | 2003-09-29 08:52 | John | 1 | 0 | N | N
MACLEAN POWER SYSTEMS | S54080054VASS026 | Y | MACLEAN POWER SYSTEMS , S54080054VASS026 |  |  | 121.03 | 2003-09-29 08:52 | John | 1 | 0 | N | N
MACLEAN POWER SYSTEMS | S54080054VASS026 | Y | MACLEAN POWER SYSTEMS , S54080054VASS026 |  |  | 122.09 | 2003-09-29 08:52 | John | 1 | 0 | N | N
MACLEAN POWER SYSTEMS | S54080054VASS026 | Y | MACLEAN POWER SYSTEMS , S54080054VASS026 |  |  | 123.1 | 2003-09-29 08:52 | John | 1 | 0 | N | N
MACLEAN POWER SYSTEMS | S548066VA01 | Y | MACLEAN POWER SYSTEMS , S548066VA01 | JEA TRANSMISSION | CSC Stores | 74.23 | 2003-09-29 08:52 | John | 1 | 0 | N | N
MACLEAN POWER SYSTEMS | S548066VA01 | Y | MACLEAN POWER SYSTEMS , S548066VA01 |  |  | 74.35 | 2003-09-29 08:52 | John | 1 | 0 | N | N
MACLEAN POWER SYSTEMS | S548066VA01 | Y | MACLEAN POWER SYSTEMS , S548066VA01 |  |  | 74.65 | 2003-09-29 08:52 | John | 1 | 0 | N | N
MACLEAN POWER SYSTEMS | S548066VA01 | Y | MACLEAN POWER SYSTEMS , S548066VA01 |  |  | 78.58 | 2003-09-29 08:52 | John | 1 | 0 | N | N
MACLEAN POWER SYSTEMS | S548066VA01 | Y | MACLEAN POWER SYSTEMS , S548066VA01 |  |  | 83.72 | 2003-09-29 08:52 | John | 1 | 0 | N | N
MACLEAN POWER SYSTEMS | S548066VA01 | Y | MACLEAN POWER SYSTEMS , S548066VA01 |  |  | 84 | 2003-09-29 08:52 | John | 1 | 0 | N | N
MACLEAN POWER SYSTEMS | S548066VA01 | Y | MACLEAN POWER SYSTEMS , S548066VA01 |  |  | 88.89 | 2003-09-29 08:52 | John | 1 | 0 | N | N
MACLEAN POWER SYSTEMS | S548066VA01 | Y | MACLEAN POWER SYSTEMS , S548066VA01 |  |  | 90.99 | 2003-09-29 08:52 | John | 1 | 0 | N | N
MACLEAN POWER SYSTEMS | S548066VA01 | Y | MACLEAN POWER SYSTEMS , S548066VA01 |  |  | 104.06 | 2003-09-29 08:52 | John | 1 | 0 | N | N
MACLEAN POWER SYSTEMS | S548066VA01 | Y | MACLEAN POWER SYSTEMS , S548066VA01 |  |  | 104.64 | 2003-09-29 08:52 | John | 1 | 0 | N | N
MACLEAN POWER SYSTEMS | S548066VA01 | Y | MACLEAN POWER SYSTEMS , S548066VA01 |  |  | 105.23 | 2003-09-29 08:52 | John | 1 | 0 | N | N
MACLEAN POWER SYSTEMS | S548066VA01 | Y | MACLEAN POWER SYSTEMS , S548066VA01 |  |  | 121.03 | 2003-09-29 08:52 | John | 1 | 0 | N | N
MACLEAN POWER SYSTEMS | S548066VA01 | Y | MACLEAN POWER SYSTEMS , S548066VA01 |  |  | 122.09 | 2003-09-29 08:52 | John | 1 | 0 | N | N
MACLEAN POWER SYSTEMS | S548066VA01 | Y | MACLEAN POWER SYSTEMS , S548066VA01 |  |  | 123.1 | 2003-09-29 08:52 | John | 1 | 0 | N | N
NGK-LOCKE, INC. | 301-SS450-YJ-08 | Y | NGK-LOCKE, INC. , 301-SS450-YJ-08 | JEA TRANSMISSION | CSC Stores | 74.23 | 2003-09-29 08:52 | John | 1 | 0 | N | N
NGK-LOCKE, INC. | 301-SS450-YJ-08 | Y | NGK-LOCKE, INC. , 301-SS450-YJ-08 |  |  | 74.35 | 2003-09-29 08:52 | John | 1 | 0 | N | N
NGK-LOCKE, INC. | 301-SS450-YJ-08 | Y | NGK-LOCKE, INC. , 301-SS450-YJ-08 |  |  | 74.65 | 2003-09-29 08:52 | John | 1 | 0 | N | N
NGK-LOCKE, INC. | 301-SS450-YJ-08 | Y | NGK-LOCKE, INC. , 301-SS450-YJ-08 |  |  | 78.58 | 2003-09-29 08:52 | John | 1 | 0 | N | N
NGK-LOCKE, INC. | 301-SS450-YJ-08 | Y | NGK-LOCKE, INC. , 301-SS450-YJ-08 |  |  | 83.72 | 2003-09-29 08:52 | John | 1 | 0 | N | N
NGK-LOCKE, INC. | 301-SS450-YJ-08 | Y | NGK-LOCKE, INC. , 301-SS450-YJ-08 |  |  | 84 | 2003-09-29 08:52 | John | 1 | 0 | N | N
NGK-LOCKE, INC. | 301-SS450-YJ-08 | Y | NGK-LOCKE, INC. , 301-SS450-YJ-08 |  |  | 88.89 | 2003-09-29 08:52 | John | 1 | 0 | N | N
NGK-LOCKE, INC. | 301-SS450-YJ-08 | Y | NGK-LOCKE, INC. , 301-SS450-YJ-08 |  |  | 90.99 | 2003-09-29 08:52 | John | 1 | 0 | N | N
NGK-LOCKE, INC. | 301-SS450-YJ-08 | Y | NGK-LOCKE, INC. , 301-SS450-YJ-08 |  |  | 104.06 | 2003-09-29 08:52 | John | 1 | 0 | N | N
NGK-LOCKE, INC. | 301-SS450-YJ-08 | Y | NGK-LOCKE, INC. , 301-SS450-YJ-08 |  |  | 104.64 | 2003-09-29 08:52 | John | 1 | 0 | N | N
NGK-LOCKE, INC. | 301-SS450-YJ-08 | Y | NGK-LOCKE, INC. , 301-SS450-YJ-08 |  |  | 105.23 | 2003-09-29 08:52 | John | 1 | 0 | N | N
NGK-LOCKE, INC. | 301-SS450-YJ-08 | Y | NGK-LOCKE, INC. , 301-SS450-YJ-08 |  |  | 121.03 | 2003-09-29 08:52 | John | 1 | 0 | N | N
NGK-LOCKE, INC. | 301-SS450-YJ-08 | Y | NGK-LOCKE, INC. , 301-SS450-YJ-08 |  |  | 122.09 | 2003-09-29 08:52 | John | 1 | 0 | N | N
NGK-LOCKE, INC. | 301-SS450-YJ-08 | Y | NGK-LOCKE, INC. , 301-SS450-YJ-08 |  |  | 123.1 | 2003-09-29 08:52 | John | 1 | 0 | N | N
HUBBELL POWER SYSTEMS, INC. | S030077H201A | Y | HUBBELL POWER SYSTEMS, INC. , S030077H201A | JEA TRANSMISSION | CSC Stores | 100.24 | 2003-09-29 08:55 | John | 28 | 0 | N | N
HUBBELL POWER SYSTEMS, INC. | S030077H201A | Y | HUBBELL POWER SYSTEMS, INC. , S030077H201A |  |  | 103.98 | 2003-09-29 08:55 | John | 28 | 0 | N | N
HUBBELL POWER SYSTEMS, INC. | S030077H201A | Y | HUBBELL POWER SYSTEMS, INC. , S030077H201A |  |  | 114.89 | 2003-09-29 08:55 | John | 28 | 0 | N | N
HUBBELL POWER SYSTEMS, INC. | S030077H201A | Y | HUBBELL POWER SYSTEMS, INC. , S030077H201A |  |  | 118.14 | 2003-09-29 08:55 | John | 28 | 0 | N | N
HUBBELL POWER SYSTEMS, INC. | S030077H201A | Y | HUBBELL POWER SYSTEMS, INC. , S030077H201A |  |  | 118.46 | 2003-09-29 08:55 | John | 28 | 0 | N | N
HUBBELL POWER SYSTEMS, INC. | S030077H201A | Y | HUBBELL POWER SYSTEMS, INC. , S030077H201A |  |  | 118.51 | 2003-09-29 08:55 | John | 28 | 0 | N | N
HUBBELL POWER SYSTEMS, INC. | S030077H201A | Y | HUBBELL POWER SYSTEMS, INC. , S030077H201A |  |  | 118.65 | 2003-09-29 08:55 | John | 28 | 0 | N | N
HUBBELL POWER SYSTEMS, INC. | S030077H201A | Y | HUBBELL POWER SYSTEMS, INC. , S030077H201A |  |  | 118.81 | 2003-09-29 08:55 | John | 28 | 0 | N | N
HUBBELL POWER SYSTEMS, INC. | S030077H201A | Y | HUBBELL POWER SYSTEMS, INC. , S030077H201A |  |  | 121.33 | 2003-09-29 08:55 | John | 28 | 0 | N | N
HUBBELL POWER SYSTEMS, INC. | S030077H201A | Y | HUBBELL POWER SYSTEMS, INC. , S030077H201A |  |  | 138.3 | 2003-09-29 08:55 | John | 28 | 0 | N | N
HUBBELL POWER SYSTEMS, INC. | S030077H201A | Y | HUBBELL POWER SYSTEMS, INC. , S030077H201A |  |  | 155.46 | 2003-09-29 08:55 | John | 28 | 0 | N | N
HUBBELL POWER SYSTEMS, INC. | S030077H201A | Y | HUBBELL POWER SYSTEMS, INC. , S030077H201A |  |  | 163.94 | 2003-09-29 08:55 | John | 28 | 0 | N | N
HUBBELL POWER SYSTEMS, INC. | S030077H201A | Y | HUBBELL POWER SYSTEMS, INC. , S030077H201A |  |  | 166.9 | 2003-09-29 08:55 | John | 28 | 0 | N | N
HUBBELL POWER SYSTEMS, INC. | S030077H201A | Y | HUBBELL POWER SYSTEMS, INC. , S030077H201A |  |  | 168.8 | 2003-09-29 08:55 | John | 28 | 0 | N | N
LAPP INSULATOR | CS3-089-YB-200-B | Y | LAPP INSULATOR , CS3-089-YB-200-B | JEA TRANSMISSION | CSC Stores | 100.24 | 2003-09-29 08:55 | John | 28 | 0 | N | N
LAPP INSULATOR | CS3-089-YB-200-B | Y | LAPP INSULATOR , CS3-089-YB-200-B |  |  | 103.98 | 2003-09-29 08:55 | John | 28 | 0 | N | N
LAPP INSULATOR | CS3-089-YB-200-B | Y | LAPP INSULATOR , CS3-089-YB-200-B |  |  | 114.89 | 2003-09-29 08:55 | John | 28 | 0 | N | N
LAPP INSULATOR | CS3-089-YB-200-B | Y | LAPP INSULATOR , CS3-089-YB-200-B |  |  | 118.14 | 2003-09-29 08:55 | John | 28 | 0 | N | N
LAPP INSULATOR | CS3-089-YB-200-B | Y | LAPP INSULATOR , CS3-089-YB-200-B |  |  | 118.46 | 2003-09-29 08:55 | John | 28 | 0 | N | N
LAPP INSULATOR | CS3-089-YB-200-B | Y | LAPP INSULATOR , CS3-089-YB-200-B |  |  | 118.51 | 2003-09-29 08:55 | John | 28 | 0 | N | N
LAPP INSULATOR | CS3-089-YB-200-B | Y | LAPP INSULATOR , CS3-089-YB-200-B |  |  | 118.65 | 2003-09-29 08:55 | John | 28 | 0 | N | N
LAPP INSULATOR | CS3-089-YB-200-B | Y | LAPP INSULATOR , CS3-089-YB-200-B |  |  | 118.81 | 2003-09-29 08:55 | John | 28 | 0 | N | N
LAPP INSULATOR | CS3-089-YB-200-B | Y | LAPP INSULATOR , CS3-089-YB-200-B |  |  | 121.33 | 2003-09-29 08:55 | John | 28 | 0 | N | N
LAPP INSULATOR | CS3-089-YB-200-B | Y | LAPP INSULATOR , CS3-089-YB-200-B |  |  | 138.3 | 2003-09-29 08:55 | John | 28 | 0 | N | N
LAPP INSULATOR | CS3-089-YB-200-B | Y | LAPP INSULATOR , CS3-089-YB-200-B |  |  | 155.46 | 2003-09-29 08:55 | John | 28 | 0 | N | N
LAPP INSULATOR | CS3-089-YB-200-B | Y | LAPP INSULATOR , CS3-089-YB-200-B |  |  | 163.94 | 2003-09-29 08:55 | John | 28 | 0 | N | N
LAPP INSULATOR | CS3-089-YB-200-B | Y | LAPP INSULATOR , CS3-089-YB-200-B |  |  | 166.9 | 2003-09-29 08:55 | John | 28 | 0 | N | N
LAPP INSULATOR | CS3-089-YB-200-B | Y | LAPP INSULATOR , CS3-089-YB-200-B |  |  | 168.8 | 2003-09-29 08:55 | John | 28 | 0 | N | N
MACLEAN POWER SYSTEMS | S54080077VASS033 | Y | MACLEAN POWER SYSTEMS , S54080077VASS033 | JEA TRANSMISSION | CSC Stores | 100.24 | 2003-09-29 08:55 | John | 28 | 0 | N | N
MACLEAN POWER SYSTEMS | S54080077VASS033 | Y | MACLEAN POWER SYSTEMS , S54080077VASS033 |  |  | 103.98 | 2003-09-29 08:55 | John | 28 | 0 | N | N
MACLEAN POWER SYSTEMS | S54080077VASS033 | Y | MACLEAN POWER SYSTEMS , S54080077VASS033 |  |  | 114.89 | 2003-09-29 08:55 | John | 28 | 0 | N | N
MACLEAN POWER SYSTEMS | S54080077VASS033 | Y | MACLEAN POWER SYSTEMS , S54080077VASS033 |  |  | 118.14 | 2003-09-29 08:55 | John | 28 | 0 | N | N
MACLEAN POWER SYSTEMS | S54080077VASS033 | Y | MACLEAN POWER SYSTEMS , S54080077VASS033 |  |  | 118.46 | 2003-09-29 08:55 | John | 28 | 0 | N | N
MACLEAN POWER SYSTEMS | S54080077VASS033 | Y | MACLEAN POWER SYSTEMS , S54080077VASS033 |  |  | 118.51 | 2003-09-29 08:55 | John | 28 | 0 | N | N
MACLEAN POWER SYSTEMS | S54080077VASS033 | Y | MACLEAN POWER SYSTEMS , S54080077VASS033 |  |  | 118.65 | 2003-09-29 08:55 | John | 28 | 0 | N | N
MACLEAN POWER SYSTEMS | S54080077VASS033 | Y | MACLEAN POWER SYSTEMS , S54080077VASS033 |  |  | 118.81 | 2003-09-29 08:55 | John | 28 | 0 | N | N
MACLEAN POWER SYSTEMS | S54080077VASS033 | Y | MACLEAN POWER SYSTEMS , S54080077VASS033 |  |  | 121.33 | 2003-09-29 08:55 | John | 28 | 0 | N | N
MACLEAN POWER SYSTEMS | S54080077VASS033 | Y | MACLEAN POWER SYSTEMS , S54080077VASS033 |  |  | 138.3 | 2003-09-29 08:55 | John | 28 | 0 | N | N
MACLEAN POWER SYSTEMS | S54080077VASS033 | Y | MACLEAN POWER SYSTEMS , S54080077VASS033 |  |  | 155.46 | 2003-09-29 08:55 | John | 28 | 0 | N | N
MACLEAN POWER SYSTEMS | S54080077VASS033 | Y | MACLEAN POWER SYSTEMS , S54080077VASS033 |  |  | 163.94 | 2003-09-29 08:55 | John | 28 | 0 | N | N
MACLEAN POWER SYSTEMS | S54080077VASS033 | Y | MACLEAN POWER SYSTEMS , S54080077VASS033 |  |  | 166.9 | 2003-09-29 08:55 | John | 28 | 0 | N | N
MACLEAN POWER SYSTEMS | S54080077VASS033 | Y | MACLEAN POWER SYSTEMS , S54080077VASS033 |  |  | 168.8 | 2003-09-29 08:55 | John | 28 | 0 | N | N
MACLEAN POWER SYSTEMS | S548089VA09 | Y | MACLEAN POWER SYSTEMS , S548089VA09 | JEA TRANSMISSION | CSC Stores | 100.24 | 2003-09-29 08:55 | John | 28 | 0 | N | N
MACLEAN POWER SYSTEMS | S548089VA09 | Y | MACLEAN POWER SYSTEMS , S548089VA09 |  |  | 103.98 | 2003-09-29 08:55 | John | 28 | 0 | N | N
MACLEAN POWER SYSTEMS | S548089VA09 | Y | MACLEAN POWER SYSTEMS , S548089VA09 |  |  | 114.89 | 2003-09-29 08:55 | John | 28 | 0 | N | N
MACLEAN POWER SYSTEMS | S548089VA09 | Y | MACLEAN POWER SYSTEMS , S548089VA09 |  |  | 118.14 | 2003-09-29 08:55 | John | 28 | 0 | N | N
MACLEAN POWER SYSTEMS | S548089VA09 | Y | MACLEAN POWER SYSTEMS , S548089VA09 |  |  | 118.46 | 2003-09-29 08:55 | John | 28 | 0 | N | N
MACLEAN POWER SYSTEMS | S548089VA09 | Y | MACLEAN POWER SYSTEMS , S548089VA09 |  |  | 118.51 | 2003-09-29 08:55 | John | 28 | 0 | N | N
MACLEAN POWER SYSTEMS | S548089VA09 | Y | MACLEAN POWER SYSTEMS , S548089VA09 |  |  | 118.65 | 2003-09-29 08:55 | John | 28 | 0 | N | N
MACLEAN POWER SYSTEMS | S548089VA09 | Y | MACLEAN POWER SYSTEMS , S548089VA09 |  |  | 118.81 | 2003-09-29 08:55 | John | 28 | 0 | N | N
MACLEAN POWER SYSTEMS | S548089VA09 | Y | MACLEAN POWER SYSTEMS , S548089VA09 |  |  | 121.33 | 2003-09-29 08:55 | John | 28 | 0 | N | N
MACLEAN POWER SYSTEMS | S548089VA09 | Y | MACLEAN POWER SYSTEMS , S548089VA09 |  |  | 138.3 | 2003-09-29 08:55 | John | 28 | 0 | N | N
MACLEAN POWER SYSTEMS | S548089VA09 | Y | MACLEAN POWER SYSTEMS , S548089VA09 |  |  | 155.46 | 2003-09-29 08:55 | John | 28 | 0 | N | N
MACLEAN POWER SYSTEMS | S548089VA09 | Y | MACLEAN POWER SYSTEMS , S548089VA09 |  |  | 163.94 | 2003-09-29 08:55 | John | 28 | 0 | N | N
MACLEAN POWER SYSTEMS | S548089VA09 | Y | MACLEAN POWER SYSTEMS , S548089VA09 |  |  | 166.9 | 2003-09-29 08:55 | John | 28 | 0 | N | N
MACLEAN POWER SYSTEMS | S548089VA09 | Y | MACLEAN POWER SYSTEMS , S548089VA09 |  |  | 168.8 | 2003-09-29 08:55 | John | 28 | 0 | N | N
NGK-LOCKE, INC. | 301-SS640-YJ-08 | Y | NGK-LOCKE, INC. , 301-SS640-YJ-08 | JEA TRANSMISSION | CSC Stores | 100.24 | 2003-09-29 08:55 | John | 28 | 0 | N | N
NGK-LOCKE, INC. | 301-SS640-YJ-08 | Y | NGK-LOCKE, INC. , 301-SS640-YJ-08 |  |  | 103.98 | 2003-09-29 08:55 | John | 28 | 0 | N | N
NGK-LOCKE, INC. | 301-SS640-YJ-08 | Y | NGK-LOCKE, INC. , 301-SS640-YJ-08 |  |  | 114.89 | 2003-09-29 08:55 | John | 28 | 0 | N | N
NGK-LOCKE, INC. | 301-SS640-YJ-08 | Y | NGK-LOCKE, INC. , 301-SS640-YJ-08 |  |  | 118.14 | 2003-09-29 08:55 | John | 28 | 0 | N | N
NGK-LOCKE, INC. | 301-SS640-YJ-08 | Y | NGK-LOCKE, INC. , 301-SS640-YJ-08 |  |  | 118.46 | 2003-09-29 08:55 | John | 28 | 0 | N | N
NGK-LOCKE, INC. | 301-SS640-YJ-08 | Y | NGK-LOCKE, INC. , 301-SS640-YJ-08 |  |  | 118.51 | 2003-09-29 08:55 | John | 28 | 0 | N | N
NGK-LOCKE, INC. | 301-SS640-YJ-08 | Y | NGK-LOCKE, INC. , 301-SS640-YJ-08 |  |  | 118.65 | 2003-09-29 08:55 | John | 28 | 0 | N | N
NGK-LOCKE, INC. | 301-SS640-YJ-08 | Y | NGK-LOCKE, INC. , 301-SS640-YJ-08 |  |  | 118.81 | 2003-09-29 08:55 | John | 28 | 0 | N | N
NGK-LOCKE, INC. | 301-SS640-YJ-08 | Y | NGK-LOCKE, INC. , 301-SS640-YJ-08 |  |  | 121.33 | 2003-09-29 08:55 | John | 28 | 0 | N | N
NGK-LOCKE, INC. | 301-SS640-YJ-08 | Y | NGK-LOCKE, INC. , 301-SS640-YJ-08 |  |  | 138.3 | 2003-09-29 08:55 | John | 28 | 0 | N | N
NGK-LOCKE, INC. | 301-SS640-YJ-08 | Y | NGK-LOCKE, INC. , 301-SS640-YJ-08 |  |  | 155.46 | 2003-09-29 08:55 | John | 28 | 0 | N | N
NGK-LOCKE, INC. | 301-SS640-YJ-08 | Y | NGK-LOCKE, INC. , 301-SS640-YJ-08 |  |  | 163.94 | 2003-09-29 08:55 | John | 28 | 0 | N | N
NGK-LOCKE, INC. | 301-SS640-YJ-08 | Y | NGK-LOCKE, INC. , 301-SS640-YJ-08 |  |  | 166.9 | 2003-09-29 08:55 | John | 28 | 0 | N | N
NGK-LOCKE, INC. | 301-SS640-YJ-08 | Y | NGK-LOCKE, INC. , 301-SS640-YJ-08 |  |  | 168.8 | 2003-09-29 08:55 | John | 28 | 0 | N | N
HUBBELL POWER SYSTEMS, INC. | S030071H201A | Y | HUBBELL POWER SYSTEMS, INC. , S030071H201A | JEA TRANSMISSION | CSC Stores | 98.42 | 2007-08-13 09:03 | John | 28 | 0 | N | N
HUBBELL POWER SYSTEMS, INC. | S030071H201A | Y | HUBBELL POWER SYSTEMS, INC. , S030071H201A |  |  | 98.7 | 2007-08-13 09:03 | John | 28 | 0 | N | N
HUBBELL POWER SYSTEMS, INC. | S030071H201A | Y | HUBBELL POWER SYSTEMS, INC. , S030071H201A |  |  | 98.92 | 2007-08-13 09:03 | John | 28 | 0 | N | N
HUBBELL POWER SYSTEMS, INC. | S030071H201A | Y | HUBBELL POWER SYSTEMS, INC. , S030071H201A |  |  | 99.14 | 2007-08-13 09:03 | John | 28 | 0 | N | N
HUBBELL POWER SYSTEMS, INC. | S030071H201A | Y | HUBBELL POWER SYSTEMS, INC. , S030071H201A |  |  | 100.01 | 2007-08-13 09:03 | John | 28 | 0 | N | N
HUBBELL POWER SYSTEMS, INC. | S030071H201A | Y | HUBBELL POWER SYSTEMS, INC. , S030071H201A |  |  | 117.27 | 2007-08-13 09:03 | John | 28 | 0 | N | N
HUBBELL POWER SYSTEMS, INC. | S030071H201A | Y | HUBBELL POWER SYSTEMS, INC. , S030071H201A |  |  | 124.73 | 2007-08-13 09:03 | John | 28 | 0 | N | N
HUBBELL POWER SYSTEMS, INC. | S030071H201A | Y | HUBBELL POWER SYSTEMS, INC. , S030071H201A |  |  | 126.9 | 2007-08-13 09:03 | John | 28 | 0 | N | N
HUBBELL POWER SYSTEMS, INC. | S030071H201A | Y | HUBBELL POWER SYSTEMS, INC. , S030071H201A |  |  | 132.88 | 2007-08-13 09:03 | John | 28 | 0 | N | N
HUBBELL POWER SYSTEMS, INC. | S030071H201A | Y | HUBBELL POWER SYSTEMS, INC. , S030071H201A |  |  | 146.71 | 2007-08-13 09:03 | John | 28 | 0 | N | N
HUBBELL POWER SYSTEMS, INC. | S030071H201A | Y | HUBBELL POWER SYSTEMS, INC. , S030071H201A |  |  | 160.89 | 2007-08-13 09:03 | John | 28 | 0 | N | N
HUBBELL POWER SYSTEMS, INC. | S030071H201A | Y | HUBBELL POWER SYSTEMS, INC. , S030071H201A |  |  | 170.42 | 2007-08-13 09:03 | John | 28 | 0 | N | N
HUBBELL POWER SYSTEMS, INC. | S030071H201A | Y | HUBBELL POWER SYSTEMS, INC. , S030071H201A |  |  | 174.05 | 2007-08-13 09:03 | John | 28 | 0 | N | N
MACLEAN POWER SYSTEMS | S54080071VASS035 | Y | MACLEAN POWER SYSTEMS , S54080071VASS035 | JEA TRANSMISSION | CSC Stores | 98.42 | 2007-08-13 09:03 | John | 28 | 0 | N | N
MACLEAN POWER SYSTEMS | S54080071VASS035 | Y | MACLEAN POWER SYSTEMS , S54080071VASS035 |  |  | 98.7 | 2007-08-13 09:03 | John | 28 | 0 | N | N
MACLEAN POWER SYSTEMS | S54080071VASS035 | Y | MACLEAN POWER SYSTEMS , S54080071VASS035 |  |  | 98.92 | 2007-08-13 09:03 | John | 28 | 0 | N | N
MACLEAN POWER SYSTEMS | S54080071VASS035 | Y | MACLEAN POWER SYSTEMS , S54080071VASS035 |  |  | 99.14 | 2007-08-13 09:03 | John | 28 | 0 | N | N
MACLEAN POWER SYSTEMS | S54080071VASS035 | Y | MACLEAN POWER SYSTEMS , S54080071VASS035 |  |  | 100.01 | 2007-08-13 09:03 | John | 28 | 0 | N | N
MACLEAN POWER SYSTEMS | S54080071VASS035 | Y | MACLEAN POWER SYSTEMS , S54080071VASS035 |  |  | 117.27 | 2007-08-13 09:03 | John | 28 | 0 | N | N
MACLEAN POWER SYSTEMS | S54080071VASS035 | Y | MACLEAN POWER SYSTEMS , S54080071VASS035 |  |  | 124.73 | 2007-08-13 09:03 | John | 28 | 0 | N | N
MACLEAN POWER SYSTEMS | S54080071VASS035 | Y | MACLEAN POWER SYSTEMS , S54080071VASS035 |  |  | 126.9 | 2007-08-13 09:03 | John | 28 | 0 | N | N
MACLEAN POWER SYSTEMS | S54080071VASS035 | Y | MACLEAN POWER SYSTEMS , S54080071VASS035 |  |  | 132.88 | 2007-08-13 09:03 | John | 28 | 0 | N | N
MACLEAN POWER SYSTEMS | S54080071VASS035 | Y | MACLEAN POWER SYSTEMS , S54080071VASS035 |  |  | 146.71 | 2007-08-13 09:03 | John | 28 | 0 | N | N
MACLEAN POWER SYSTEMS | S54080071VASS035 | Y | MACLEAN POWER SYSTEMS , S54080071VASS035 |  |  | 160.89 | 2007-08-13 09:03 | John | 28 | 0 | N | N
MACLEAN POWER SYSTEMS | S54080071VASS035 | Y | MACLEAN POWER SYSTEMS , S54080071VASS035 |  |  | 170.42 | 2007-08-13 09:03 | John | 28 | 0 | N | N
MACLEAN POWER SYSTEMS | S54080071VASS035 | Y | MACLEAN POWER SYSTEMS , S54080071VASS035 |  |  | 174.05 | 2007-08-13 09:03 | John | 28 | 0 | N | N
NGK | 30A-SS600-YJ-08 | Y | NGK , 30A-SS600-YJ-08 | JEA TRANSMISSION | CSC Stores | 98.42 | 2007-08-13 09:03 | John | 28 | 0 | N | N
NGK | 30A-SS600-YJ-08 | Y | NGK , 30A-SS600-YJ-08 |  |  | 98.7 | 2007-08-13 09:03 | John | 28 | 0 | N | N
NGK | 30A-SS600-YJ-08 | Y | NGK , 30A-SS600-YJ-08 |  |  | 98.92 | 2007-08-13 09:03 | John | 28 | 0 | N | N
NGK | 30A-SS600-YJ-08 | Y | NGK , 30A-SS600-YJ-08 |  |  | 99.14 | 2007-08-13 09:03 | John | 28 | 0 | N | N
NGK | 30A-SS600-YJ-08 | Y | NGK , 30A-SS600-YJ-08 |  |  | 100.01 | 2007-08-13 09:03 | John | 28 | 0 | N | N
NGK | 30A-SS600-YJ-08 | Y | NGK , 30A-SS600-YJ-08 |  |  | 117.27 | 2007-08-13 09:03 | John | 28 | 0 | N | N
NGK | 30A-SS600-YJ-08 | Y | NGK , 30A-SS600-YJ-08 |  |  | 124.73 | 2007-08-13 09:03 | John | 28 | 0 | N | N
NGK | 30A-SS600-YJ-08 | Y | NGK , 30A-SS600-YJ-08 |  |  | 126.9 | 2007-08-13 09:03 | John | 28 | 0 | N | N
NGK | 30A-SS600-YJ-08 | Y | NGK , 30A-SS600-YJ-08 |  |  | 132.88 | 2007-08-13 09:03 | John | 28 | 0 | N | N
NGK | 30A-SS600-YJ-08 | Y | NGK , 30A-SS600-YJ-08 |  |  | 146.71 | 2007-08-13 09:03 | John | 28 | 0 | N | N
NGK | 30A-SS600-YJ-08 | Y | NGK , 30A-SS600-YJ-08 |  |  | 160.89 | 2007-08-13 09:03 | John | 28 | 0 | N | N
NGK | 30A-SS600-YJ-08 | Y | NGK , 30A-SS600-YJ-08 |  |  | 170.42 | 2007-08-13 09:03 | John | 28 | 0 | N | N
NGK | 30A-SS600-YJ-08 | Y | NGK , 30A-SS600-YJ-08 |  |  | 174.05 | 2007-08-13 09:03 | John | 28 | 0 | N | N
DULHUNTY POWER | DP57-2 | Y | DULHUNTY POWER , DP57-2 | JEA OVERHEAD DISTRIBUTION | CSC Stores | 10.41 | 2002-03-12 17:06 | Anjanece | 90 | 300 | #VALUE! | #VALUE!
DULHUNTY POWER | DP57-2 | Y | DULHUNTY POWER , DP57-2 |  |  | 10.42 | 2002-03-12 17:06 | Anjanece | 90 | 300 | #VALUE! | #VALUE!
DULHUNTY POWER | DP57-2 | Y | DULHUNTY POWER , DP57-2 |  |  | 10.44 | 2002-03-12 17:06 | Anjanece | 90 | 300 | #VALUE! | #VALUE!
DULHUNTY POWER | DP57-2 | Y | DULHUNTY POWER , DP57-2 |  |  | 10.46 | 2002-03-12 17:06 | Anjanece | 90 | 300 | #VALUE! | #VALUE!
DULHUNTY POWER | DP57-2 | Y | DULHUNTY POWER , DP57-2 |  |  | 10.58 | 2002-03-12 17:06 | Anjanece | 90 | 300 | #VALUE! | #VALUE!
DULHUNTY POWER | DP57-2 | Y | DULHUNTY POWER , DP57-2 |  |  | 10.63 | 2002-03-12 17:06 | Anjanece | 90 | 300 | #VALUE! | #VALUE!
DULHUNTY POWER | DP57-2 | Y | DULHUNTY POWER , DP57-2 |  |  | 10.68 | 2002-03-12 17:06 | Anjanece | 90 | 300 | #VALUE! | #VALUE!
DULHUNTY POWER | DP57-2 | Y | DULHUNTY POWER , DP57-2 |  |  | 11.28 | 2002-03-12 17:06 | Anjanece | 90 | 300 | #VALUE! | #VALUE!
DULHUNTY POWER | DP57-2 | Y | DULHUNTY POWER , DP57-2 |  |  | 13.02 | 2002-03-12 17:06 | Anjanece | 90 | 300 | #VALUE! | #VALUE!
DULHUNTY POWER | DP57-2 | Y | DULHUNTY POWER , DP57-2 |  |  | 13.03 | 2002-03-12 17:06 | Anjanece | 90 | 300 | #VALUE! | #VALUE!
DULHUNTY POWER | DP57-2 | Y | DULHUNTY POWER , DP57-2 |  |  | 13.04 | 2002-03-12 17:06 | Anjanece | 90 | 300 | #VALUE! | #VALUE!
DULHUNTY POWER | DP57-2 | Y | DULHUNTY POWER , DP57-2 |  |  | 13.05 | 2002-03-12 17:06 | Anjanece | 90 | 300 | #VALUE! | #VALUE!
DULHUNTY POWER | DP57-2 | Y | DULHUNTY POWER , DP57-2 |  |  | 13.06 | 2002-03-12 17:06 | Anjanece | 90 | 300 | #VALUE! | #VALUE!
DULHUNTY POWER | DP57-2 | Y | DULHUNTY POWER , DP57-2 |  |  | 13.07 | 2002-03-12 17:06 | Anjanece | 90 | 300 | #VALUE! | #VALUE!
DULHUNTY POWER | DP57-2 | Y | DULHUNTY POWER , DP57-2 |  |  | 13.1 | 2002-03-12 17:06 | Anjanece | 90 | 300 | #VALUE! | #VALUE!
DULHUNTY POWER | DP57-2 | Y | DULHUNTY POWER , DP57-2 |  |  | 13.11 | 2002-03-12 17:06 | Anjanece | 90 | 300 | #VALUE! | #VALUE!
DULHUNTY POWER | DP57-2 | Y | DULHUNTY POWER , DP57-2 |  |  | 13.14 | 2002-03-12 17:06 | Anjanece | 90 | 300 | #VALUE! | #VALUE!
DULHUNTY POWER | DP57-2 | Y | DULHUNTY POWER , DP57-2 |  |  | 13.15 | 2002-03-12 17:06 | Anjanece | 90 | 300 | #VALUE! | #VALUE!
DULHUNTY POWER | DP57-2 | Y | DULHUNTY POWER , DP57-2 |  |  | 13.2 | 2002-03-12 17:06 | Anjanece | 90 | 300 | #VALUE! | #VALUE!
DULHUNTY POWER | DP57-2 | Y | DULHUNTY POWER , DP57-2 |  |  | 13.21 | 2002-03-12 17:06 | Anjanece | 90 | 300 | #VALUE! | #VALUE!
DULHUNTY POWER | DP57-2 | Y | DULHUNTY POWER , DP57-2 |  |  | 13.26 | 2002-03-12 17:06 | Anjanece | 90 | 300 | #VALUE! | #VALUE!
DULHUNTY POWER | DP57-2 | Y | DULHUNTY POWER , DP57-2 |  |  | 13.28 | 2002-03-12 17:06 | Anjanece | 90 | 300 | #VALUE! | #VALUE!
DULHUNTY POWER | DP57-2 | Y | DULHUNTY POWER , DP57-2 |  |  | 13.32 | 2002-03-12 17:06 | Anjanece | 90 | 300 | #VALUE! | #VALUE!
DULHUNTY POWER | DP57-2 | Y | DULHUNTY POWER , DP57-2 |  |  | 13.37 | 2002-03-12 17:06 | Anjanece | 90 | 300 | #VALUE! | #VALUE!
DULHUNTY POWER | DP57-2 | Y | DULHUNTY POWER , DP57-2 |  |  | 13.45 | 2002-03-12 17:06 | Anjanece | 90 | 300 | #VALUE! | #VALUE!
DULHUNTY POWER | DP57-2 | Y | DULHUNTY POWER , DP57-2 |  |  | 13.49 | 2002-03-12 17:06 | Anjanece | 90 | 300 | #VALUE! | #VALUE!
DULHUNTY POWER | DP57-2 | Y | DULHUNTY POWER , DP57-2 |  |  | 13.52 | 2002-03-12 17:06 | Anjanece | 90 | 300 | #VALUE! | #VALUE!
DULHUNTY POWER | DP57-2 | Y | DULHUNTY POWER , DP57-2 |  |  | 13.65 | 2002-03-12 17:06 | Anjanece | 90 | 300 | #VALUE! | #VALUE!
DULHUNTY POWER | DP57-2 | Y | DULHUNTY POWER , DP57-2 |  |  | 13.75 | 2002-03-12 17:06 | Anjanece | 90 | 300 | #VALUE! | #VALUE!
DULHUNTY POWER | DP57-2 | Y | DULHUNTY POWER , DP57-2 |  |  | 14.22 | 2002-03-12 17:06 | Anjanece | 90 | 300 | #VALUE! | #VALUE!
DULHUNTY POWER | DP57-2 | Y | DULHUNTY POWER , DP57-2 |  |  | 14.34 | 2002-03-12 17:06 | Anjanece | 90 | 300 | #VALUE! | #VALUE!
DULHUNTY POWER | DP57-2 | Y | DULHUNTY POWER , DP57-2 |  |  | 15.46 | 2002-03-12 17:06 | Anjanece | 90 | 300 | #VALUE! | #VALUE!
DULHUNTY POWER | DP57-2 | Y | DULHUNTY POWER , DP57-2 |  |  | 16.25 | 2002-03-12 17:06 | Anjanece | 90 | 300 | #VALUE! | #VALUE!
DULHUNTY POWER | DP57-2 | Y | DULHUNTY POWER , DP57-2 |  |  | 18.28 | 2002-03-12 17:06 | Anjanece | 90 | 300 | #VALUE! | #VALUE!
DULHUNTY POWER | DP57-2 | Y | DULHUNTY POWER , DP57-2 |  |  | 19.21 | 2002-03-12 17:06 | Anjanece | 90 | 300 | #VALUE! | #VALUE!
DULHUNTY POWER | DP57-2 | Y | DULHUNTY POWER , DP57-2 |  |  | 20.94 | 2002-03-12 17:06 | Anjanece | 90 | 300 | #VALUE! | #VALUE!
DULHUNTY POWER | DP57-2 | Y | DULHUNTY POWER , DP57-2 |  |  | 21.34 | 2002-03-12 17:06 | Anjanece | 90 | 300 | #VALUE! | #VALUE!
DULHUNTY POWER | DP57-2 | Y | DULHUNTY POWER , DP57-2 |  |  | 22.89 | 2002-03-12 17:06 | Anjanece | 90 | 300 | #VALUE! | #VALUE!
DULHUNTY POWER | DP57-2 | Y | DULHUNTY POWER , DP57-2 |  |  | 23.6 | 2002-03-12 17:06 | Anjanece | 90 | 300 | #VALUE! | #VALUE!
DULHUNTY POWER | DP57-2 | Y | DULHUNTY POWER , DP57-2 |  |  | 25.15 | 2002-03-12 17:06 | Anjanece | 90 | 300 | #VALUE! | #VALUE!
DULHUNTY POWER | DP57-2 | Y | DULHUNTY POWER , DP57-2 |  | Storm Stores | 0 | 2018-04-16 10:26 | Anjanece |  | 300 | #VALUE! | #VALUE!
DULHUNTY POWER | DP57-2 | Y | DULHUNTY POWER , DP57-2 |  |  | 12.27 | 2018-04-16 10:26 | Anjanece |  | 300 | #VALUE! | #VALUE!
DULHUNTY POWER | DP57-2 | Y | DULHUNTY POWER , DP57-2 |  |  | 13.04 | 2018-04-16 10:26 | Anjanece |  | 300 | #VALUE! | #VALUE!
DULHUNTY POWER | DP57-2 | Y | DULHUNTY POWER , DP57-2 |  |  | 15.76 | 2018-04-16 10:26 | Anjanece |  | 300 | #VALUE! | #VALUE!
DULHUNTY POWER | DP57-2 | Y | DULHUNTY POWER , DP57-2 |  |  | 16.81 | 2018-04-16 10:26 | Anjanece |  | 300 | #VALUE! | #VALUE!
DULHUNTY POWER | DP57-2 | Y | DULHUNTY POWER , DP57-2 |  |  | 17.73 | 2018-04-16 10:26 | Anjanece |  | 300 | #VALUE! | #VALUE!
DULHUNTY POWER | DP57-2 | Y | DULHUNTY POWER , DP57-2 |  |  | 17.97 | 2018-04-16 10:26 | Anjanece |  | 300 | #VALUE! | #VALUE!
FHP | FHP7572G | Y | FHP , FHP7572G | JEA OVERHEAD DISTRIBUTION | CSC Stores | 10.41 | 2002-03-12 17:06 | Anjanece | 90 | 300 | #VALUE! | #VALUE!
FHP | FHP7572G | Y | FHP , FHP7572G |  |  | 10.42 | 2002-03-12 17:06 | Anjanece | 90 | 300 | #VALUE! | #VALUE!
FHP | FHP7572G | Y | FHP , FHP7572G |  |  | 10.44 | 2002-03-12 17:06 | Anjanece | 90 | 300 | #VALUE! | #VALUE!
FHP | FHP7572G | Y | FHP , FHP7572G |  |  | 10.46 | 2002-03-12 17:06 | Anjanece | 90 | 300 | #VALUE! | #VALUE!
FHP | FHP7572G | Y | FHP , FHP7572G |  |  | 10.58 | 2002-03-12 17:06 | Anjanece | 90 | 300 | #VALUE! | #VALUE!
FHP | FHP7572G | Y | FHP , FHP7572G |  |  | 10.63 | 2002-03-12 17:06 | Anjanece | 90 | 300 | #VALUE! | #VALUE!
FHP | FHP7572G | Y | FHP , FHP7572G |  |  | 10.68 | 2002-03-12 17:06 | Anjanece | 90 | 300 | #VALUE! | #VALUE!
FHP | FHP7572G | Y | FHP , FHP7572G |  |  | 11.28 | 2002-03-12 17:06 | Anjanece | 90 | 300 | #VALUE! | #VALUE!
FHP | FHP7572G | Y | FHP , FHP7572G |  |  | 13.02 | 2002-03-12 17:06 | Anjanece | 90 | 300 | #VALUE! | #VALUE!
FHP | FHP7572G | Y | FHP , FHP7572G |  |  | 13.03 | 2002-03-12 17:06 | Anjanece | 90 | 300 | #VALUE! | #VALUE!
FHP | FHP7572G | Y | FHP , FHP7572G |  |  | 13.04 | 2002-03-12 17:06 | Anjanece | 90 | 300 | #VALUE! | #VALUE!
FHP | FHP7572G | Y | FHP , FHP7572G |  |  | 13.05 | 2002-03-12 17:06 | Anjanece | 90 | 300 | #VALUE! | #VALUE!
FHP | FHP7572G | Y | FHP , FHP7572G |  |  | 13.06 | 2002-03-12 17:06 | Anjanece | 90 | 300 | #VALUE! | #VALUE!
FHP | FHP7572G | Y | FHP , FHP7572G |  |  | 13.07 | 2002-03-12 17:06 | Anjanece | 90 | 300 | #VALUE! | #VALUE!
FHP | FHP7572G | Y | FHP , FHP7572G |  |  | 13.1 | 2002-03-12 17:06 | Anjanece | 90 | 300 | #VALUE! | #VALUE!
FHP | FHP7572G | Y | FHP , FHP7572G |  |  | 13.11 | 2002-03-12 17:06 | Anjanece | 90 | 300 | #VALUE! | #VALUE!
FHP | FHP7572G | Y | FHP , FHP7572G |  |  | 13.14 | 2002-03-12 17:06 | Anjanece | 90 | 300 | #VALUE! | #VALUE!
FHP | FHP7572G | Y | FHP , FHP7572G |  |  | 13.15 | 2002-03-12 17:06 | Anjanece | 90 | 300 | #VALUE! | #VALUE!
FHP | FHP7572G | Y | FHP , FHP7572G |  |  | 13.2 | 2002-03-12 17:06 | Anjanece | 90 | 300 | #VALUE! | #VALUE!
FHP | FHP7572G | Y | FHP , FHP7572G |  |  | 13.21 | 2002-03-12 17:06 | Anjanece | 90 | 300 | #VALUE! | #VALUE!
FHP | FHP7572G | Y | FHP , FHP7572G |  |  | 13.26 | 2002-03-12 17:06 | Anjanece | 90 | 300 | #VALUE! | #VALUE!
FHP | FHP7572G | Y | FHP , FHP7572G |  |  | 13.28 | 2002-03-12 17:06 | Anjanece | 90 | 300 | #VALUE! | #VALUE!
FHP | FHP7572G | Y | FHP , FHP7572G |  |  | 13.32 | 2002-03-12 17:06 | Anjanece | 90 | 300 | #VALUE! | #VALUE!
FHP | FHP7572G | Y | FHP , FHP7572G |  |  | 13.37 | 2002-03-12 17:06 | Anjanece | 90 | 300 | #VALUE! | #VALUE!
FHP | FHP7572G | Y | FHP , FHP7572G |  |  | 13.45 | 2002-03-12 17:06 | Anjanece | 90 | 300 | #VALUE! | #VALUE!
FHP | FHP7572G | Y | FHP , FHP7572G |  |  | 13.49 | 2002-03-12 17:06 | Anjanece | 90 | 300 | #VALUE! | #VALUE!
FHP | FHP7572G | Y | FHP , FHP7572G |  |  | 13.52 | 2002-03-12 17:06 | Anjanece | 90 | 300 | #VALUE! | #VALUE!
FHP | FHP7572G | Y | FHP , FHP7572G |  |  | 13.65 | 2002-03-12 17:06 | Anjanece | 90 | 300 | #VALUE! | #VALUE!
FHP | FHP7572G | Y | FHP , FHP7572G |  |  | 13.75 | 2002-03-12 17:06 | Anjanece | 90 | 300 | #VALUE! | #VALUE!
FHP | FHP7572G | Y | FHP , FHP7572G |  |  | 14.22 | 2002-03-12 17:06 | Anjanece | 90 | 300 | #VALUE! | #VALUE!
FHP | FHP7572G | Y | FHP , FHP7572G |  |  | 14.34 | 2002-03-12 17:06 | Anjanece | 90 | 300 | #VALUE! | #VALUE!
FHP | FHP7572G | Y | FHP , FHP7572G |  |  | 15.46 | 2002-03-12 17:06 | Anjanece | 90 | 300 | #VALUE! | #VALUE!
FHP | FHP7572G | Y | FHP , FHP7572G |  |  | 16.25 | 2002-03-12 17:06 | Anjanece | 90 | 300 | #VALUE! | #VALUE!
FHP | FHP7572G | Y | FHP , FHP7572G |  |  | 18.28 | 2002-03-12 17:06 | Anjanece | 90 | 300 | #VALUE! | #VALUE!
FHP | FHP7572G | Y | FHP , FHP7572G |  |  | 19.21 | 2002-03-12 17:06 | Anjanece | 90 | 300 | #VALUE! | #VALUE!
FHP | FHP7572G | Y | FHP , FHP7572G |  |  | 20.94 | 2002-03-12 17:06 | Anjanece | 90 | 300 | #VALUE! | #VALUE!
FHP | FHP7572G | Y | FHP , FHP7572G |  |  | 21.34 | 2002-03-12 17:06 | Anjanece | 90 | 300 | #VALUE! | #VALUE!
FHP | FHP7572G | Y | FHP , FHP7572G |  |  | 22.89 | 2002-03-12 17:06 | Anjanece | 90 | 300 | #VALUE! | #VALUE!
FHP | FHP7572G | Y | FHP , FHP7572G |  |  | 23.6 | 2002-03-12 17:06 | Anjanece | 90 | 300 | #VALUE! | #VALUE!
FHP | FHP7572G | Y | FHP , FHP7572G |  |  | 25.15 | 2002-03-12 17:06 | Anjanece | 90 | 300 | #VALUE! | #VALUE!
FHP | FHP7572G | Y | FHP , FHP7572G |  | Storm Stores | 0 | 2018-04-16 10:26 | Anjanece |  | 300 | #VALUE! | #VALUE!
FHP | FHP7572G | Y | FHP , FHP7572G |  |  | 12.27 | 2018-04-16 10:26 | Anjanece |  | 300 | #VALUE! | #VALUE!
FHP | FHP7572G | Y | FHP , FHP7572G |  |  | 13.04 | 2018-04-16 10:26 | Anjanece |  | 300 | #VALUE! | #VALUE!
FHP | FHP7572G | Y | FHP , FHP7572G |  |  | 15.76 | 2018-04-16 10:26 | Anjanece |  | 300 | #VALUE! | #VALUE!
FHP | FHP7572G | Y | FHP , FHP7572G |  |  | 16.81 | 2018-04-16 10:26 | Anjanece |  | 300 | #VALUE! | #VALUE!
FHP | FHP7572G | Y | FHP , FHP7572G |  |  | 17.73 | 2018-04-16 10:26 | Anjanece |  | 300 | #VALUE! | #VALUE!
FHP | FHP7572G | Y | FHP , FHP7572G |  |  | 17.97 | 2018-04-16 10:26 | Anjanece |  | 300 | #VALUE! | #VALUE!
GAMMA | 9335X-70 | Y | GAMMA , 9335X-70 | JEA OVERHEAD DISTRIBUTION | CSC Stores | 10.41 | 2002-03-12 17:06 | Anjanece | 90 | 300 | #VALUE! | #VALUE!
GAMMA | 9335X-70 | Y | GAMMA , 9335X-70 |  |  | 10.42 | 2002-03-12 17:06 | Anjanece | 90 | 300 | #VALUE! | #VALUE!
GAMMA | 9335X-70 | Y | GAMMA , 9335X-70 |  |  | 10.44 | 2002-03-12 17:06 | Anjanece | 90 | 300 | #VALUE! | #VALUE!
GAMMA | 9335X-70 | Y | GAMMA , 9335X-70 |  |  | 10.46 | 2002-03-12 17:06 | Anjanece | 90 | 300 | #VALUE! | #VALUE!
GAMMA | 9335X-70 | Y | GAMMA , 9335X-70 |  |  | 10.58 | 2002-03-12 17:06 | Anjanece | 90 | 300 | #VALUE! | #VALUE!
GAMMA | 9335X-70 | Y | GAMMA , 9335X-70 |  |  | 10.63 | 2002-03-12 17:06 | Anjanece | 90 | 300 | #VALUE! | #VALUE!
GAMMA | 9335X-70 | Y | GAMMA , 9335X-70 |  |  | 10.68 | 2002-03-12 17:06 | Anjanece | 90 | 300 | #VALUE! | #VALUE!
GAMMA | 9335X-70 | Y | GAMMA , 9335X-70 |  |  | 11.28 | 2002-03-12 17:06 | Anjanece | 90 | 300 | #VALUE! | #VALUE!
GAMMA | 9335X-70 | Y | GAMMA , 9335X-70 |  |  | 13.02 | 2002-03-12 17:06 | Anjanece | 90 | 300 | #VALUE! | #VALUE!
GAMMA | 9335X-70 | Y | GAMMA , 9335X-70 |  |  | 13.03 | 2002-03-12 17:06 | Anjanece | 90 | 300 | #VALUE! | #VALUE!
GAMMA | 9335X-70 | Y | GAMMA , 9335X-70 |  |  | 13.04 | 2002-03-12 17:06 | Anjanece | 90 | 300 | #VALUE! | #VALUE!
GAMMA | 9335X-70 | Y | GAMMA , 9335X-70 |  |  | 13.05 | 2002-03-12 17:06 | Anjanece | 90 | 300 | #VALUE! | #VALUE!
GAMMA | 9335X-70 | Y | GAMMA , 9335X-70 |  |  | 13.06 | 2002-03-12 17:06 | Anjanece | 90 | 300 | #VALUE! | #VALUE!
GAMMA | 9335X-70 | Y | GAMMA , 9335X-70 |  |  | 13.07 | 2002-03-12 17:06 | Anjanece | 90 | 300 | #VALUE! | #VALUE!
GAMMA | 9335X-70 | Y | GAMMA , 9335X-70 |  |  | 13.1 | 2002-03-12 17:06 | Anjanece | 90 | 300 | #VALUE! | #VALUE!
GAMMA | 9335X-70 | Y | GAMMA , 9335X-70 |  |  | 13.11 | 2002-03-12 17:06 | Anjanece | 90 | 300 | #VALUE! | #VALUE!
GAMMA | 9335X-70 | Y | GAMMA , 9335X-70 |  |  | 13.14 | 2002-03-12 17:06 | Anjanece | 90 | 300 | #VALUE! | #VALUE!
GAMMA | 9335X-70 | Y | GAMMA , 9335X-70 |  |  | 13.15 | 2002-03-12 17:06 | Anjanece | 90 | 300 | #VALUE! | #VALUE!
GAMMA | 9335X-70 | Y | GAMMA , 9335X-70 |  |  | 13.2 | 2002-03-12 17:06 | Anjanece | 90 | 300 | #VALUE! | #VALUE!
GAMMA | 9335X-70 | Y | GAMMA , 9335X-70 |  |  | 13.21 | 2002-03-12 17:06 | Anjanece | 90 | 300 | #VALUE! | #VALUE!
GAMMA | 9335X-70 | Y | GAMMA , 9335X-70 |  |  | 13.26 | 2002-03-12 17:06 | Anjanece | 90 | 300 | #VALUE! | #VALUE!
GAMMA | 9335X-70 | Y | GAMMA , 9335X-70 |  |  | 13.28 | 2002-03-12 17:06 | Anjanece | 90 | 300 | #VALUE! | #VALUE!
GAMMA | 9335X-70 | Y | GAMMA , 9335X-70 |  |  | 13.32 | 2002-03-12 17:06 | Anjanece | 90 | 300 | #VALUE! | #VALUE!
GAMMA | 9335X-70 | Y | GAMMA , 9335X-70 |  |  | 13.37 | 2002-03-12 17:06 | Anjanece | 90 | 300 | #VALUE! | #VALUE!
GAMMA | 9335X-70 | Y | GAMMA , 9335X-70 |  |  | 13.45 | 2002-03-12 17:06 | Anjanece | 90 | 300 | #VALUE! | #VALUE!
GAMMA | 9335X-70 | Y | GAMMA , 9335X-70 |  |  | 13.49 | 2002-03-12 17:06 | Anjanece | 90 | 300 | #VALUE! | #VALUE!
GAMMA | 9335X-70 | Y | GAMMA , 9335X-70 |  |  | 13.52 | 2002-03-12 17:06 | Anjanece | 90 | 300 | #VALUE! | #VALUE!
GAMMA | 9335X-70 | Y | GAMMA , 9335X-70 |  |  | 13.65 | 2002-03-12 17:06 | Anjanece | 90 | 300 | #VALUE! | #VALUE!
GAMMA | 9335X-70 | Y | GAMMA , 9335X-70 |  |  | 13.75 | 2002-03-12 17:06 | Anjanece | 90 | 300 | #VALUE! | #VALUE!
GAMMA | 9335X-70 | Y | GAMMA , 9335X-70 |  |  | 14.22 | 2002-03-12 17:06 | Anjanece | 90 | 300 | #VALUE! | #VALUE!
GAMMA | 9335X-70 | Y | GAMMA , 9335X-70 |  |  | 14.34 | 2002-03-12 17:06 | Anjanece | 90 | 300 | #VALUE! | #VALUE!
GAMMA | 9335X-70 | Y | GAMMA , 9335X-70 |  |  | 15.46 | 2002-03-12 17:06 | Anjanece | 90 | 300 | #VALUE! | #VALUE!
GAMMA | 9335X-70 | Y | GAMMA , 9335X-70 |  |  | 16.25 | 2002-03-12 17:06 | Anjanece | 90 | 300 | #VALUE! | #VALUE!
GAMMA | 9335X-70 | Y | GAMMA , 9335X-70 |  |  | 18.28 | 2002-03-12 17:06 | Anjanece | 90 | 300 | #VALUE! | #VALUE!
GAMMA | 9335X-70 | Y | GAMMA , 9335X-70 |  |  | 19.21 | 2002-03-12 17:06 | Anjanece | 90 | 300 | #VALUE! | #VALUE!
GAMMA | 9335X-70 | Y | GAMMA , 9335X-70 |  |  | 20.94 | 2002-03-12 17:06 | Anjanece | 90 | 300 | #VALUE! | #VALUE!
GAMMA | 9335X-70 | Y | GAMMA , 9335X-70 |  |  | 21.34 | 2002-03-12 17:06 | Anjanece | 90 | 300 | #VALUE! | #VALUE!
GAMMA | 9335X-70 | Y | GAMMA , 9335X-70 |  |  | 22.89 | 2002-03-12 17:06 | Anjanece | 90 | 300 | #VALUE! | #VALUE!
GAMMA | 9335X-70 | Y | GAMMA , 9335X-70 |  |  | 23.6 | 2002-03-12 17:06 | Anjanece | 90 | 300 | #VALUE! | #VALUE!
GAMMA | 9335X-70 | Y | GAMMA , 9335X-70 |  |  | 25.15 | 2002-03-12 17:06 | Anjanece | 90 | 300 | #VALUE! | #VALUE!
GAMMA | 9335X-70 | Y | GAMMA , 9335X-70 |  | Storm Stores | 0 | 2018-04-16 10:26 | Anjanece |  | 300 | #VALUE! | #VALUE!
GAMMA | 9335X-70 | Y | GAMMA , 9335X-70 |  |  | 12.27 | 2018-04-16 10:26 | Anjanece |  | 300 | #VALUE! | #VALUE!
GAMMA | 9335X-70 | Y | GAMMA , 9335X-70 |  |  | 13.04 | 2018-04-16 10:26 | Anjanece |  | 300 | #VALUE! | #VALUE!
GAMMA | 9335X-70 | Y | GAMMA , 9335X-70 |  |  | 15.76 | 2018-04-16 10:26 | Anjanece |  | 300 | #VALUE! | #VALUE!
GAMMA | 9335X-70 | Y | GAMMA , 9335X-70 |  |  | 16.81 | 2018-04-16 10:26 | Anjanece |  | 300 | #VALUE! | #VALUE!
GAMMA | 9335X-70 | Y | GAMMA , 9335X-70 |  |  | 17.73 | 2018-04-16 10:26 | Anjanece |  | 300 | #VALUE! | #VALUE!
GAMMA | 9335X-70 | Y | GAMMA , 9335X-70 |  |  | 17.97 | 2018-04-16 10:26 | Anjanece |  | 300 | #VALUE! | #VALUE!
NEWELL | 37620 | Y | NEWELL , 37620 | JEA OVERHEAD DISTRIBUTION | CSC Stores | 10.41 | 2002-03-12 17:06 | Anjanece | 90 | 300 | #VALUE! | #VALUE!
NEWELL | 37620 | Y | NEWELL , 37620 |  |  | 10.42 | 2002-03-12 17:06 | Anjanece | 90 | 300 | #VALUE! | #VALUE!
NEWELL | 37620 | Y | NEWELL , 37620 |  |  | 10.44 | 2002-03-12 17:06 | Anjanece | 90 | 300 | #VALUE! | #VALUE!
NEWELL | 37620 | Y | NEWELL , 37620 |  |  | 10.46 | 2002-03-12 17:06 | Anjanece | 90 | 300 | #VALUE! | #VALUE!
NEWELL | 37620 | Y | NEWELL , 37620 |  |  | 10.58 | 2002-03-12 17:06 | Anjanece | 90 | 300 | #VALUE! | #VALUE!
NEWELL | 37620 | Y | NEWELL , 37620 |  |  | 10.63 | 2002-03-12 17:06 | Anjanece | 90 | 300 | #VALUE! | #VALUE!
NEWELL | 37620 | Y | NEWELL , 37620 |  |  | 10.68 | 2002-03-12 17:06 | Anjanece | 90 | 300 | #VALUE! | #VALUE!
NEWELL | 37620 | Y | NEWELL , 37620 |  |  | 11.28 | 2002-03-12 17:06 | Anjanece | 90 | 300 | #VALUE! | #VALUE!
NEWELL | 37620 | Y | NEWELL , 37620 |  |  | 13.02 | 2002-03-12 17:06 | Anjanece | 90 | 300 | #VALUE! | #VALUE!
NEWELL | 37620 | Y | NEWELL , 37620 |  |  | 13.03 | 2002-03-12 17:06 | Anjanece | 90 | 300 | #VALUE! | #VALUE!
NEWELL | 37620 | Y | NEWELL , 37620 |  |  | 13.04 | 2002-03-12 17:06 | Anjanece | 90 | 300 | #VALUE! | #VALUE!
NEWELL | 37620 | Y | NEWELL , 37620 |  |  | 13.05 | 2002-03-12 17:06 | Anjanece | 90 | 300 | #VALUE! | #VALUE!
NEWELL | 37620 | Y | NEWELL , 37620 |  |  | 13.06 | 2002-03-12 17:06 | Anjanece | 90 | 300 | #VALUE! | #VALUE!
NEWELL | 37620 | Y | NEWELL , 37620 |  |  | 13.07 | 2002-03-12 17:06 | Anjanece | 90 | 300 | #VALUE! | #VALUE!
NEWELL | 37620 | Y | NEWELL , 37620 |  |  | 13.1 | 2002-03-12 17:06 | Anjanece | 90 | 300 | #VALUE! | #VALUE!
NEWELL | 37620 | Y | NEWELL , 37620 |  |  | 13.11 | 2002-03-12 17:06 | Anjanece | 90 | 300 | #VALUE! | #VALUE!
NEWELL | 37620 | Y | NEWELL , 37620 |  |  | 13.14 | 2002-03-12 17:06 | Anjanece | 90 | 300 | #VALUE! | #VALUE!
NEWELL | 37620 | Y | NEWELL , 37620 |  |  | 13.15 | 2002-03-12 17:06 | Anjanece | 90 | 300 | #VALUE! | #VALUE!
NEWELL | 37620 | Y | NEWELL , 37620 |  |  | 13.2 | 2002-03-12 17:06 | Anjanece | 90 | 300 | #VALUE! | #VALUE!
NEWELL | 37620 | Y | NEWELL , 37620 |  |  | 13.21 | 2002-03-12 17:06 | Anjanece | 90 | 300 | #VALUE! | #VALUE!
NEWELL | 37620 | Y | NEWELL , 37620 |  |  | 13.26 | 2002-03-12 17:06 | Anjanece | 90 | 300 | #VALUE! | #VALUE!
NEWELL | 37620 | Y | NEWELL , 37620 |  |  | 13.28 | 2002-03-12 17:06 | Anjanece | 90 | 300 | #VALUE! | #VALUE!
NEWELL | 37620 | Y | NEWELL , 37620 |  |  | 13.32 | 2002-03-12 17:06 | Anjanece | 90 | 300 | #VALUE! | #VALUE!
NEWELL | 37620 | Y | NEWELL , 37620 |  |  | 13.37 | 2002-03-12 17:06 | Anjanece | 90 | 300 | #VALUE! | #VALUE!
NEWELL | 37620 | Y | NEWELL , 37620 |  |  | 13.45 | 2002-03-12 17:06 | Anjanece | 90 | 300 | #VALUE! | #VALUE!
NEWELL | 37620 | Y | NEWELL , 37620 |  |  | 13.49 | 2002-03-12 17:06 | Anjanece | 90 | 300 | #VALUE! | #VALUE!
NEWELL | 37620 | Y | NEWELL , 37620 |  |  | 13.52 | 2002-03-12 17:06 | Anjanece | 90 | 300 | #VALUE! | #VALUE!
NEWELL | 37620 | Y | NEWELL , 37620 |  |  | 13.65 | 2002-03-12 17:06 | Anjanece | 90 | 300 | #VALUE! | #VALUE!
NEWELL | 37620 | Y | NEWELL , 37620 |  |  | 13.75 | 2002-03-12 17:06 | Anjanece | 90 | 300 | #VALUE! | #VALUE!
NEWELL | 37620 | Y | NEWELL , 37620 |  |  | 14.22 | 2002-03-12 17:06 | Anjanece | 90 | 300 | #VALUE! | #VALUE!
NEWELL | 37620 | Y | NEWELL , 37620 |  |  | 14.34 | 2002-03-12 17:06 | Anjanece | 90 | 300 | #VALUE! | #VALUE!
NEWELL | 37620 | Y | NEWELL , 37620 |  |  | 15.46 | 2002-03-12 17:06 | Anjanece | 90 | 300 | #VALUE! | #VALUE!
NEWELL | 37620 | Y | NEWELL , 37620 |  |  | 16.25 | 2002-03-12 17:06 | Anjanece | 90 | 300 | #VALUE! | #VALUE!
NEWELL | 37620 | Y | NEWELL , 37620 |  |  | 18.28 | 2002-03-12 17:06 | Anjanece | 90 | 300 | #VALUE! | #VALUE!
NEWELL | 37620 | Y | NEWELL , 37620 |  |  | 19.21 | 2002-03-12 17:06 | Anjanece | 90 | 300 | #VALUE! | #VALUE!
NEWELL | 37620 | Y | NEWELL , 37620 |  |  | 20.94 | 2002-03-12 17:06 | Anjanece | 90 | 300 | #VALUE! | #VALUE!
NEWELL | 37620 | Y | NEWELL , 37620 |  |  | 21.34 | 2002-03-12 17:06 | Anjanece | 90 | 300 | #VALUE! | #VALUE!
NEWELL | 37620 | Y | NEWELL , 37620 |  |  | 22.89 | 2002-03-12 17:06 | Anjanece | 90 | 300 | #VALUE! | #VALUE!
NEWELL | 37620 | Y | NEWELL , 37620 |  |  | 23.6 | 2002-03-12 17:06 | Anjanece | 90 | 300 | #VALUE! | #VALUE!
NEWELL | 37620 | Y | NEWELL , 37620 |  |  | 25.15 | 2002-03-12 17:06 | Anjanece | 90 | 300 | #VALUE! | #VALUE!
NEWELL | 37620 | Y | NEWELL , 37620 |  | Storm Stores | 0 | 2018-04-16 10:26 | Anjanece |  | 300 | #VALUE! | #VALUE!
NEWELL | 37620 | Y | NEWELL , 37620 |  |  | 12.27 | 2018-04-16 10:26 | Anjanece |  | 300 | #VALUE! | #VALUE!
NEWELL | 37620 | Y | NEWELL , 37620 |  |  | 13.04 | 2018-04-16 10:26 | Anjanece |  | 300 | #VALUE! | #VALUE!
NEWELL | 37620 | Y | NEWELL , 37620 |  |  | 15.76 | 2018-04-16 10:26 | Anjanece |  | 300 | #VALUE! | #VALUE!
NEWELL | 37620 | Y | NEWELL , 37620 |  |  | 16.81 | 2018-04-16 10:26 | Anjanece |  | 300 | #VALUE! | #VALUE!
NEWELL | 37620 | Y | NEWELL , 37620 |  |  | 17.73 | 2018-04-16 10:26 | Anjanece |  | 300 | #VALUE! | #VALUE!
NEWELL | 37620 | Y | NEWELL , 37620 |  |  | 17.97 | 2018-04-16 10:26 | Anjanece |  | 300 | #VALUE! | #VALUE!
NGK | DA-55004E-LG | Y | NGK , DA-55004E-LG | JEA OVERHEAD DISTRIBUTION | CSC Stores | 10.41 | 2002-03-12 17:06 | Anjanece | 90 | 300 | #VALUE! | #VALUE!
NGK | DA-55004E-LG | Y | NGK , DA-55004E-LG |  |  | 10.42 | 2002-03-12 17:06 | Anjanece | 90 | 300 | #VALUE! | #VALUE!
NGK | DA-55004E-LG | Y | NGK , DA-55004E-LG |  |  | 10.44 | 2002-03-12 17:06 | Anjanece | 90 | 300 | #VALUE! | #VALUE!
NGK | DA-55004E-LG | Y | NGK , DA-55004E-LG |  |  | 10.46 | 2002-03-12 17:06 | Anjanece | 90 | 300 | #VALUE! | #VALUE!
NGK | DA-55004E-LG | Y | NGK , DA-55004E-LG |  |  | 10.58 | 2002-03-12 17:06 | Anjanece | 90 | 300 | #VALUE! | #VALUE!
NGK | DA-55004E-LG | Y | NGK , DA-55004E-LG |  |  | 10.63 | 2002-03-12 17:06 | Anjanece | 90 | 300 | #VALUE! | #VALUE!
NGK | DA-55004E-LG | Y | NGK , DA-55004E-LG |  |  | 10.68 | 2002-03-12 17:06 | Anjanece | 90 | 300 | #VALUE! | #VALUE!
NGK | DA-55004E-LG | Y | NGK , DA-55004E-LG |  |  | 11.28 | 2002-03-12 17:06 | Anjanece | 90 | 300 | #VALUE! | #VALUE!
NGK | DA-55004E-LG | Y | NGK , DA-55004E-LG |  |  | 13.02 | 2002-03-12 17:06 | Anjanece | 90 | 300 | #VALUE! | #VALUE!
NGK | DA-55004E-LG | Y | NGK , DA-55004E-LG |  |  | 13.03 | 2002-03-12 17:06 | Anjanece | 90 | 300 | #VALUE! | #VALUE!
NGK | DA-55004E-LG | Y | NGK , DA-55004E-LG |  |  | 13.04 | 2002-03-12 17:06 | Anjanece | 90 | 300 | #VALUE! | #VALUE!
NGK | DA-55004E-LG | Y | NGK , DA-55004E-LG |  |  | 13.05 | 2002-03-12 17:06 | Anjanece | 90 | 300 | #VALUE! | #VALUE!
NGK | DA-55004E-LG | Y | NGK , DA-55004E-LG |  |  | 13.06 | 2002-03-12 17:06 | Anjanece | 90 | 300 | #VALUE! | #VALUE!
NGK | DA-55004E-LG | Y | NGK , DA-55004E-LG |  |  | 13.07 | 2002-03-12 17:06 | Anjanece | 90 | 300 | #VALUE! | #VALUE!
NGK | DA-55004E-LG | Y | NGK , DA-55004E-LG |  |  | 13.1 | 2002-03-12 17:06 | Anjanece | 90 | 300 | #VALUE! | #VALUE!
NGK | DA-55004E-LG | Y | NGK , DA-55004E-LG |  |  | 13.11 | 2002-03-12 17:06 | Anjanece | 90 | 300 | #VALUE! | #VALUE!
NGK | DA-55004E-LG | Y | NGK , DA-55004E-LG |  |  | 13.14 | 2002-03-12 17:06 | Anjanece | 90 | 300 | #VALUE! | #VALUE!
NGK | DA-55004E-LG | Y | NGK , DA-55004E-LG |  |  | 13.15 | 2002-03-12 17:06 | Anjanece | 90 | 300 | #VALUE! | #VALUE!
NGK | DA-55004E-LG | Y | NGK , DA-55004E-LG |  |  | 13.2 | 2002-03-12 17:06 | Anjanece | 90 | 300 | #VALUE! | #VALUE!
NGK | DA-55004E-LG | Y | NGK , DA-55004E-LG |  |  | 13.21 | 2002-03-12 17:06 | Anjanece | 90 | 300 | #VALUE! | #VALUE!
NGK | DA-55004E-LG | Y | NGK , DA-55004E-LG |  |  | 13.26 | 2002-03-12 17:06 | Anjanece | 90 | 300 | #VALUE! | #VALUE!
NGK | DA-55004E-LG | Y | NGK , DA-55004E-LG |  |  | 13.28 | 2002-03-12 17:06 | Anjanece | 90 | 300 | #VALUE! | #VALUE!
NGK | DA-55004E-LG | Y | NGK , DA-55004E-LG |  |  | 13.32 | 2002-03-12 17:06 | Anjanece | 90 | 300 | #VALUE! | #VALUE!
NGK | DA-55004E-LG | Y | NGK , DA-55004E-LG |  |  | 13.37 | 2002-03-12 17:06 | Anjanece | 90 | 300 | #VALUE! | #VALUE!
NGK | DA-55004E-LG | Y | NGK , DA-55004E-LG |  |  | 13.45 | 2002-03-12 17:06 | Anjanece | 90 | 300 | #VALUE! | #VALUE!
NGK | DA-55004E-LG | Y | NGK , DA-55004E-LG |  |  | 13.49 | 2002-03-12 17:06 | Anjanece | 90 | 300 | #VALUE! | #VALUE!
NGK | DA-55004E-LG | Y | NGK , DA-55004E-LG |  |  | 13.52 | 2002-03-12 17:06 | Anjanece | 90 | 300 | #VALUE! | #VALUE!
NGK | DA-55004E-LG | Y | NGK , DA-55004E-LG |  |  | 13.65 | 2002-03-12 17:06 | Anjanece | 90 | 300 | #VALUE! | #VALUE!
NGK | DA-55004E-LG | Y | NGK , DA-55004E-LG |  |  | 13.75 | 2002-03-12 17:06 | Anjanece | 90 | 300 | #VALUE! | #VALUE!
NGK | DA-55004E-LG | Y | NGK , DA-55004E-LG |  |  | 14.22 | 2002-03-12 17:06 | Anjanece | 90 | 300 | #VALUE! | #VALUE!
NGK | DA-55004E-LG | Y | NGK , DA-55004E-LG |  |  | 14.34 | 2002-03-12 17:06 | Anjanece | 90 | 300 | #VALUE! | #VALUE!
NGK | DA-55004E-LG | Y | NGK , DA-55004E-LG |  |  | 15.46 | 2002-03-12 17:06 | Anjanece | 90 | 300 | #VALUE! | #VALUE!
NGK | DA-55004E-LG | Y | NGK , DA-55004E-LG |  |  | 16.25 | 2002-03-12 17:06 | Anjanece | 90 | 300 | #VALUE! | #VALUE!
NGK | DA-55004E-LG | Y | NGK , DA-55004E-LG |  |  | 18.28 | 2002-03-12 17:06 | Anjanece | 90 | 300 | #VALUE! | #VALUE!
NGK | DA-55004E-LG | Y | NGK , DA-55004E-LG |  |  | 19.21 | 2002-03-12 17:06 | Anjanece | 90 | 300 | #VALUE! | #VALUE!
NGK | DA-55004E-LG | Y | NGK , DA-55004E-LG |  |  | 20.94 | 2002-03-12 17:06 | Anjanece | 90 | 300 | #VALUE! | #VALUE!
NGK | DA-55004E-LG | Y | NGK , DA-55004E-LG |  |  | 21.34 | 2002-03-12 17:06 | Anjanece | 90 | 300 | #VALUE! | #VALUE!
NGK | DA-55004E-LG | Y | NGK , DA-55004E-LG |  |  | 22.89 | 2002-03-12 17:06 | Anjanece | 90 | 300 | #VALUE! | #VALUE!
NGK | DA-55004E-LG | Y | NGK , DA-55004E-LG |  |  | 23.6 | 2002-03-12 17:06 | Anjanece | 90 | 300 | #VALUE! | #VALUE!
NGK | DA-55004E-LG | Y | NGK , DA-55004E-LG |  |  | 25.15 | 2002-03-12 17:06 | Anjanece | 90 | 300 | #VALUE! | #VALUE!
NGK | DA-55004E-LG | Y | NGK , DA-55004E-LG |  | Storm Stores | 0 | 2018-04-16 10:26 | Anjanece |  | 300 | #VALUE! | #VALUE!
NGK | DA-55004E-LG | Y | NGK , DA-55004E-LG |  |  | 12.27 | 2018-04-16 10:26 | Anjanece |  | 300 | #VALUE! | #VALUE!
NGK | DA-55004E-LG | Y | NGK , DA-55004E-LG |  |  | 13.04 | 2018-04-16 10:26 | Anjanece |  | 300 | #VALUE! | #VALUE!
NGK | DA-55004E-LG | Y | NGK , DA-55004E-LG |  |  | 15.76 | 2018-04-16 10:26 | Anjanece |  | 300 | #VALUE! | #VALUE!
NGK | DA-55004E-LG | Y | NGK , DA-55004E-LG |  |  | 16.81 | 2018-04-16 10:26 | Anjanece |  | 300 | #VALUE! | #VALUE!
NGK | DA-55004E-LG | Y | NGK , DA-55004E-LG |  |  | 17.73 | 2018-04-16 10:26 | Anjanece |  | 300 | #VALUE! | #VALUE!
NGK | DA-55004E-LG | Y | NGK , DA-55004E-LG |  |  | 17.97 | 2018-04-16 10:26 | Anjanece |  | 300 | #VALUE! | #VALUE!
POWERLINE HARDWARE CO. | P572G | Y | POWERLINE HARDWARE CO. , P572G | JEA OVERHEAD DISTRIBUTION | CSC Stores | 10.41 | 2002-03-12 17:06 | Anjanece | 90 | 300 | #VALUE! | #VALUE!
POWERLINE HARDWARE CO. | P572G | Y | POWERLINE HARDWARE CO. , P572G |  |  | 10.42 | 2002-03-12 17:06 | Anjanece | 90 | 300 | #VALUE! | #VALUE!
POWERLINE HARDWARE CO. | P572G | Y | POWERLINE HARDWARE CO. , P572G |  |  | 10.44 | 2002-03-12 17:06 | Anjanece | 90 | 300 | #VALUE! | #VALUE!
POWERLINE HARDWARE CO. | P572G | Y | POWERLINE HARDWARE CO. , P572G |  |  | 10.46 | 2002-03-12 17:06 | Anjanece | 90 | 300 | #VALUE! | #VALUE!
POWERLINE HARDWARE CO. | P572G | Y | POWERLINE HARDWARE CO. , P572G |  |  | 10.58 | 2002-03-12 17:06 | Anjanece | 90 | 300 | #VALUE! | #VALUE!
POWERLINE HARDWARE CO. | P572G | Y | POWERLINE HARDWARE CO. , P572G |  |  | 10.63 | 2002-03-12 17:06 | Anjanece | 90 | 300 | #VALUE! | #VALUE!
POWERLINE HARDWARE CO. | P572G | Y | POWERLINE HARDWARE CO. , P572G |  |  | 10.68 | 2002-03-12 17:06 | Anjanece | 90 | 300 | #VALUE! | #VALUE!
POWERLINE HARDWARE CO. | P572G | Y | POWERLINE HARDWARE CO. , P572G |  |  | 11.28 | 2002-03-12 17:06 | Anjanece | 90 | 300 | #VALUE! | #VALUE!
POWERLINE HARDWARE CO. | P572G | Y | POWERLINE HARDWARE CO. , P572G |  |  | 13.02 | 2002-03-12 17:06 | Anjanece | 90 | 300 | #VALUE! | #VALUE!
POWERLINE HARDWARE CO. | P572G | Y | POWERLINE HARDWARE CO. , P572G |  |  | 13.03 | 2002-03-12 17:06 | Anjanece | 90 | 300 | #VALUE! | #VALUE!
POWERLINE HARDWARE CO. | P572G | Y | POWERLINE HARDWARE CO. , P572G |  |  | 13.04 | 2002-03-12 17:06 | Anjanece | 90 | 300 | #VALUE! | #VALUE!
POWERLINE HARDWARE CO. | P572G | Y | POWERLINE HARDWARE CO. , P572G |  |  | 13.05 | 2002-03-12 17:06 | Anjanece | 90 | 300 | #VALUE! | #VALUE!
POWERLINE HARDWARE CO. | P572G | Y | POWERLINE HARDWARE CO. , P572G |  |  | 13.06 | 2002-03-12 17:06 | Anjanece | 90 | 300 | #VALUE! | #VALUE!
POWERLINE HARDWARE CO. | P572G | Y | POWERLINE HARDWARE CO. , P572G |  |  | 13.07 | 2002-03-12 17:06 | Anjanece | 90 | 300 | #VALUE! | #VALUE!
POWERLINE HARDWARE CO. | P572G | Y | POWERLINE HARDWARE CO. , P572G |  |  | 13.1 | 2002-03-12 17:06 | Anjanece | 90 | 300 | #VALUE! | #VALUE!
POWERLINE HARDWARE CO. | P572G | Y | POWERLINE HARDWARE CO. , P572G |  |  | 13.11 | 2002-03-12 17:06 | Anjanece | 90 | 300 | #VALUE! | #VALUE!
POWERLINE HARDWARE CO. | P572G | Y | POWERLINE HARDWARE CO. , P572G |  |  | 13.14 | 2002-03-12 17:06 | Anjanece | 90 | 300 | #VALUE! | #VALUE!
POWERLINE HARDWARE CO. | P572G | Y | POWERLINE HARDWARE CO. , P572G |  |  | 13.15 | 2002-03-12 17:06 | Anjanece | 90 | 300 | #VALUE! | #VALUE!
POWERLINE HARDWARE CO. | P572G | Y | POWERLINE HARDWARE CO. , P572G |  |  | 13.2 | 2002-03-12 17:06 | Anjanece | 90 | 300 | #VALUE! | #VALUE!
POWERLINE HARDWARE CO. | P572G | Y | POWERLINE HARDWARE CO. , P572G |  |  | 13.21 | 2002-03-12 17:06 | Anjanece | 90 | 300 | #VALUE! | #VALUE!
POWERLINE HARDWARE CO. | P572G | Y | POWERLINE HARDWARE CO. , P572G |  |  | 13.26 | 2002-03-12 17:06 | Anjanece | 90 | 300 | #VALUE! | #VALUE!
POWERLINE HARDWARE CO. | P572G | Y | POWERLINE HARDWARE CO. , P572G |  |  | 13.28 | 2002-03-12 17:06 | Anjanece | 90 | 300 | #VALUE! | #VALUE!
POWERLINE HARDWARE CO. | P572G | Y | POWERLINE HARDWARE CO. , P572G |  |  | 13.32 | 2002-03-12 17:06 | Anjanece | 90 | 300 | #VALUE! | #VALUE!
POWERLINE HARDWARE CO. | P572G | Y | POWERLINE HARDWARE CO. , P572G |  |  | 13.37 | 2002-03-12 17:06 | Anjanece | 90 | 300 | #VALUE! | #VALUE!
POWERLINE HARDWARE CO. | P572G | Y | POWERLINE HARDWARE CO. , P572G |  |  | 13.45 | 2002-03-12 17:06 | Anjanece | 90 | 300 | #VALUE! | #VALUE!
POWERLINE HARDWARE CO. | P572G | Y | POWERLINE HARDWARE CO. , P572G |  |  | 13.49 | 2002-03-12 17:06 | Anjanece | 90 | 300 | #VALUE! | #VALUE!
POWERLINE HARDWARE CO. | P572G | Y | POWERLINE HARDWARE CO. , P572G |  |  | 13.52 | 2002-03-12 17:06 | Anjanece | 90 | 300 | #VALUE! | #VALUE!
POWERLINE HARDWARE CO. | P572G | Y | POWERLINE HARDWARE CO. , P572G |  |  | 13.65 | 2002-03-12 17:06 | Anjanece | 90 | 300 | #VALUE! | #VALUE!
POWERLINE HARDWARE CO. | P572G | Y | POWERLINE HARDWARE CO. , P572G |  |  | 13.75 | 2002-03-12 17:06 | Anjanece | 90 | 300 | #VALUE! | #VALUE!
POWERLINE HARDWARE CO. | P572G | Y | POWERLINE HARDWARE CO. , P572G |  |  | 14.22 | 2002-03-12 17:06 | Anjanece | 90 | 300 | #VALUE! | #VALUE!
POWERLINE HARDWARE CO. | P572G | Y | POWERLINE HARDWARE CO. , P572G |  |  | 14.34 | 2002-03-12 17:06 | Anjanece | 90 | 300 | #VALUE! | #VALUE!
POWERLINE HARDWARE CO. | P572G | Y | POWERLINE HARDWARE CO. , P572G |  |  | 15.46 | 2002-03-12 17:06 | Anjanece | 90 | 300 | #VALUE! | #VALUE!
POWERLINE HARDWARE CO. | P572G | Y | POWERLINE HARDWARE CO. , P572G |  |  | 16.25 | 2002-03-12 17:06 | Anjanece | 90 | 300 | #VALUE! | #VALUE!
POWERLINE HARDWARE CO. | P572G | Y | POWERLINE HARDWARE CO. , P572G |  |  | 18.28 | 2002-03-12 17:06 | Anjanece | 90 | 300 | #VALUE! | #VALUE!
POWERLINE HARDWARE CO. | P572G | Y | POWERLINE HARDWARE CO. , P572G |  |  | 19.21 | 2002-03-12 17:06 | Anjanece | 90 | 300 | #VALUE! | #VALUE!
POWERLINE HARDWARE CO. | P572G | Y | POWERLINE HARDWARE CO. , P572G |  |  | 20.94 | 2002-03-12 17:06 | Anjanece | 90 | 300 | #VALUE! | #VALUE!
POWERLINE HARDWARE CO. | P572G | Y | POWERLINE HARDWARE CO. , P572G |  |  | 21.34 | 2002-03-12 17:06 | Anjanece | 90 | 300 | #VALUE! | #VALUE!
POWERLINE HARDWARE CO. | P572G | Y | POWERLINE HARDWARE CO. , P572G |  |  | 22.89 | 2002-03-12 17:06 | Anjanece | 90 | 300 | #VALUE! | #VALUE!
POWERLINE HARDWARE CO. | P572G | Y | POWERLINE HARDWARE CO. , P572G |  |  | 23.6 | 2002-03-12 17:06 | Anjanece | 90 | 300 | #VALUE! | #VALUE!
POWERLINE HARDWARE CO. | P572G | Y | POWERLINE HARDWARE CO. , P572G |  |  | 25.15 | 2002-03-12 17:06 | Anjanece | 90 | 300 | #VALUE! | #VALUE!
POWERLINE HARDWARE CO. | P572G | Y | POWERLINE HARDWARE CO. , P572G |  | Storm Stores | 0 | 2018-04-16 10:26 | Anjanece |  | 300 | #VALUE! | #VALUE!
POWERLINE HARDWARE CO. | P572G | Y | POWERLINE HARDWARE CO. , P572G |  |  | 12.27 | 2018-04-16 10:26 | Anjanece |  | 300 | #VALUE! | #VALUE!
POWERLINE HARDWARE CO. | P572G | Y | POWERLINE HARDWARE CO. , P572G |  |  | 13.04 | 2018-04-16 10:26 | Anjanece |  | 300 | #VALUE! | #VALUE!
POWERLINE HARDWARE CO. | P572G | Y | POWERLINE HARDWARE CO. , P572G |  |  | 15.76 | 2018-04-16 10:26 | Anjanece |  | 300 | #VALUE! | #VALUE!
POWERLINE HARDWARE CO. | P572G | Y | POWERLINE HARDWARE CO. , P572G |  |  | 16.81 | 2018-04-16 10:26 | Anjanece |  | 300 | #VALUE! | #VALUE!
POWERLINE HARDWARE CO. | P572G | Y | POWERLINE HARDWARE CO. , P572G |  |  | 17.73 | 2018-04-16 10:26 | Anjanece |  | 300 | #VALUE! | #VALUE!
POWERLINE HARDWARE CO. | P572G | Y | POWERLINE HARDWARE CO. , P572G |  |  | 17.97 | 2018-04-16 10:26 | Anjanece |  | 300 | #VALUE! | #VALUE!
SANTANA INSULATORS INC. | PL-11253 | Y | SANTANA INSULATORS INC. , PL-11253 | JEA OVERHEAD DISTRIBUTION | CSC Stores | 10.41 | 2002-03-12 17:06 | Anjanece | 90 | 300 | #VALUE! | #VALUE!
SANTANA INSULATORS INC. | PL-11253 | Y | SANTANA INSULATORS INC. , PL-11253 |  |  | 10.42 | 2002-03-12 17:06 | Anjanece | 90 | 300 | #VALUE! | #VALUE!
SANTANA INSULATORS INC. | PL-11253 | Y | SANTANA INSULATORS INC. , PL-11253 |  |  | 10.44 | 2002-03-12 17:06 | Anjanece | 90 | 300 | #VALUE! | #VALUE!
SANTANA INSULATORS INC. | PL-11253 | Y | SANTANA INSULATORS INC. , PL-11253 |  |  | 10.46 | 2002-03-12 17:06 | Anjanece | 90 | 300 | #VALUE! | #VALUE!
SANTANA INSULATORS INC. | PL-11253 | Y | SANTANA INSULATORS INC. , PL-11253 |  |  | 10.58 | 2002-03-12 17:06 | Anjanece | 90 | 300 | #VALUE! | #VALUE!
SANTANA INSULATORS INC. | PL-11253 | Y | SANTANA INSULATORS INC. , PL-11253 |  |  | 10.63 | 2002-03-12 17:06 | Anjanece | 90 | 300 | #VALUE! | #VALUE!
SANTANA INSULATORS INC. | PL-11253 | Y | SANTANA INSULATORS INC. , PL-11253 |  |  | 10.68 | 2002-03-12 17:06 | Anjanece | 90 | 300 | #VALUE! | #VALUE!
SANTANA INSULATORS INC. | PL-11253 | Y | SANTANA INSULATORS INC. , PL-11253 |  |  | 11.28 | 2002-03-12 17:06 | Anjanece | 90 | 300 | #VALUE! | #VALUE!
SANTANA INSULATORS INC. | PL-11253 | Y | SANTANA INSULATORS INC. , PL-11253 |  |  | 13.02 | 2002-03-12 17:06 | Anjanece | 90 | 300 | #VALUE! | #VALUE!
SANTANA INSULATORS INC. | PL-11253 | Y | SANTANA INSULATORS INC. , PL-11253 |  |  | 13.03 | 2002-03-12 17:06 | Anjanece | 90 | 300 | #VALUE! | #VALUE!
SANTANA INSULATORS INC. | PL-11253 | Y | SANTANA INSULATORS INC. , PL-11253 |  |  | 13.04 | 2002-03-12 17:06 | Anjanece | 90 | 300 | #VALUE! | #VALUE!
SANTANA INSULATORS INC. | PL-11253 | Y | SANTANA INSULATORS INC. , PL-11253 |  |  | 13.05 | 2002-03-12 17:06 | Anjanece | 90 | 300 | #VALUE! | #VALUE!
SANTANA INSULATORS INC. | PL-11253 | Y | SANTANA INSULATORS INC. , PL-11253 |  |  | 13.06 | 2002-03-12 17:06 | Anjanece | 90 | 300 | #VALUE! | #VALUE!
SANTANA INSULATORS INC. | PL-11253 | Y | SANTANA INSULATORS INC. , PL-11253 |  |  | 13.07 | 2002-03-12 17:06 | Anjanece | 90 | 300 | #VALUE! | #VALUE!
SANTANA INSULATORS INC. | PL-11253 | Y | SANTANA INSULATORS INC. , PL-11253 |  |  | 13.1 | 2002-03-12 17:06 | Anjanece | 90 | 300 | #VALUE! | #VALUE!
SANTANA INSULATORS INC. | PL-11253 | Y | SANTANA INSULATORS INC. , PL-11253 |  |  | 13.11 | 2002-03-12 17:06 | Anjanece | 90 | 300 | #VALUE! | #VALUE!
SANTANA INSULATORS INC. | PL-11253 | Y | SANTANA INSULATORS INC. , PL-11253 |  |  | 13.14 | 2002-03-12 17:06 | Anjanece | 90 | 300 | #VALUE! | #VALUE!
SANTANA INSULATORS INC. | PL-11253 | Y | SANTANA INSULATORS INC. , PL-11253 |  |  | 13.15 | 2002-03-12 17:06 | Anjanece | 90 | 300 | #VALUE! | #VALUE!
SANTANA INSULATORS INC. | PL-11253 | Y | SANTANA INSULATORS INC. , PL-11253 |  |  | 13.2 | 2002-03-12 17:06 | Anjanece | 90 | 300 | #VALUE! | #VALUE!
SANTANA INSULATORS INC. | PL-11253 | Y | SANTANA INSULATORS INC. , PL-11253 |  |  | 13.21 | 2002-03-12 17:06 | Anjanece | 90 | 300 | #VALUE! | #VALUE!
SANTANA INSULATORS INC. | PL-11253 | Y | SANTANA INSULATORS INC. , PL-11253 |  |  | 13.26 | 2002-03-12 17:06 | Anjanece | 90 | 300 | #VALUE! | #VALUE!
SANTANA INSULATORS INC. | PL-11253 | Y | SANTANA INSULATORS INC. , PL-11253 |  |  | 13.28 | 2002-03-12 17:06 | Anjanece | 90 | 300 | #VALUE! | #VALUE!
SANTANA INSULATORS INC. | PL-11253 | Y | SANTANA INSULATORS INC. , PL-11253 |  |  | 13.32 | 2002-03-12 17:06 | Anjanece | 90 | 300 | #VALUE! | #VALUE!
SANTANA INSULATORS INC. | PL-11253 | Y | SANTANA INSULATORS INC. , PL-11253 |  |  | 13.37 | 2002-03-12 17:06 | Anjanece | 90 | 300 | #VALUE! | #VALUE!
SANTANA INSULATORS INC. | PL-11253 | Y | SANTANA INSULATORS INC. , PL-11253 |  |  | 13.45 | 2002-03-12 17:06 | Anjanece | 90 | 300 | #VALUE! | #VALUE!
SANTANA INSULATORS INC. | PL-11253 | Y | SANTANA INSULATORS INC. , PL-11253 |  |  | 13.49 | 2002-03-12 17:06 | Anjanece | 90 | 300 | #VALUE! | #VALUE!
SANTANA INSULATORS INC. | PL-11253 | Y | SANTANA INSULATORS INC. , PL-11253 |  |  | 13.52 | 2002-03-12 17:06 | Anjanece | 90 | 300 | #VALUE! | #VALUE!
SANTANA INSULATORS INC. | PL-11253 | Y | SANTANA INSULATORS INC. , PL-11253 |  |  | 13.65 | 2002-03-12 17:06 | Anjanece | 90 | 300 | #VALUE! | #VALUE!
SANTANA INSULATORS INC. | PL-11253 | Y | SANTANA INSULATORS INC. , PL-11253 |  |  | 13.75 | 2002-03-12 17:06 | Anjanece | 90 | 300 | #VALUE! | #VALUE!
SANTANA INSULATORS INC. | PL-11253 | Y | SANTANA INSULATORS INC. , PL-11253 |  |  | 14.22 | 2002-03-12 17:06 | Anjanece | 90 | 300 | #VALUE! | #VALUE!
SANTANA INSULATORS INC. | PL-11253 | Y | SANTANA INSULATORS INC. , PL-11253 |  |  | 14.34 | 2002-03-12 17:06 | Anjanece | 90 | 300 | #VALUE! | #VALUE!
SANTANA INSULATORS INC. | PL-11253 | Y | SANTANA INSULATORS INC. , PL-11253 |  |  | 15.46 | 2002-03-12 17:06 | Anjanece | 90 | 300 | #VALUE! | #VALUE!
SANTANA INSULATORS INC. | PL-11253 | Y | SANTANA INSULATORS INC. , PL-11253 |  |  | 16.25 | 2002-03-12 17:06 | Anjanece | 90 | 300 | #VALUE! | #VALUE!
SANTANA INSULATORS INC. | PL-11253 | Y | SANTANA INSULATORS INC. , PL-11253 |  |  | 18.28 | 2002-03-12 17:06 | Anjanece | 90 | 300 | #VALUE! | #VALUE!
SANTANA INSULATORS INC. | PL-11253 | Y | SANTANA INSULATORS INC. , PL-11253 |  |  | 19.21 | 2002-03-12 17:06 | Anjanece | 90 | 300 | #VALUE! | #VALUE!
SANTANA INSULATORS INC. | PL-11253 | Y | SANTANA INSULATORS INC. , PL-11253 |  |  | 20.94 | 2002-03-12 17:06 | Anjanece | 90 | 300 | #VALUE! | #VALUE!
SANTANA INSULATORS INC. | PL-11253 | Y | SANTANA INSULATORS INC. , PL-11253 |  |  | 21.34 | 2002-03-12 17:06 | Anjanece | 90 | 300 | #VALUE! | #VALUE!
SANTANA INSULATORS INC. | PL-11253 | Y | SANTANA INSULATORS INC. , PL-11253 |  |  | 22.89 | 2002-03-12 17:06 | Anjanece | 90 | 300 | #VALUE! | #VALUE!
SANTANA INSULATORS INC. | PL-11253 | Y | SANTANA INSULATORS INC. , PL-11253 |  |  | 23.6 | 2002-03-12 17:06 | Anjanece | 90 | 300 | #VALUE! | #VALUE!
SANTANA INSULATORS INC. | PL-11253 | Y | SANTANA INSULATORS INC. , PL-11253 |  |  | 25.15 | 2002-03-12 17:06 | Anjanece | 90 | 300 | #VALUE! | #VALUE!
SANTANA INSULATORS INC. | PL-11253 | Y | SANTANA INSULATORS INC. , PL-11253 |  | Storm Stores | 0 | 2018-04-16 10:26 | Anjanece |  | 300 | #VALUE! | #VALUE!
SANTANA INSULATORS INC. | PL-11253 | Y | SANTANA INSULATORS INC. , PL-11253 |  |  | 12.27 | 2018-04-16 10:26 | Anjanece |  | 300 | #VALUE! | #VALUE!
SANTANA INSULATORS INC. | PL-11253 | Y | SANTANA INSULATORS INC. , PL-11253 |  |  | 13.04 | 2018-04-16 10:26 | Anjanece |  | 300 | #VALUE! | #VALUE!
SANTANA INSULATORS INC. | PL-11253 | Y | SANTANA INSULATORS INC. , PL-11253 |  |  | 15.76 | 2018-04-16 10:26 | Anjanece |  | 300 | #VALUE! | #VALUE!
SANTANA INSULATORS INC. | PL-11253 | Y | SANTANA INSULATORS INC. , PL-11253 |  |  | 16.81 | 2018-04-16 10:26 | Anjanece |  | 300 | #VALUE! | #VALUE!
SANTANA INSULATORS INC. | PL-11253 | Y | SANTANA INSULATORS INC. , PL-11253 |  |  | 17.73 | 2018-04-16 10:26 | Anjanece |  | 300 | #VALUE! | #VALUE!
SANTANA INSULATORS INC. | PL-11253 | Y | SANTANA INSULATORS INC. , PL-11253 |  |  | 17.97 | 2018-04-16 10:26 | Anjanece |  | 300 | #VALUE! | #VALUE!
VICTOR INSULATORS | 62055 | Y | VICTOR INSULATORS , 62055 | JEA OVERHEAD DISTRIBUTION | CSC Stores | 10.41 | 2002-03-12 17:06 | Anjanece | 90 | 300 | #VALUE! | #VALUE!
VICTOR INSULATORS | 62055 | Y | VICTOR INSULATORS , 62055 |  |  | 10.42 | 2002-03-12 17:06 | Anjanece | 90 | 300 | #VALUE! | #VALUE!
VICTOR INSULATORS | 62055 | Y | VICTOR INSULATORS , 62055 |  |  | 10.44 | 2002-03-12 17:06 | Anjanece | 90 | 300 | #VALUE! | #VALUE!
VICTOR INSULATORS | 62055 | Y | VICTOR INSULATORS , 62055 |  |  | 10.46 | 2002-03-12 17:06 | Anjanece | 90 | 300 | #VALUE! | #VALUE!
VICTOR INSULATORS | 62055 | Y | VICTOR INSULATORS , 62055 |  |  | 10.58 | 2002-03-12 17:06 | Anjanece | 90 | 300 | #VALUE! | #VALUE!
VICTOR INSULATORS | 62055 | Y | VICTOR INSULATORS , 62055 |  |  | 10.63 | 2002-03-12 17:06 | Anjanece | 90 | 300 | #VALUE! | #VALUE!
VICTOR INSULATORS | 62055 | Y | VICTOR INSULATORS , 62055 |  |  | 10.68 | 2002-03-12 17:06 | Anjanece | 90 | 300 | #VALUE! | #VALUE!
VICTOR INSULATORS | 62055 | Y | VICTOR INSULATORS , 62055 |  |  | 11.28 | 2002-03-12 17:06 | Anjanece | 90 | 300 | #VALUE! | #VALUE!
VICTOR INSULATORS | 62055 | Y | VICTOR INSULATORS , 62055 |  |  | 13.02 | 2002-03-12 17:06 | Anjanece | 90 | 300 | #VALUE! | #VALUE!
VICTOR INSULATORS | 62055 | Y | VICTOR INSULATORS , 62055 |  |  | 13.03 | 2002-03-12 17:06 | Anjanece | 90 | 300 | #VALUE! | #VALUE!
VICTOR INSULATORS | 62055 | Y | VICTOR INSULATORS , 62055 |  |  | 13.04 | 2002-03-12 17:06 | Anjanece | 90 | 300 | #VALUE! | #VALUE!
VICTOR INSULATORS | 62055 | Y | VICTOR INSULATORS , 62055 |  |  | 13.05 | 2002-03-12 17:06 | Anjanece | 90 | 300 | #VALUE! | #VALUE!
VICTOR INSULATORS | 62055 | Y | VICTOR INSULATORS , 62055 |  |  | 13.06 | 2002-03-12 17:06 | Anjanece | 90 | 300 | #VALUE! | #VALUE!
VICTOR INSULATORS | 62055 | Y | VICTOR INSULATORS , 62055 |  |  | 13.07 | 2002-03-12 17:06 | Anjanece | 90 | 300 | #VALUE! | #VALUE!
VICTOR INSULATORS | 62055 | Y | VICTOR INSULATORS , 62055 |  |  | 13.1 | 2002-03-12 17:06 | Anjanece | 90 | 300 | #VALUE! | #VALUE!
VICTOR INSULATORS | 62055 | Y | VICTOR INSULATORS , 62055 |  |  | 13.11 | 2002-03-12 17:06 | Anjanece | 90 | 300 | #VALUE! | #VALUE!
VICTOR INSULATORS | 62055 | Y | VICTOR INSULATORS , 62055 |  |  | 13.14 | 2002-03-12 17:06 | Anjanece | 90 | 300 | #VALUE! | #VALUE!
VICTOR INSULATORS | 62055 | Y | VICTOR INSULATORS , 62055 |  |  | 13.15 | 2002-03-12 17:06 | Anjanece | 90 | 300 | #VALUE! | #VALUE!
VICTOR INSULATORS | 62055 | Y | VICTOR INSULATORS , 62055 |  |  | 13.2 | 2002-03-12 17:06 | Anjanece | 90 | 300 | #VALUE! | #VALUE!
VICTOR INSULATORS | 62055 | Y | VICTOR INSULATORS , 62055 |  |  | 13.21 | 2002-03-12 17:06 | Anjanece | 90 | 300 | #VALUE! | #VALUE!
VICTOR INSULATORS | 62055 | Y | VICTOR INSULATORS , 62055 |  |  | 13.26 | 2002-03-12 17:06 | Anjanece | 90 | 300 | #VALUE! | #VALUE!
VICTOR INSULATORS | 62055 | Y | VICTOR INSULATORS , 62055 |  |  | 13.28 | 2002-03-12 17:06 | Anjanece | 90 | 300 | #VALUE! | #VALUE!
VICTOR INSULATORS | 62055 | Y | VICTOR INSULATORS , 62055 |  |  | 13.32 | 2002-03-12 17:06 | Anjanece | 90 | 300 | #VALUE! | #VALUE!
VICTOR INSULATORS | 62055 | Y | VICTOR INSULATORS , 62055 |  |  | 13.37 | 2002-03-12 17:06 | Anjanece | 90 | 300 | #VALUE! | #VALUE!
VICTOR INSULATORS | 62055 | Y | VICTOR INSULATORS , 62055 |  |  | 13.45 | 2002-03-12 17:06 | Anjanece | 90 | 300 | #VALUE! | #VALUE!
VICTOR INSULATORS | 62055 | Y | VICTOR INSULATORS , 62055 |  |  | 13.49 | 2002-03-12 17:06 | Anjanece | 90 | 300 | #VALUE! | #VALUE!
VICTOR INSULATORS | 62055 | Y | VICTOR INSULATORS , 62055 |  |  | 13.52 | 2002-03-12 17:06 | Anjanece | 90 | 300 | #VALUE! | #VALUE!
VICTOR INSULATORS | 62055 | Y | VICTOR INSULATORS , 62055 |  |  | 13.65 | 2002-03-12 17:06 | Anjanece | 90 | 300 | #VALUE! | #VALUE!
VICTOR INSULATORS | 62055 | Y | VICTOR INSULATORS , 62055 |  |  | 13.75 | 2002-03-12 17:06 | Anjanece | 90 | 300 | #VALUE! | #VALUE!
VICTOR INSULATORS | 62055 | Y | VICTOR INSULATORS , 62055 |  |  | 14.22 | 2002-03-12 17:06 | Anjanece | 90 | 300 | #VALUE! | #VALUE!
VICTOR INSULATORS | 62055 | Y | VICTOR INSULATORS , 62055 |  |  | 14.34 | 2002-03-12 17:06 | Anjanece | 90 | 300 | #VALUE! | #VALUE!
VICTOR INSULATORS | 62055 | Y | VICTOR INSULATORS , 62055 |  |  | 15.46 | 2002-03-12 17:06 | Anjanece | 90 | 300 | #VALUE! | #VALUE!
VICTOR INSULATORS | 62055 | Y | VICTOR INSULATORS , 62055 |  |  | 16.25 | 2002-03-12 17:06 | Anjanece | 90 | 300 | #VALUE! | #VALUE!
VICTOR INSULATORS | 62055 | Y | VICTOR INSULATORS , 62055 |  |  | 18.28 | 2002-03-12 17:06 | Anjanece | 90 | 300 | #VALUE! | #VALUE!
VICTOR INSULATORS | 62055 | Y | VICTOR INSULATORS , 62055 |  |  | 19.21 | 2002-03-12 17:06 | Anjanece | 90 | 300 | #VALUE! | #VALUE!
VICTOR INSULATORS | 62055 | Y | VICTOR INSULATORS , 62055 |  |  | 20.94 | 2002-03-12 17:06 | Anjanece | 90 | 300 | #VALUE! | #VALUE!
VICTOR INSULATORS | 62055 | Y | VICTOR INSULATORS , 62055 |  |  | 21.34 | 2002-03-12 17:06 | Anjanece | 90 | 300 | #VALUE! | #VALUE!
VICTOR INSULATORS | 62055 | Y | VICTOR INSULATORS , 62055 |  |  | 22.89 | 2002-03-12 17:06 | Anjanece | 90 | 300 | #VALUE! | #VALUE!
VICTOR INSULATORS | 62055 | Y | VICTOR INSULATORS , 62055 |  |  | 23.6 | 2002-03-12 17:06 | Anjanece | 90 | 300 | #VALUE! | #VALUE!
VICTOR INSULATORS | 62055 | Y | VICTOR INSULATORS , 62055 |  |  | 25.15 | 2002-03-12 17:06 | Anjanece | 90 | 300 | #VALUE! | #VALUE!
VICTOR INSULATORS | 62055 | Y | VICTOR INSULATORS , 62055 |  | Storm Stores | 0 | 2018-04-16 10:26 | Anjanece |  | 300 | #VALUE! | #VALUE!
VICTOR INSULATORS | 62055 | Y | VICTOR INSULATORS , 62055 |  |  | 12.27 | 2018-04-16 10:26 | Anjanece |  | 300 | #VALUE! | #VALUE!
VICTOR INSULATORS | 62055 | Y | VICTOR INSULATORS , 62055 |  |  | 13.04 | 2018-04-16 10:26 | Anjanece |  | 300 | #VALUE! | #VALUE!
VICTOR INSULATORS | 62055 | Y | VICTOR INSULATORS , 62055 |  |  | 15.76 | 2018-04-16 10:26 | Anjanece |  | 300 | #VALUE! | #VALUE!
VICTOR INSULATORS | 62055 | Y | VICTOR INSULATORS , 62055 |  |  | 16.81 | 2018-04-16 10:26 | Anjanece |  | 300 | #VALUE! | #VALUE!
VICTOR INSULATORS | 62055 | Y | VICTOR INSULATORS , 62055 |  |  | 17.73 | 2018-04-16 10:26 | Anjanece |  | 300 | #VALUE! | #VALUE!
VICTOR INSULATORS | 62055 | Y | VICTOR INSULATORS , 62055 |  |  | 17.97 | 2018-04-16 10:26 | Anjanece |  | 300 | #VALUE! | #VALUE!
VICTOR INSULATORS | VI57-2 | Y | VICTOR INSULATORS , VI57-2 | JEA OVERHEAD DISTRIBUTION | CSC Stores | 10.41 | 2002-03-12 17:06 | Anjanece | 90 | 300 | #VALUE! | #VALUE!
VICTOR INSULATORS | VI57-2 | Y | VICTOR INSULATORS , VI57-2 |  |  | 10.42 | 2002-03-12 17:06 | Anjanece | 90 | 300 | #VALUE! | #VALUE!
VICTOR INSULATORS | VI57-2 | Y | VICTOR INSULATORS , VI57-2 |  |  | 10.44 | 2002-03-12 17:06 | Anjanece | 90 | 300 | #VALUE! | #VALUE!
VICTOR INSULATORS | VI57-2 | Y | VICTOR INSULATORS , VI57-2 |  |  | 10.46 | 2002-03-12 17:06 | Anjanece | 90 | 300 | #VALUE! | #VALUE!
VICTOR INSULATORS | VI57-2 | Y | VICTOR INSULATORS , VI57-2 |  |  | 10.58 | 2002-03-12 17:06 | Anjanece | 90 | 300 | #VALUE! | #VALUE!
VICTOR INSULATORS | VI57-2 | Y | VICTOR INSULATORS , VI57-2 |  |  | 10.63 | 2002-03-12 17:06 | Anjanece | 90 | 300 | #VALUE! | #VALUE!
VICTOR INSULATORS | VI57-2 | Y | VICTOR INSULATORS , VI57-2 |  |  | 10.68 | 2002-03-12 17:06 | Anjanece | 90 | 300 | #VALUE! | #VALUE!
VICTOR INSULATORS | VI57-2 | Y | VICTOR INSULATORS , VI57-2 |  |  | 11.28 | 2002-03-12 17:06 | Anjanece | 90 | 300 | #VALUE! | #VALUE!
VICTOR INSULATORS | VI57-2 | Y | VICTOR INSULATORS , VI57-2 |  |  | 13.02 | 2002-03-12 17:06 | Anjanece | 90 | 300 | #VALUE! | #VALUE!
VICTOR INSULATORS | VI57-2 | Y | VICTOR INSULATORS , VI57-2 |  |  | 13.03 | 2002-03-12 17:06 | Anjanece | 90 | 300 | #VALUE! | #VALUE!
VICTOR INSULATORS | VI57-2 | Y | VICTOR INSULATORS , VI57-2 |  |  | 13.04 | 2002-03-12 17:06 | Anjanece | 90 | 300 | #VALUE! | #VALUE!
VICTOR INSULATORS | VI57-2 | Y | VICTOR INSULATORS , VI57-2 |  |  | 13.05 | 2002-03-12 17:06 | Anjanece | 90 | 300 | #VALUE! | #VALUE!
VICTOR INSULATORS | VI57-2 | Y | VICTOR INSULATORS , VI57-2 |  |  | 13.06 | 2002-03-12 17:06 | Anjanece | 90 | 300 | #VALUE! | #VALUE!
VICTOR INSULATORS | VI57-2 | Y | VICTOR INSULATORS , VI57-2 |  |  | 13.07 | 2002-03-12 17:06 | Anjanece | 90 | 300 | #VALUE! | #VALUE!
VICTOR INSULATORS | VI57-2 | Y | VICTOR INSULATORS , VI57-2 |  |  | 13.1 | 2002-03-12 17:06 | Anjanece | 90 | 300 | #VALUE! | #VALUE!
VICTOR INSULATORS | VI57-2 | Y | VICTOR INSULATORS , VI57-2 |  |  | 13.11 | 2002-03-12 17:06 | Anjanece | 90 | 300 | #VALUE! | #VALUE!
VICTOR INSULATORS | VI57-2 | Y | VICTOR INSULATORS , VI57-2 |  |  | 13.14 | 2002-03-12 17:06 | Anjanece | 90 | 300 | #VALUE! | #VALUE!
VICTOR INSULATORS | VI57-2 | Y | VICTOR INSULATORS , VI57-2 |  |  | 13.15 | 2002-03-12 17:06 | Anjanece | 90 | 300 | #VALUE! | #VALUE!
VICTOR INSULATORS | VI57-2 | Y | VICTOR INSULATORS , VI57-2 |  |  | 13.2 | 2002-03-12 17:06 | Anjanece | 90 | 300 | #VALUE! | #VALUE!
VICTOR INSULATORS | VI57-2 | Y | VICTOR INSULATORS , VI57-2 |  |  | 13.21 | 2002-03-12 17:06 | Anjanece | 90 | 300 | #VALUE! | #VALUE!
VICTOR INSULATORS | VI57-2 | Y | VICTOR INSULATORS , VI57-2 |  |  | 13.26 | 2002-03-12 17:06 | Anjanece | 90 | 300 | #VALUE! | #VALUE!
VICTOR INSULATORS | VI57-2 | Y | VICTOR INSULATORS , VI57-2 |  |  | 13.28 | 2002-03-12 17:06 | Anjanece | 90 | 300 | #VALUE! | #VALUE!
VICTOR INSULATORS | VI57-2 | Y | VICTOR INSULATORS , VI57-2 |  |  | 13.32 | 2002-03-12 17:06 | Anjanece | 90 | 300 | #VALUE! | #VALUE!
VICTOR INSULATORS | VI57-2 | Y | VICTOR INSULATORS , VI57-2 |  |  | 13.37 | 2002-03-12 17:06 | Anjanece | 90 | 300 | #VALUE! | #VALUE!
VICTOR INSULATORS | VI57-2 | Y | VICTOR INSULATORS , VI57-2 |  |  | 13.45 | 2002-03-12 17:06 | Anjanece | 90 | 300 | #VALUE! | #VALUE!
VICTOR INSULATORS | VI57-2 | Y | VICTOR INSULATORS , VI57-2 |  |  | 13.49 | 2002-03-12 17:06 | Anjanece | 90 | 300 | #VALUE! | #VALUE!
VICTOR INSULATORS | VI57-2 | Y | VICTOR INSULATORS , VI57-2 |  |  | 13.52 | 2002-03-12 17:06 | Anjanece | 90 | 300 | #VALUE! | #VALUE!
VICTOR INSULATORS | VI57-2 | Y | VICTOR INSULATORS , VI57-2 |  |  | 13.65 | 2002-03-12 17:06 | Anjanece | 90 | 300 | #VALUE! | #VALUE!
VICTOR INSULATORS | VI57-2 | Y | VICTOR INSULATORS , VI57-2 |  |  | 13.75 | 2002-03-12 17:06 | Anjanece | 90 | 300 | #VALUE! | #VALUE!
VICTOR INSULATORS | VI57-2 | Y | VICTOR INSULATORS , VI57-2 |  |  | 14.22 | 2002-03-12 17:06 | Anjanece | 90 | 300 | #VALUE! | #VALUE!
VICTOR INSULATORS | VI57-2 | Y | VICTOR INSULATORS , VI57-2 |  |  | 14.34 | 2002-03-12 17:06 | Anjanece | 90 | 300 | #VALUE! | #VALUE!
VICTOR INSULATORS | VI57-2 | Y | VICTOR INSULATORS , VI57-2 |  |  | 15.46 | 2002-03-12 17:06 | Anjanece | 90 | 300 | #VALUE! | #VALUE!
VICTOR INSULATORS | VI57-2 | Y | VICTOR INSULATORS , VI57-2 |  |  | 16.25 | 2002-03-12 17:06 | Anjanece | 90 | 300 | #VALUE! | #VALUE!
VICTOR INSULATORS | VI57-2 | Y | VICTOR INSULATORS , VI57-2 |  |  | 18.28 | 2002-03-12 17:06 | Anjanece | 90 | 300 | #VALUE! | #VALUE!
VICTOR INSULATORS | VI57-2 | Y | VICTOR INSULATORS , VI57-2 |  |  | 19.21 | 2002-03-12 17:06 | Anjanece | 90 | 300 | #VALUE! | #VALUE!
VICTOR INSULATORS | VI57-2 | Y | VICTOR INSULATORS , VI57-2 |  |  | 20.94 | 2002-03-12 17:06 | Anjanece | 90 | 300 | #VALUE! | #VALUE!
VICTOR INSULATORS | VI57-2 | Y | VICTOR INSULATORS , VI57-2 |  |  | 21.34 | 2002-03-12 17:06 | Anjanece | 90 | 300 | #VALUE! | #VALUE!
VICTOR INSULATORS | VI57-2 | Y | VICTOR INSULATORS , VI57-2 |  |  | 22.89 | 2002-03-12 17:06 | Anjanece | 90 | 300 | #VALUE! | #VALUE!
VICTOR INSULATORS | VI57-2 | Y | VICTOR INSULATORS , VI57-2 |  |  | 23.6 | 2002-03-12 17:06 | Anjanece | 90 | 300 | #VALUE! | #VALUE!
VICTOR INSULATORS | VI57-2 | Y | VICTOR INSULATORS , VI57-2 |  |  | 25.15 | 2002-03-12 17:06 | Anjanece | 90 | 300 | #VALUE! | #VALUE!
VICTOR INSULATORS | VI57-2 | Y | VICTOR INSULATORS , VI57-2 |  | Storm Stores | 0 | 2018-04-16 10:26 | Anjanece |  | 300 | #VALUE! | #VALUE!
VICTOR INSULATORS | VI57-2 | Y | VICTOR INSULATORS , VI57-2 |  |  | 12.27 | 2018-04-16 10:26 | Anjanece |  | 300 | #VALUE! | #VALUE!
VICTOR INSULATORS | VI57-2 | Y | VICTOR INSULATORS , VI57-2 |  |  | 13.04 | 2018-04-16 10:26 | Anjanece |  | 300 | #VALUE! | #VALUE!
VICTOR INSULATORS | VI57-2 | Y | VICTOR INSULATORS , VI57-2 |  |  | 15.76 | 2018-04-16 10:26 | Anjanece |  | 300 | #VALUE! | #VALUE!
VICTOR INSULATORS | VI57-2 | Y | VICTOR INSULATORS , VI57-2 |  |  | 16.81 | 2018-04-16 10:26 | Anjanece |  | 300 | #VALUE! | #VALUE!
VICTOR INSULATORS | VI57-2 | Y | VICTOR INSULATORS , VI57-2 |  |  | 17.73 | 2018-04-16 10:26 | Anjanece |  | 300 | #VALUE! | #VALUE!
VICTOR INSULATORS | VI57-2 | Y | VICTOR INSULATORS , VI57-2 |  |  | 17.97 | 2018-04-16 10:26 | Anjanece |  | 300 | #VALUE! | #VALUE!
CHANCE | C903-1422 | Y | CHANCE , C903-1422 | JEA OVERHEAD DISTRIBUTION | CSC Stores | 24.05 | 2002-03-12 17:06 | Anjanece | 2 | 0 | #VALUE! | #VALUE!
CHANCE | C903-1422 | Y | CHANCE , C903-1422 |  |  | 28.85 | 2002-03-12 17:06 | Anjanece | 2 | 0 | #VALUE! | #VALUE!
CHANCE | C903-1422 | Y | CHANCE , C903-1422 |  |  | 29.56 | 2002-03-12 17:06 | Anjanece | 2 | 0 | #VALUE! | #VALUE!
CHANCE | C903-1422 | Y | CHANCE , C903-1422 |  |  | 30.64 | 2002-03-12 17:06 | Anjanece | 2 | 0 | #VALUE! | #VALUE!
CHANCE | C903-1422 | Y | CHANCE , C903-1422 |  |  | 33.24 | 2002-03-12 17:06 | Anjanece | 2 | 0 | #VALUE! | #VALUE!
CHANCE | C903-1422 | Y | CHANCE , C903-1422 |  |  | 33.29 | 2002-03-12 17:06 | Anjanece | 2 | 0 | #VALUE! | #VALUE!
CHANCE | C903-1422 | Y | CHANCE , C903-1422 |  |  | 33.31 | 2002-03-12 17:06 | Anjanece | 2 | 0 | #VALUE! | #VALUE!
CHANCE | C903-1422 | Y | CHANCE , C903-1422 |  |  | 33.32 | 2002-03-12 17:06 | Anjanece | 2 | 0 | #VALUE! | #VALUE!
CHANCE | C903-1422 | Y | CHANCE , C903-1422 |  |  | 33.34 | 2002-03-12 17:06 | Anjanece | 2 | 0 | #VALUE! | #VALUE!
CHANCE | C903-1422 | Y | CHANCE , C903-1422 |  |  | 33.38 | 2002-03-12 17:06 | Anjanece | 2 | 0 | #VALUE! | #VALUE!
CHANCE | C903-1422 | Y | CHANCE , C903-1422 |  |  | 33.47 | 2002-03-12 17:06 | Anjanece | 2 | 0 | #VALUE! | #VALUE!
CHANCE | C903-1422 | Y | CHANCE , C903-1422 |  |  | 33.71 | 2002-03-12 17:06 | Anjanece | 2 | 0 | #VALUE! | #VALUE!
CHANCE | C903-1422 | Y | CHANCE , C903-1422 |  |  | 33.73 | 2002-03-12 17:06 | Anjanece | 2 | 0 | #VALUE! | #VALUE!
CHANCE | C903-1422 | Y | CHANCE , C903-1422 |  |  | 35.17 | 2002-03-12 17:06 | Anjanece | 2 | 0 | #VALUE! | #VALUE!
CHANCE | C903-1422 | Y | CHANCE , C903-1422 |  |  | 36.11 | 2002-03-12 17:06 | Anjanece | 2 | 0 | #VALUE! | #VALUE!
CHANCE | C903-1422 | Y | CHANCE , C903-1422 |  | Storm Stores | 33.76 | 2022-09-27 12:20 | Anjanece |  | 0 | #VALUE! | #VALUE!
CHANCE | C903-1422 | Y | CHANCE , C903-1422 |  |  | 36.76 | 2022-09-27 12:20 | Anjanece |  | 0 | #VALUE! | #VALUE!
CHANCE | C903-1422 | Y | CHANCE , C903-1422 |  |  | 38.54 | 2022-09-27 12:20 | Anjanece |  | 0 | #VALUE! | #VALUE!
CHANCE | C903-1422 | Y | CHANCE , C903-1422 |  |  | 39.38 | 2022-09-27 12:20 | Anjanece |  | 0 | #VALUE! | #VALUE!
CHANCE | C903-1422 | Y | CHANCE , C903-1422 |  |  | 44.1 | 2022-09-27 12:20 | Anjanece |  | 0 | #VALUE! | #VALUE!
CHANCE | C903-1422 | Y | CHANCE , C903-1422 |  |  | 45.88 | 2022-09-27 12:20 | Anjanece |  | 0 | #VALUE! | #VALUE!
DULHUNTY POWER | DP57-12 | Y | DULHUNTY POWER , DP57-12 | JEA OVERHEAD DISTRIBUTION | CSC Stores | 24.05 | 2002-03-12 17:06 | Anjanece | 2 | 0 | #VALUE! | #VALUE!
DULHUNTY POWER | DP57-12 | Y | DULHUNTY POWER , DP57-12 |  |  | 28.85 | 2002-03-12 17:06 | Anjanece | 2 | 0 | #VALUE! | #VALUE!
DULHUNTY POWER | DP57-12 | Y | DULHUNTY POWER , DP57-12 |  |  | 29.56 | 2002-03-12 17:06 | Anjanece | 2 | 0 | #VALUE! | #VALUE!
DULHUNTY POWER | DP57-12 | Y | DULHUNTY POWER , DP57-12 |  |  | 30.64 | 2002-03-12 17:06 | Anjanece | 2 | 0 | #VALUE! | #VALUE!
DULHUNTY POWER | DP57-12 | Y | DULHUNTY POWER , DP57-12 |  |  | 33.24 | 2002-03-12 17:06 | Anjanece | 2 | 0 | #VALUE! | #VALUE!
DULHUNTY POWER | DP57-12 | Y | DULHUNTY POWER , DP57-12 |  |  | 33.29 | 2002-03-12 17:06 | Anjanece | 2 | 0 | #VALUE! | #VALUE!
DULHUNTY POWER | DP57-12 | Y | DULHUNTY POWER , DP57-12 |  |  | 33.31 | 2002-03-12 17:06 | Anjanece | 2 | 0 | #VALUE! | #VALUE!
DULHUNTY POWER | DP57-12 | Y | DULHUNTY POWER , DP57-12 |  |  | 33.32 | 2002-03-12 17:06 | Anjanece | 2 | 0 | #VALUE! | #VALUE!
DULHUNTY POWER | DP57-12 | Y | DULHUNTY POWER , DP57-12 |  |  | 33.34 | 2002-03-12 17:06 | Anjanece | 2 | 0 | #VALUE! | #VALUE!
DULHUNTY POWER | DP57-12 | Y | DULHUNTY POWER , DP57-12 |  |  | 33.38 | 2002-03-12 17:06 | Anjanece | 2 | 0 | #VALUE! | #VALUE!
DULHUNTY POWER | DP57-12 | Y | DULHUNTY POWER , DP57-12 |  |  | 33.47 | 2002-03-12 17:06 | Anjanece | 2 | 0 | #VALUE! | #VALUE!
DULHUNTY POWER | DP57-12 | Y | DULHUNTY POWER , DP57-12 |  |  | 33.71 | 2002-03-12 17:06 | Anjanece | 2 | 0 | #VALUE! | #VALUE!
DULHUNTY POWER | DP57-12 | Y | DULHUNTY POWER , DP57-12 |  |  | 33.73 | 2002-03-12 17:06 | Anjanece | 2 | 0 | #VALUE! | #VALUE!
DULHUNTY POWER | DP57-12 | Y | DULHUNTY POWER , DP57-12 |  |  | 35.17 | 2002-03-12 17:06 | Anjanece | 2 | 0 | #VALUE! | #VALUE!
DULHUNTY POWER | DP57-12 | Y | DULHUNTY POWER , DP57-12 |  |  | 36.11 | 2002-03-12 17:06 | Anjanece | 2 | 0 | #VALUE! | #VALUE!
DULHUNTY POWER | DP57-12 | Y | DULHUNTY POWER , DP57-12 |  | Storm Stores | 33.76 | 2022-09-27 12:20 | Anjanece |  | 0 | #VALUE! | #VALUE!
DULHUNTY POWER | DP57-12 | Y | DULHUNTY POWER , DP57-12 |  |  | 36.76 | 2022-09-27 12:20 | Anjanece |  | 0 | #VALUE! | #VALUE!
DULHUNTY POWER | DP57-12 | Y | DULHUNTY POWER , DP57-12 |  |  | 38.54 | 2022-09-27 12:20 | Anjanece |  | 0 | #VALUE! | #VALUE!
DULHUNTY POWER | DP57-12 | Y | DULHUNTY POWER , DP57-12 |  |  | 39.38 | 2022-09-27 12:20 | Anjanece |  | 0 | #VALUE! | #VALUE!
DULHUNTY POWER | DP57-12 | Y | DULHUNTY POWER , DP57-12 |  |  | 44.1 | 2022-09-27 12:20 | Anjanece |  | 0 | #VALUE! | #VALUE!
DULHUNTY POWER | DP57-12 | Y | DULHUNTY POWER , DP57-12 |  |  | 45.88 | 2022-09-27 12:20 | Anjanece |  | 0 | #VALUE! | #VALUE!
DULHUNTY POWER | DP57-12A | Y | DULHUNTY POWER , DP57-12A | JEA OVERHEAD DISTRIBUTION | CSC Stores | 24.05 | 2002-03-12 17:06 | Anjanece | 2 | 0 | #VALUE! | #VALUE!
DULHUNTY POWER | DP57-12A | Y | DULHUNTY POWER , DP57-12A |  |  | 28.85 | 2002-03-12 17:06 | Anjanece | 2 | 0 | #VALUE! | #VALUE!
DULHUNTY POWER | DP57-12A | Y | DULHUNTY POWER , DP57-12A |  |  | 29.56 | 2002-03-12 17:06 | Anjanece | 2 | 0 | #VALUE! | #VALUE!
DULHUNTY POWER | DP57-12A | Y | DULHUNTY POWER , DP57-12A |  |  | 30.64 | 2002-03-12 17:06 | Anjanece | 2 | 0 | #VALUE! | #VALUE!
DULHUNTY POWER | DP57-12A | Y | DULHUNTY POWER , DP57-12A |  |  | 33.24 | 2002-03-12 17:06 | Anjanece | 2 | 0 | #VALUE! | #VALUE!
DULHUNTY POWER | DP57-12A | Y | DULHUNTY POWER , DP57-12A |  |  | 33.29 | 2002-03-12 17:06 | Anjanece | 2 | 0 | #VALUE! | #VALUE!
DULHUNTY POWER | DP57-12A | Y | DULHUNTY POWER , DP57-12A |  |  | 33.31 | 2002-03-12 17:06 | Anjanece | 2 | 0 | #VALUE! | #VALUE!
DULHUNTY POWER | DP57-12A | Y | DULHUNTY POWER , DP57-12A |  |  | 33.32 | 2002-03-12 17:06 | Anjanece | 2 | 0 | #VALUE! | #VALUE!
DULHUNTY POWER | DP57-12A | Y | DULHUNTY POWER , DP57-12A |  |  | 33.34 | 2002-03-12 17:06 | Anjanece | 2 | 0 | #VALUE! | #VALUE!
DULHUNTY POWER | DP57-12A | Y | DULHUNTY POWER , DP57-12A |  |  | 33.38 | 2002-03-12 17:06 | Anjanece | 2 | 0 | #VALUE! | #VALUE!
DULHUNTY POWER | DP57-12A | Y | DULHUNTY POWER , DP57-12A |  |  | 33.47 | 2002-03-12 17:06 | Anjanece | 2 | 0 | #VALUE! | #VALUE!
DULHUNTY POWER | DP57-12A | Y | DULHUNTY POWER , DP57-12A |  |  | 33.71 | 2002-03-12 17:06 | Anjanece | 2 | 0 | #VALUE! | #VALUE!
DULHUNTY POWER | DP57-12A | Y | DULHUNTY POWER , DP57-12A |  |  | 33.73 | 2002-03-12 17:06 | Anjanece | 2 | 0 | #VALUE! | #VALUE!
DULHUNTY POWER | DP57-12A | Y | DULHUNTY POWER , DP57-12A |  |  | 35.17 | 2002-03-12 17:06 | Anjanece | 2 | 0 | #VALUE! | #VALUE!
DULHUNTY POWER | DP57-12A | Y | DULHUNTY POWER , DP57-12A |  |  | 36.11 | 2002-03-12 17:06 | Anjanece | 2 | 0 | #VALUE! | #VALUE!
DULHUNTY POWER | DP57-12A | Y | DULHUNTY POWER , DP57-12A |  | Storm Stores | 33.76 | 2022-09-27 12:20 | Anjanece |  | 0 | #VALUE! | #VALUE!
DULHUNTY POWER | DP57-12A | Y | DULHUNTY POWER , DP57-12A |  |  | 36.76 | 2022-09-27 12:20 | Anjanece |  | 0 | #VALUE! | #VALUE!
DULHUNTY POWER | DP57-12A | Y | DULHUNTY POWER , DP57-12A |  |  | 38.54 | 2022-09-27 12:20 | Anjanece |  | 0 | #VALUE! | #VALUE!
DULHUNTY POWER | DP57-12A | Y | DULHUNTY POWER , DP57-12A |  |  | 39.38 | 2022-09-27 12:20 | Anjanece |  | 0 | #VALUE! | #VALUE!
DULHUNTY POWER | DP57-12A | Y | DULHUNTY POWER , DP57-12A |  |  | 44.1 | 2022-09-27 12:20 | Anjanece |  | 0 | #VALUE! | #VALUE!
DULHUNTY POWER | DP57-12A | Y | DULHUNTY POWER , DP57-12A |  |  | 45.88 | 2022-09-27 12:20 | Anjanece |  | 0 | #VALUE! | #VALUE!
GAMMA | 4235LN-70 | Y | GAMMA , 4235LN-70 | JEA OVERHEAD DISTRIBUTION | CSC Stores | 24.05 | 2002-03-12 17:06 | Anjanece | 2 | 0 | #VALUE! | #VALUE!
GAMMA | 4235LN-70 | Y | GAMMA , 4235LN-70 |  |  | 28.85 | 2002-03-12 17:06 | Anjanece | 2 | 0 | #VALUE! | #VALUE!
GAMMA | 4235LN-70 | Y | GAMMA , 4235LN-70 |  |  | 29.56 | 2002-03-12 17:06 | Anjanece | 2 | 0 | #VALUE! | #VALUE!
GAMMA | 4235LN-70 | Y | GAMMA , 4235LN-70 |  |  | 30.64 | 2002-03-12 17:06 | Anjanece | 2 | 0 | #VALUE! | #VALUE!
GAMMA | 4235LN-70 | Y | GAMMA , 4235LN-70 |  |  | 33.24 | 2002-03-12 17:06 | Anjanece | 2 | 0 | #VALUE! | #VALUE!
GAMMA | 4235LN-70 | Y | GAMMA , 4235LN-70 |  |  | 33.29 | 2002-03-12 17:06 | Anjanece | 2 | 0 | #VALUE! | #VALUE!
GAMMA | 4235LN-70 | Y | GAMMA , 4235LN-70 |  |  | 33.31 | 2002-03-12 17:06 | Anjanece | 2 | 0 | #VALUE! | #VALUE!
GAMMA | 4235LN-70 | Y | GAMMA , 4235LN-70 |  |  | 33.32 | 2002-03-12 17:06 | Anjanece | 2 | 0 | #VALUE! | #VALUE!
GAMMA | 4235LN-70 | Y | GAMMA , 4235LN-70 |  |  | 33.34 | 2002-03-12 17:06 | Anjanece | 2 | 0 | #VALUE! | #VALUE!
GAMMA | 4235LN-70 | Y | GAMMA , 4235LN-70 |  |  | 33.38 | 2002-03-12 17:06 | Anjanece | 2 | 0 | #VALUE! | #VALUE!
GAMMA | 4235LN-70 | Y | GAMMA , 4235LN-70 |  |  | 33.47 | 2002-03-12 17:06 | Anjanece | 2 | 0 | #VALUE! | #VALUE!
GAMMA | 4235LN-70 | Y | GAMMA , 4235LN-70 |  |  | 33.71 | 2002-03-12 17:06 | Anjanece | 2 | 0 | #VALUE! | #VALUE!
GAMMA | 4235LN-70 | Y | GAMMA , 4235LN-70 |  |  | 33.73 | 2002-03-12 17:06 | Anjanece | 2 | 0 | #VALUE! | #VALUE!
GAMMA | 4235LN-70 | Y | GAMMA , 4235LN-70 |  |  | 35.17 | 2002-03-12 17:06 | Anjanece | 2 | 0 | #VALUE! | #VALUE!
GAMMA | 4235LN-70 | Y | GAMMA , 4235LN-70 |  |  | 36.11 | 2002-03-12 17:06 | Anjanece | 2 | 0 | #VALUE! | #VALUE!
GAMMA | 4235LN-70 | Y | GAMMA , 4235LN-70 |  | Storm Stores | 33.76 | 2022-09-27 12:20 | Anjanece |  | 0 | #VALUE! | #VALUE!
GAMMA | 4235LN-70 | Y | GAMMA , 4235LN-70 |  |  | 36.76 | 2022-09-27 12:20 | Anjanece |  | 0 | #VALUE! | #VALUE!
GAMMA | 4235LN-70 | Y | GAMMA , 4235LN-70 |  |  | 38.54 | 2022-09-27 12:20 | Anjanece |  | 0 | #VALUE! | #VALUE!
GAMMA | 4235LN-70 | Y | GAMMA , 4235LN-70 |  |  | 39.38 | 2022-09-27 12:20 | Anjanece |  | 0 | #VALUE! | #VALUE!
GAMMA | 4235LN-70 | Y | GAMMA , 4235LN-70 |  |  | 44.1 | 2022-09-27 12:20 | Anjanece |  | 0 | #VALUE! | #VALUE!
GAMMA | 4235LN-70 | Y | GAMMA , 4235LN-70 |  |  | 45.88 | 2022-09-27 12:20 | Anjanece |  | 0 | #VALUE! | #VALUE!
LAPP | 4235-70 | Y | LAPP , 4235-70 | JEA OVERHEAD DISTRIBUTION | CSC Stores | 24.05 | 2002-03-12 17:06 | Anjanece | 2 | 0 | #VALUE! | #VALUE!
LAPP | 4235-70 | Y | LAPP , 4235-70 |  |  | 28.85 | 2002-03-12 17:06 | Anjanece | 2 | 0 | #VALUE! | #VALUE!
LAPP | 4235-70 | Y | LAPP , 4235-70 |  |  | 29.56 | 2002-03-12 17:06 | Anjanece | 2 | 0 | #VALUE! | #VALUE!
LAPP | 4235-70 | Y | LAPP , 4235-70 |  |  | 30.64 | 2002-03-12 17:06 | Anjanece | 2 | 0 | #VALUE! | #VALUE!
LAPP | 4235-70 | Y | LAPP , 4235-70 |  |  | 33.24 | 2002-03-12 17:06 | Anjanece | 2 | 0 | #VALUE! | #VALUE!
LAPP | 4235-70 | Y | LAPP , 4235-70 |  |  | 33.29 | 2002-03-12 17:06 | Anjanece | 2 | 0 | #VALUE! | #VALUE!
LAPP | 4235-70 | Y | LAPP , 4235-70 |  |  | 33.31 | 2002-03-12 17:06 | Anjanece | 2 | 0 | #VALUE! | #VALUE!
LAPP | 4235-70 | Y | LAPP , 4235-70 |  |  | 33.32 | 2002-03-12 17:06 | Anjanece | 2 | 0 | #VALUE! | #VALUE!
LAPP | 4235-70 | Y | LAPP , 4235-70 |  |  | 33.34 | 2002-03-12 17:06 | Anjanece | 2 | 0 | #VALUE! | #VALUE!
LAPP | 4235-70 | Y | LAPP , 4235-70 |  |  | 33.38 | 2002-03-12 17:06 | Anjanece | 2 | 0 | #VALUE! | #VALUE!
LAPP | 4235-70 | Y | LAPP , 4235-70 |  |  | 33.47 | 2002-03-12 17:06 | Anjanece | 2 | 0 | #VALUE! | #VALUE!
LAPP | 4235-70 | Y | LAPP , 4235-70 |  |  | 33.71 | 2002-03-12 17:06 | Anjanece | 2 | 0 | #VALUE! | #VALUE!
LAPP | 4235-70 | Y | LAPP , 4235-70 |  |  | 33.73 | 2002-03-12 17:06 | Anjanece | 2 | 0 | #VALUE! | #VALUE!
LAPP | 4235-70 | Y | LAPP , 4235-70 |  |  | 35.17 | 2002-03-12 17:06 | Anjanece | 2 | 0 | #VALUE! | #VALUE!
LAPP | 4235-70 | Y | LAPP , 4235-70 |  |  | 36.11 | 2002-03-12 17:06 | Anjanece | 2 | 0 | #VALUE! | #VALUE!
LAPP | 4235-70 | Y | LAPP , 4235-70 |  | Storm Stores | 33.76 | 2022-09-27 12:20 | Anjanece |  | 0 | #VALUE! | #VALUE!
LAPP | 4235-70 | Y | LAPP , 4235-70 |  |  | 36.76 | 2022-09-27 12:20 | Anjanece |  | 0 | #VALUE! | #VALUE!
LAPP | 4235-70 | Y | LAPP , 4235-70 |  |  | 38.54 | 2022-09-27 12:20 | Anjanece |  | 0 | #VALUE! | #VALUE!
LAPP | 4235-70 | Y | LAPP , 4235-70 |  |  | 39.38 | 2022-09-27 12:20 | Anjanece |  | 0 | #VALUE! | #VALUE!
LAPP | 4235-70 | Y | LAPP , 4235-70 |  |  | 44.1 | 2022-09-27 12:20 | Anjanece |  | 0 | #VALUE! | #VALUE!
LAPP | 4235-70 | Y | LAPP , 4235-70 |  |  | 45.88 | 2022-09-27 12:20 | Anjanece |  | 0 | #VALUE! | #VALUE!
MC GRAW EDISON | NL58537M8 | Y | MC GRAW EDISON , NL58537M8 | JEA OVERHEAD DISTRIBUTION | CSC Stores | 24.05 | 2002-03-12 17:06 | Anjanece | 2 | 0 | #VALUE! | #VALUE!
MC GRAW EDISON | NL58537M8 | Y | MC GRAW EDISON , NL58537M8 |  |  | 28.85 | 2002-03-12 17:06 | Anjanece | 2 | 0 | #VALUE! | #VALUE!
MC GRAW EDISON | NL58537M8 | Y | MC GRAW EDISON , NL58537M8 |  |  | 29.56 | 2002-03-12 17:06 | Anjanece | 2 | 0 | #VALUE! | #VALUE!
MC GRAW EDISON | NL58537M8 | Y | MC GRAW EDISON , NL58537M8 |  |  | 30.64 | 2002-03-12 17:06 | Anjanece | 2 | 0 | #VALUE! | #VALUE!
MC GRAW EDISON | NL58537M8 | Y | MC GRAW EDISON , NL58537M8 |  |  | 33.24 | 2002-03-12 17:06 | Anjanece | 2 | 0 | #VALUE! | #VALUE!
MC GRAW EDISON | NL58537M8 | Y | MC GRAW EDISON , NL58537M8 |  |  | 33.29 | 2002-03-12 17:06 | Anjanece | 2 | 0 | #VALUE! | #VALUE!
MC GRAW EDISON | NL58537M8 | Y | MC GRAW EDISON , NL58537M8 |  |  | 33.31 | 2002-03-12 17:06 | Anjanece | 2 | 0 | #VALUE! | #VALUE!
MC GRAW EDISON | NL58537M8 | Y | MC GRAW EDISON , NL58537M8 |  |  | 33.32 | 2002-03-12 17:06 | Anjanece | 2 | 0 | #VALUE! | #VALUE!
MC GRAW EDISON | NL58537M8 | Y | MC GRAW EDISON , NL58537M8 |  |  | 33.34 | 2002-03-12 17:06 | Anjanece | 2 | 0 | #VALUE! | #VALUE!
MC GRAW EDISON | NL58537M8 | Y | MC GRAW EDISON , NL58537M8 |  |  | 33.38 | 2002-03-12 17:06 | Anjanece | 2 | 0 | #VALUE! | #VALUE!
MC GRAW EDISON | NL58537M8 | Y | MC GRAW EDISON , NL58537M8 |  |  | 33.47 | 2002-03-12 17:06 | Anjanece | 2 | 0 | #VALUE! | #VALUE!
MC GRAW EDISON | NL58537M8 | Y | MC GRAW EDISON , NL58537M8 |  |  | 33.71 | 2002-03-12 17:06 | Anjanece | 2 | 0 | #VALUE! | #VALUE!
MC GRAW EDISON | NL58537M8 | Y | MC GRAW EDISON , NL58537M8 |  |  | 33.73 | 2002-03-12 17:06 | Anjanece | 2 | 0 | #VALUE! | #VALUE!
MC GRAW EDISON | NL58537M8 | Y | MC GRAW EDISON , NL58537M8 |  |  | 35.17 | 2002-03-12 17:06 | Anjanece | 2 | 0 | #VALUE! | #VALUE!
MC GRAW EDISON | NL58537M8 | Y | MC GRAW EDISON , NL58537M8 |  |  | 36.11 | 2002-03-12 17:06 | Anjanece | 2 | 0 | #VALUE! | #VALUE!
MC GRAW EDISON | NL58537M8 | Y | MC GRAW EDISON , NL58537M8 |  | Storm Stores | 33.76 | 2022-09-27 12:20 | Anjanece |  | 0 | #VALUE! | #VALUE!
MC GRAW EDISON | NL58537M8 | Y | MC GRAW EDISON , NL58537M8 |  |  | 36.76 | 2022-09-27 12:20 | Anjanece |  | 0 | #VALUE! | #VALUE!
MC GRAW EDISON | NL58537M8 | Y | MC GRAW EDISON , NL58537M8 |  |  | 38.54 | 2022-09-27 12:20 | Anjanece |  | 0 | #VALUE! | #VALUE!
MC GRAW EDISON | NL58537M8 | Y | MC GRAW EDISON , NL58537M8 |  |  | 39.38 | 2022-09-27 12:20 | Anjanece |  | 0 | #VALUE! | #VALUE!
MC GRAW EDISON | NL58537M8 | Y | MC GRAW EDISON , NL58537M8 |  |  | 44.1 | 2022-09-27 12:20 | Anjanece |  | 0 | #VALUE! | #VALUE!
MC GRAW EDISON | NL58537M8 | Y | MC GRAW EDISON , NL58537M8 |  |  | 45.88 | 2022-09-27 12:20 | Anjanece |  | 0 | #VALUE! | #VALUE!
NEWELL | 43930-7001 | Y | NEWELL , 43930-7001 | JEA OVERHEAD DISTRIBUTION | CSC Stores | 24.05 | 2002-03-12 17:06 | Anjanece | 2 | 0 | #VALUE! | #VALUE!
NEWELL | 43930-7001 | Y | NEWELL , 43930-7001 |  |  | 28.85 | 2002-03-12 17:06 | Anjanece | 2 | 0 | #VALUE! | #VALUE!
NEWELL | 43930-7001 | Y | NEWELL , 43930-7001 |  |  | 29.56 | 2002-03-12 17:06 | Anjanece | 2 | 0 | #VALUE! | #VALUE!
NEWELL | 43930-7001 | Y | NEWELL , 43930-7001 |  |  | 30.64 | 2002-03-12 17:06 | Anjanece | 2 | 0 | #VALUE! | #VALUE!
NEWELL | 43930-7001 | Y | NEWELL , 43930-7001 |  |  | 33.24 | 2002-03-12 17:06 | Anjanece | 2 | 0 | #VALUE! | #VALUE!
NEWELL | 43930-7001 | Y | NEWELL , 43930-7001 |  |  | 33.29 | 2002-03-12 17:06 | Anjanece | 2 | 0 | #VALUE! | #VALUE!
NEWELL | 43930-7001 | Y | NEWELL , 43930-7001 |  |  | 33.31 | 2002-03-12 17:06 | Anjanece | 2 | 0 | #VALUE! | #VALUE!
NEWELL | 43930-7001 | Y | NEWELL , 43930-7001 |  |  | 33.32 | 2002-03-12 17:06 | Anjanece | 2 | 0 | #VALUE! | #VALUE!
NEWELL | 43930-7001 | Y | NEWELL , 43930-7001 |  |  | 33.34 | 2002-03-12 17:06 | Anjanece | 2 | 0 | #VALUE! | #VALUE!
NEWELL | 43930-7001 | Y | NEWELL , 43930-7001 |  |  | 33.38 | 2002-03-12 17:06 | Anjanece | 2 | 0 | #VALUE! | #VALUE!
NEWELL | 43930-7001 | Y | NEWELL , 43930-7001 |  |  | 33.47 | 2002-03-12 17:06 | Anjanece | 2 | 0 | #VALUE! | #VALUE!
NEWELL | 43930-7001 | Y | NEWELL , 43930-7001 |  |  | 33.71 | 2002-03-12 17:06 | Anjanece | 2 | 0 | #VALUE! | #VALUE!
NEWELL | 43930-7001 | Y | NEWELL , 43930-7001 |  |  | 33.73 | 2002-03-12 17:06 | Anjanece | 2 | 0 | #VALUE! | #VALUE!
NEWELL | 43930-7001 | Y | NEWELL , 43930-7001 |  |  | 35.17 | 2002-03-12 17:06 | Anjanece | 2 | 0 | #VALUE! | #VALUE!
NEWELL | 43930-7001 | Y | NEWELL , 43930-7001 |  |  | 36.11 | 2002-03-12 17:06 | Anjanece | 2 | 0 | #VALUE! | #VALUE!
NEWELL | 43930-7001 | Y | NEWELL , 43930-7001 |  | Storm Stores | 33.76 | 2022-09-27 12:20 | Anjanece |  | 0 | #VALUE! | #VALUE!
NEWELL | 43930-7001 | Y | NEWELL , 43930-7001 |  |  | 36.76 | 2022-09-27 12:20 | Anjanece |  | 0 | #VALUE! | #VALUE!
NEWELL | 43930-7001 | Y | NEWELL , 43930-7001 |  |  | 38.54 | 2022-09-27 12:20 | Anjanece |  | 0 | #VALUE! | #VALUE!
NEWELL | 43930-7001 | Y | NEWELL , 43930-7001 |  |  | 39.38 | 2022-09-27 12:20 | Anjanece |  | 0 | #VALUE! | #VALUE!
NEWELL | 43930-7001 | Y | NEWELL , 43930-7001 |  |  | 44.1 | 2022-09-27 12:20 | Anjanece |  | 0 | #VALUE! | #VALUE!
NEWELL | 43930-7001 | Y | NEWELL , 43930-7001 |  |  | 45.88 | 2022-09-27 12:20 | Anjanece |  | 0 | #VALUE! | #VALUE!
NGK | DA-55011Y-LG | Y | NGK , DA-55011Y-LG | JEA OVERHEAD DISTRIBUTION | CSC Stores | 24.05 | 2002-03-12 17:06 | Anjanece | 2 | 0 | #VALUE! | #VALUE!
NGK | DA-55011Y-LG | Y | NGK , DA-55011Y-LG |  |  | 28.85 | 2002-03-12 17:06 | Anjanece | 2 | 0 | #VALUE! | #VALUE!
NGK | DA-55011Y-LG | Y | NGK , DA-55011Y-LG |  |  | 29.56 | 2002-03-12 17:06 | Anjanece | 2 | 0 | #VALUE! | #VALUE!
NGK | DA-55011Y-LG | Y | NGK , DA-55011Y-LG |  |  | 30.64 | 2002-03-12 17:06 | Anjanece | 2 | 0 | #VALUE! | #VALUE!
NGK | DA-55011Y-LG | Y | NGK , DA-55011Y-LG |  |  | 33.24 | 2002-03-12 17:06 | Anjanece | 2 | 0 | #VALUE! | #VALUE!
NGK | DA-55011Y-LG | Y | NGK , DA-55011Y-LG |  |  | 33.29 | 2002-03-12 17:06 | Anjanece | 2 | 0 | #VALUE! | #VALUE!
NGK | DA-55011Y-LG | Y | NGK , DA-55011Y-LG |  |  | 33.31 | 2002-03-12 17:06 | Anjanece | 2 | 0 | #VALUE! | #VALUE!
NGK | DA-55011Y-LG | Y | NGK , DA-55011Y-LG |  |  | 33.32 | 2002-03-12 17:06 | Anjanece | 2 | 0 | #VALUE! | #VALUE!
NGK | DA-55011Y-LG | Y | NGK , DA-55011Y-LG |  |  | 33.34 | 2002-03-12 17:06 | Anjanece | 2 | 0 | #VALUE! | #VALUE!
NGK | DA-55011Y-LG | Y | NGK , DA-55011Y-LG |  |  | 33.38 | 2002-03-12 17:06 | Anjanece | 2 | 0 | #VALUE! | #VALUE!
NGK | DA-55011Y-LG | Y | NGK , DA-55011Y-LG |  |  | 33.47 | 2002-03-12 17:06 | Anjanece | 2 | 0 | #VALUE! | #VALUE!
NGK | DA-55011Y-LG | Y | NGK , DA-55011Y-LG |  |  | 33.71 | 2002-03-12 17:06 | Anjanece | 2 | 0 | #VALUE! | #VALUE!
NGK | DA-55011Y-LG | Y | NGK , DA-55011Y-LG |  |  | 33.73 | 2002-03-12 17:06 | Anjanece | 2 | 0 | #VALUE! | #VALUE!
NGK | DA-55011Y-LG | Y | NGK , DA-55011Y-LG |  |  | 35.17 | 2002-03-12 17:06 | Anjanece | 2 | 0 | #VALUE! | #VALUE!
NGK | DA-55011Y-LG | Y | NGK , DA-55011Y-LG |  |  | 36.11 | 2002-03-12 17:06 | Anjanece | 2 | 0 | #VALUE! | #VALUE!
NGK | DA-55011Y-LG | Y | NGK , DA-55011Y-LG |  | Storm Stores | 33.76 | 2022-09-27 12:20 | Anjanece |  | 0 | #VALUE! | #VALUE!
NGK | DA-55011Y-LG | Y | NGK , DA-55011Y-LG |  |  | 36.76 | 2022-09-27 12:20 | Anjanece |  | 0 | #VALUE! | #VALUE!
NGK | DA-55011Y-LG | Y | NGK , DA-55011Y-LG |  |  | 38.54 | 2022-09-27 12:20 | Anjanece |  | 0 | #VALUE! | #VALUE!
NGK | DA-55011Y-LG | Y | NGK , DA-55011Y-LG |  |  | 39.38 | 2022-09-27 12:20 | Anjanece |  | 0 | #VALUE! | #VALUE!
NGK | DA-55011Y-LG | Y | NGK , DA-55011Y-LG |  |  | 44.1 | 2022-09-27 12:20 | Anjanece |  | 0 | #VALUE! | #VALUE!
NGK | DA-55011Y-LG | Y | NGK , DA-55011Y-LG |  |  | 45.88 | 2022-09-27 12:20 | Anjanece |  | 0 | #VALUE! | #VALUE!
PORCELAIN PRODUCTS CO. | 5335 | Y | PORCELAIN PRODUCTS CO. , 5335 | JEA OVERHEAD DISTRIBUTION | CSC Stores | 24.05 | 2002-03-12 17:06 | Anjanece | 2 | 0 | #VALUE! | #VALUE!
PORCELAIN PRODUCTS CO. | 5335 | Y | PORCELAIN PRODUCTS CO. , 5335 |  |  | 28.85 | 2002-03-12 17:06 | Anjanece | 2 | 0 | #VALUE! | #VALUE!
PORCELAIN PRODUCTS CO. | 5335 | Y | PORCELAIN PRODUCTS CO. , 5335 |  |  | 29.56 | 2002-03-12 17:06 | Anjanece | 2 | 0 | #VALUE! | #VALUE!
PORCELAIN PRODUCTS CO. | 5335 | Y | PORCELAIN PRODUCTS CO. , 5335 |  |  | 30.64 | 2002-03-12 17:06 | Anjanece | 2 | 0 | #VALUE! | #VALUE!
PORCELAIN PRODUCTS CO. | 5335 | Y | PORCELAIN PRODUCTS CO. , 5335 |  |  | 33.24 | 2002-03-12 17:06 | Anjanece | 2 | 0 | #VALUE! | #VALUE!
PORCELAIN PRODUCTS CO. | 5335 | Y | PORCELAIN PRODUCTS CO. , 5335 |  |  | 33.29 | 2002-03-12 17:06 | Anjanece | 2 | 0 | #VALUE! | #VALUE!
PORCELAIN PRODUCTS CO. | 5335 | Y | PORCELAIN PRODUCTS CO. , 5335 |  |  | 33.31 | 2002-03-12 17:06 | Anjanece | 2 | 0 | #VALUE! | #VALUE!
PORCELAIN PRODUCTS CO. | 5335 | Y | PORCELAIN PRODUCTS CO. , 5335 |  |  | 33.32 | 2002-03-12 17:06 | Anjanece | 2 | 0 | #VALUE! | #VALUE!
PORCELAIN PRODUCTS CO. | 5335 | Y | PORCELAIN PRODUCTS CO. , 5335 |  |  | 33.34 | 2002-03-12 17:06 | Anjanece | 2 | 0 | #VALUE! | #VALUE!
PORCELAIN PRODUCTS CO. | 5335 | Y | PORCELAIN PRODUCTS CO. , 5335 |  |  | 33.38 | 2002-03-12 17:06 | Anjanece | 2 | 0 | #VALUE! | #VALUE!
PORCELAIN PRODUCTS CO. | 5335 | Y | PORCELAIN PRODUCTS CO. , 5335 |  |  | 33.47 | 2002-03-12 17:06 | Anjanece | 2 | 0 | #VALUE! | #VALUE!
PORCELAIN PRODUCTS CO. | 5335 | Y | PORCELAIN PRODUCTS CO. , 5335 |  |  | 33.71 | 2002-03-12 17:06 | Anjanece | 2 | 0 | #VALUE! | #VALUE!
PORCELAIN PRODUCTS CO. | 5335 | Y | PORCELAIN PRODUCTS CO. , 5335 |  |  | 33.73 | 2002-03-12 17:06 | Anjanece | 2 | 0 | #VALUE! | #VALUE!
PORCELAIN PRODUCTS CO. | 5335 | Y | PORCELAIN PRODUCTS CO. , 5335 |  |  | 35.17 | 2002-03-12 17:06 | Anjanece | 2 | 0 | #VALUE! | #VALUE!
PORCELAIN PRODUCTS CO. | 5335 | Y | PORCELAIN PRODUCTS CO. , 5335 |  |  | 36.11 | 2002-03-12 17:06 | Anjanece | 2 | 0 | #VALUE! | #VALUE!
PORCELAIN PRODUCTS CO. | 5335 | Y | PORCELAIN PRODUCTS CO. , 5335 |  | Storm Stores | 33.76 | 2022-09-27 12:20 | Anjanece |  | 0 | #VALUE! | #VALUE!
PORCELAIN PRODUCTS CO. | 5335 | Y | PORCELAIN PRODUCTS CO. , 5335 |  |  | 36.76 | 2022-09-27 12:20 | Anjanece |  | 0 | #VALUE! | #VALUE!
PORCELAIN PRODUCTS CO. | 5335 | Y | PORCELAIN PRODUCTS CO. , 5335 |  |  | 38.54 | 2022-09-27 12:20 | Anjanece |  | 0 | #VALUE! | #VALUE!
PORCELAIN PRODUCTS CO. | 5335 | Y | PORCELAIN PRODUCTS CO. , 5335 |  |  | 39.38 | 2022-09-27 12:20 | Anjanece |  | 0 | #VALUE! | #VALUE!
PORCELAIN PRODUCTS CO. | 5335 | Y | PORCELAIN PRODUCTS CO. , 5335 |  |  | 44.1 | 2022-09-27 12:20 | Anjanece |  | 0 | #VALUE! | #VALUE!
PORCELAIN PRODUCTS CO. | 5335 | Y | PORCELAIN PRODUCTS CO. , 5335 |  |  | 45.88 | 2022-09-27 12:20 | Anjanece |  | 0 | #VALUE! | #VALUE!
POWERLINE HARDWARE CO. | P57-12G | Y | POWERLINE HARDWARE CO. , P57-12G | JEA OVERHEAD DISTRIBUTION | CSC Stores | 24.05 | 2002-03-12 17:06 | Anjanece | 2 | 0 | #VALUE! | #VALUE!
POWERLINE HARDWARE CO. | P57-12G | Y | POWERLINE HARDWARE CO. , P57-12G |  |  | 28.85 | 2002-03-12 17:06 | Anjanece | 2 | 0 | #VALUE! | #VALUE!
POWERLINE HARDWARE CO. | P57-12G | Y | POWERLINE HARDWARE CO. , P57-12G |  |  | 29.56 | 2002-03-12 17:06 | Anjanece | 2 | 0 | #VALUE! | #VALUE!
POWERLINE HARDWARE CO. | P57-12G | Y | POWERLINE HARDWARE CO. , P57-12G |  |  | 30.64 | 2002-03-12 17:06 | Anjanece | 2 | 0 | #VALUE! | #VALUE!
POWERLINE HARDWARE CO. | P57-12G | Y | POWERLINE HARDWARE CO. , P57-12G |  |  | 33.24 | 2002-03-12 17:06 | Anjanece | 2 | 0 | #VALUE! | #VALUE!
POWERLINE HARDWARE CO. | P57-12G | Y | POWERLINE HARDWARE CO. , P57-12G |  |  | 33.29 | 2002-03-12 17:06 | Anjanece | 2 | 0 | #VALUE! | #VALUE!
POWERLINE HARDWARE CO. | P57-12G | Y | POWERLINE HARDWARE CO. , P57-12G |  |  | 33.31 | 2002-03-12 17:06 | Anjanece | 2 | 0 | #VALUE! | #VALUE!
POWERLINE HARDWARE CO. | P57-12G | Y | POWERLINE HARDWARE CO. , P57-12G |  |  | 33.32 | 2002-03-12 17:06 | Anjanece | 2 | 0 | #VALUE! | #VALUE!
POWERLINE HARDWARE CO. | P57-12G | Y | POWERLINE HARDWARE CO. , P57-12G |  |  | 33.34 | 2002-03-12 17:06 | Anjanece | 2 | 0 | #VALUE! | #VALUE!
POWERLINE HARDWARE CO. | P57-12G | Y | POWERLINE HARDWARE CO. , P57-12G |  |  | 33.38 | 2002-03-12 17:06 | Anjanece | 2 | 0 | #VALUE! | #VALUE!
POWERLINE HARDWARE CO. | P57-12G | Y | POWERLINE HARDWARE CO. , P57-12G |  |  | 33.47 | 2002-03-12 17:06 | Anjanece | 2 | 0 | #VALUE! | #VALUE!
POWERLINE HARDWARE CO. | P57-12G | Y | POWERLINE HARDWARE CO. , P57-12G |  |  | 33.71 | 2002-03-12 17:06 | Anjanece | 2 | 0 | #VALUE! | #VALUE!
POWERLINE HARDWARE CO. | P57-12G | Y | POWERLINE HARDWARE CO. , P57-12G |  |  | 33.73 | 2002-03-12 17:06 | Anjanece | 2 | 0 | #VALUE! | #VALUE!
POWERLINE HARDWARE CO. | P57-12G | Y | POWERLINE HARDWARE CO. , P57-12G |  |  | 35.17 | 2002-03-12 17:06 | Anjanece | 2 | 0 | #VALUE! | #VALUE!
POWERLINE HARDWARE CO. | P57-12G | Y | POWERLINE HARDWARE CO. , P57-12G |  |  | 36.11 | 2002-03-12 17:06 | Anjanece | 2 | 0 | #VALUE! | #VALUE!
POWERLINE HARDWARE CO. | P57-12G | Y | POWERLINE HARDWARE CO. , P57-12G |  | Storm Stores | 33.76 | 2022-09-27 12:20 | Anjanece |  | 0 | #VALUE! | #VALUE!
POWERLINE HARDWARE CO. | P57-12G | Y | POWERLINE HARDWARE CO. , P57-12G |  |  | 36.76 | 2022-09-27 12:20 | Anjanece |  | 0 | #VALUE! | #VALUE!
POWERLINE HARDWARE CO. | P57-12G | Y | POWERLINE HARDWARE CO. , P57-12G |  |  | 38.54 | 2022-09-27 12:20 | Anjanece |  | 0 | #VALUE! | #VALUE!
POWERLINE HARDWARE CO. | P57-12G | Y | POWERLINE HARDWARE CO. , P57-12G |  |  | 39.38 | 2022-09-27 12:20 | Anjanece |  | 0 | #VALUE! | #VALUE!
POWERLINE HARDWARE CO. | P57-12G | Y | POWERLINE HARDWARE CO. , P57-12G |  |  | 44.1 | 2022-09-27 12:20 | Anjanece |  | 0 | #VALUE! | #VALUE!
POWERLINE HARDWARE CO. | P57-12G | Y | POWERLINE HARDWARE CO. , P57-12G |  |  | 45.88 | 2022-09-27 12:20 | Anjanece |  | 0 | #VALUE! | #VALUE!
SANTANA INSULATORS INC. | PL-21253 | Y | SANTANA INSULATORS INC. , PL-21253 | JEA OVERHEAD DISTRIBUTION | CSC Stores | 24.05 | 2002-03-12 17:06 | Anjanece | 2 | 0 | #VALUE! | #VALUE!
SANTANA INSULATORS INC. | PL-21253 | Y | SANTANA INSULATORS INC. , PL-21253 |  |  | 28.85 | 2002-03-12 17:06 | Anjanece | 2 | 0 | #VALUE! | #VALUE!
SANTANA INSULATORS INC. | PL-21253 | Y | SANTANA INSULATORS INC. , PL-21253 |  |  | 29.56 | 2002-03-12 17:06 | Anjanece | 2 | 0 | #VALUE! | #VALUE!
SANTANA INSULATORS INC. | PL-21253 | Y | SANTANA INSULATORS INC. , PL-21253 |  |  | 30.64 | 2002-03-12 17:06 | Anjanece | 2 | 0 | #VALUE! | #VALUE!
SANTANA INSULATORS INC. | PL-21253 | Y | SANTANA INSULATORS INC. , PL-21253 |  |  | 33.24 | 2002-03-12 17:06 | Anjanece | 2 | 0 | #VALUE! | #VALUE!
SANTANA INSULATORS INC. | PL-21253 | Y | SANTANA INSULATORS INC. , PL-21253 |  |  | 33.29 | 2002-03-12 17:06 | Anjanece | 2 | 0 | #VALUE! | #VALUE!
SANTANA INSULATORS INC. | PL-21253 | Y | SANTANA INSULATORS INC. , PL-21253 |  |  | 33.31 | 2002-03-12 17:06 | Anjanece | 2 | 0 | #VALUE! | #VALUE!
SANTANA INSULATORS INC. | PL-21253 | Y | SANTANA INSULATORS INC. , PL-21253 |  |  | 33.32 | 2002-03-12 17:06 | Anjanece | 2 | 0 | #VALUE! | #VALUE!
SANTANA INSULATORS INC. | PL-21253 | Y | SANTANA INSULATORS INC. , PL-21253 |  |  | 33.34 | 2002-03-12 17:06 | Anjanece | 2 | 0 | #VALUE! | #VALUE!
SANTANA INSULATORS INC. | PL-21253 | Y | SANTANA INSULATORS INC. , PL-21253 |  |  | 33.38 | 2002-03-12 17:06 | Anjanece | 2 | 0 | #VALUE! | #VALUE!
SANTANA INSULATORS INC. | PL-21253 | Y | SANTANA INSULATORS INC. , PL-21253 |  |  | 33.47 | 2002-03-12 17:06 | Anjanece | 2 | 0 | #VALUE! | #VALUE!
SANTANA INSULATORS INC. | PL-21253 | Y | SANTANA INSULATORS INC. , PL-21253 |  |  | 33.71 | 2002-03-12 17:06 | Anjanece | 2 | 0 | #VALUE! | #VALUE!
SANTANA INSULATORS INC. | PL-21253 | Y | SANTANA INSULATORS INC. , PL-21253 |  |  | 33.73 | 2002-03-12 17:06 | Anjanece | 2 | 0 | #VALUE! | #VALUE!
SANTANA INSULATORS INC. | PL-21253 | Y | SANTANA INSULATORS INC. , PL-21253 |  |  | 35.17 | 2002-03-12 17:06 | Anjanece | 2 | 0 | #VALUE! | #VALUE!
SANTANA INSULATORS INC. | PL-21253 | Y | SANTANA INSULATORS INC. , PL-21253 |  |  | 36.11 | 2002-03-12 17:06 | Anjanece | 2 | 0 | #VALUE! | #VALUE!
SANTANA INSULATORS INC. | PL-21253 | Y | SANTANA INSULATORS INC. , PL-21253 |  | Storm Stores | 33.76 | 2022-09-27 12:20 | Anjanece |  | 0 | #VALUE! | #VALUE!
SANTANA INSULATORS INC. | PL-21253 | Y | SANTANA INSULATORS INC. , PL-21253 |  |  | 36.76 | 2022-09-27 12:20 | Anjanece |  | 0 | #VALUE! | #VALUE!
SANTANA INSULATORS INC. | PL-21253 | Y | SANTANA INSULATORS INC. , PL-21253 |  |  | 38.54 | 2022-09-27 12:20 | Anjanece |  | 0 | #VALUE! | #VALUE!
SANTANA INSULATORS INC. | PL-21253 | Y | SANTANA INSULATORS INC. , PL-21253 |  |  | 39.38 | 2022-09-27 12:20 | Anjanece |  | 0 | #VALUE! | #VALUE!
SANTANA INSULATORS INC. | PL-21253 | Y | SANTANA INSULATORS INC. , PL-21253 |  |  | 44.1 | 2022-09-27 12:20 | Anjanece |  | 0 | #VALUE! | #VALUE!
SANTANA INSULATORS INC. | PL-21253 | Y | SANTANA INSULATORS INC. , PL-21253 |  |  | 45.88 | 2022-09-27 12:20 | Anjanece |  | 0 | #VALUE! | #VALUE!
VICTOR INSULATORS | 62155 | Y | VICTOR INSULATORS , 62155 | JEA OVERHEAD DISTRIBUTION | CSC Stores | 24.05 | 2002-03-12 17:06 | Anjanece | 2 | 0 | #VALUE! | #VALUE!
VICTOR INSULATORS | 62155 | Y | VICTOR INSULATORS , 62155 |  |  | 28.85 | 2002-03-12 17:06 | Anjanece | 2 | 0 | #VALUE! | #VALUE!
VICTOR INSULATORS | 62155 | Y | VICTOR INSULATORS , 62155 |  |  | 29.56 | 2002-03-12 17:06 | Anjanece | 2 | 0 | #VALUE! | #VALUE!
VICTOR INSULATORS | 62155 | Y | VICTOR INSULATORS , 62155 |  |  | 30.64 | 2002-03-12 17:06 | Anjanece | 2 | 0 | #VALUE! | #VALUE!
VICTOR INSULATORS | 62155 | Y | VICTOR INSULATORS , 62155 |  |  | 33.24 | 2002-03-12 17:06 | Anjanece | 2 | 0 | #VALUE! | #VALUE!
VICTOR INSULATORS | 62155 | Y | VICTOR INSULATORS , 62155 |  |  | 33.29 | 2002-03-12 17:06 | Anjanece | 2 | 0 | #VALUE! | #VALUE!
VICTOR INSULATORS | 62155 | Y | VICTOR INSULATORS , 62155 |  |  | 33.31 | 2002-03-12 17:06 | Anjanece | 2 | 0 | #VALUE! | #VALUE!
VICTOR INSULATORS | 62155 | Y | VICTOR INSULATORS , 62155 |  |  | 33.32 | 2002-03-12 17:06 | Anjanece | 2 | 0 | #VALUE! | #VALUE!
VICTOR INSULATORS | 62155 | Y | VICTOR INSULATORS , 62155 |  |  | 33.34 | 2002-03-12 17:06 | Anjanece | 2 | 0 | #VALUE! | #VALUE!
VICTOR INSULATORS | 62155 | Y | VICTOR INSULATORS , 62155 |  |  | 33.38 | 2002-03-12 17:06 | Anjanece | 2 | 0 | #VALUE! | #VALUE!
VICTOR INSULATORS | 62155 | Y | VICTOR INSULATORS , 62155 |  |  | 33.47 | 2002-03-12 17:06 | Anjanece | 2 | 0 | #VALUE! | #VALUE!
VICTOR INSULATORS | 62155 | Y | VICTOR INSULATORS , 62155 |  |  | 33.71 | 2002-03-12 17:06 | Anjanece | 2 | 0 | #VALUE! | #VALUE!
VICTOR INSULATORS | 62155 | Y | VICTOR INSULATORS , 62155 |  |  | 33.73 | 2002-03-12 17:06 | Anjanece | 2 | 0 | #VALUE! | #VALUE!
VICTOR INSULATORS | 62155 | Y | VICTOR INSULATORS , 62155 |  |  | 35.17 | 2002-03-12 17:06 | Anjanece | 2 | 0 | #VALUE! | #VALUE!
VICTOR INSULATORS | 62155 | Y | VICTOR INSULATORS , 62155 |  |  | 36.11 | 2002-03-12 17:06 | Anjanece | 2 | 0 | #VALUE! | #VALUE!
VICTOR INSULATORS | 62155 | Y | VICTOR INSULATORS , 62155 |  | Storm Stores | 33.76 | 2022-09-27 12:20 | Anjanece |  | 0 | #VALUE! | #VALUE!
VICTOR INSULATORS | 62155 | Y | VICTOR INSULATORS , 62155 |  |  | 36.76 | 2022-09-27 12:20 | Anjanece |  | 0 | #VALUE! | #VALUE!
VICTOR INSULATORS | 62155 | Y | VICTOR INSULATORS , 62155 |  |  | 38.54 | 2022-09-27 12:20 | Anjanece |  | 0 | #VALUE! | #VALUE!
VICTOR INSULATORS | 62155 | Y | VICTOR INSULATORS , 62155 |  |  | 39.38 | 2022-09-27 12:20 | Anjanece |  | 0 | #VALUE! | #VALUE!
VICTOR INSULATORS | 62155 | Y | VICTOR INSULATORS , 62155 |  |  | 44.1 | 2022-09-27 12:20 | Anjanece |  | 0 | #VALUE! | #VALUE!
VICTOR INSULATORS | 62155 | Y | VICTOR INSULATORS , 62155 |  |  | 45.88 | 2022-09-27 12:20 | Anjanece |  | 0 | #VALUE! | #VALUE!
VICTOR INSULATORS | VI-52-11 | Y | VICTOR INSULATORS , VI-52-11 | JEA OVERHEAD DISTRIBUTION | CSC Stores | 24.05 | 2002-03-12 17:06 | Anjanece | 2 | 0 | #VALUE! | #VALUE!
VICTOR INSULATORS | VI-52-11 | Y | VICTOR INSULATORS , VI-52-11 |  |  | 28.85 | 2002-03-12 17:06 | Anjanece | 2 | 0 | #VALUE! | #VALUE!
VICTOR INSULATORS | VI-52-11 | Y | VICTOR INSULATORS , VI-52-11 |  |  | 29.56 | 2002-03-12 17:06 | Anjanece | 2 | 0 | #VALUE! | #VALUE!
VICTOR INSULATORS | VI-52-11 | Y | VICTOR INSULATORS , VI-52-11 |  |  | 30.64 | 2002-03-12 17:06 | Anjanece | 2 | 0 | #VALUE! | #VALUE!
VICTOR INSULATORS | VI-52-11 | Y | VICTOR INSULATORS , VI-52-11 |  |  | 33.24 | 2002-03-12 17:06 | Anjanece | 2 | 0 | #VALUE! | #VALUE!
VICTOR INSULATORS | VI-52-11 | Y | VICTOR INSULATORS , VI-52-11 |  |  | 33.29 | 2002-03-12 17:06 | Anjanece | 2 | 0 | #VALUE! | #VALUE!
VICTOR INSULATORS | VI-52-11 | Y | VICTOR INSULATORS , VI-52-11 |  |  | 33.31 | 2002-03-12 17:06 | Anjanece | 2 | 0 | #VALUE! | #VALUE!
VICTOR INSULATORS | VI-52-11 | Y | VICTOR INSULATORS , VI-52-11 |  |  | 33.32 | 2002-03-12 17:06 | Anjanece | 2 | 0 | #VALUE! | #VALUE!
VICTOR INSULATORS | VI-52-11 | Y | VICTOR INSULATORS , VI-52-11 |  |  | 33.34 | 2002-03-12 17:06 | Anjanece | 2 | 0 | #VALUE! | #VALUE!
VICTOR INSULATORS | VI-52-11 | Y | VICTOR INSULATORS , VI-52-11 |  |  | 33.38 | 2002-03-12 17:06 | Anjanece | 2 | 0 | #VALUE! | #VALUE!
VICTOR INSULATORS | VI-52-11 | Y | VICTOR INSULATORS , VI-52-11 |  |  | 33.47 | 2002-03-12 17:06 | Anjanece | 2 | 0 | #VALUE! | #VALUE!
VICTOR INSULATORS | VI-52-11 | Y | VICTOR INSULATORS , VI-52-11 |  |  | 33.71 | 2002-03-12 17:06 | Anjanece | 2 | 0 | #VALUE! | #VALUE!
VICTOR INSULATORS | VI-52-11 | Y | VICTOR INSULATORS , VI-52-11 |  |  | 33.73 | 2002-03-12 17:06 | Anjanece | 2 | 0 | #VALUE! | #VALUE!
VICTOR INSULATORS | VI-52-11 | Y | VICTOR INSULATORS , VI-52-11 |  |  | 35.17 | 2002-03-12 17:06 | Anjanece | 2 | 0 | #VALUE! | #VALUE!
VICTOR INSULATORS | VI-52-11 | Y | VICTOR INSULATORS , VI-52-11 |  |  | 36.11 | 2002-03-12 17:06 | Anjanece | 2 | 0 | #VALUE! | #VALUE!
VICTOR INSULATORS | VI-52-11 | Y | VICTOR INSULATORS , VI-52-11 |  | Storm Stores | 33.76 | 2022-09-27 12:20 | Anjanece |  | 0 | #VALUE! | #VALUE!
VICTOR INSULATORS | VI-52-11 | Y | VICTOR INSULATORS , VI-52-11 |  |  | 36.76 | 2022-09-27 12:20 | Anjanece |  | 0 | #VALUE! | #VALUE!
VICTOR INSULATORS | VI-52-11 | Y | VICTOR INSULATORS , VI-52-11 |  |  | 38.54 | 2022-09-27 12:20 | Anjanece |  | 0 | #VALUE! | #VALUE!
VICTOR INSULATORS | VI-52-11 | Y | VICTOR INSULATORS , VI-52-11 |  |  | 39.38 | 2022-09-27 12:20 | Anjanece |  | 0 | #VALUE! | #VALUE!
VICTOR INSULATORS | VI-52-11 | Y | VICTOR INSULATORS , VI-52-11 |  |  | 44.1 | 2022-09-27 12:20 | Anjanece |  | 0 | #VALUE! | #VALUE!
VICTOR INSULATORS | VI-52-11 | Y | VICTOR INSULATORS , VI-52-11 |  |  | 45.88 | 2022-09-27 12:20 | Anjanece |  | 0 | #VALUE! | #VALUE!
BLACKBURN | JJ2C1033H | Y | BLACKBURN , JJ2C1033H | JEA GENERATION | CSC Stores | 185.78 | 2002-05-01 07:38 | John | 1 | 0 | N | N
BLACKBURN | JJ2C1033H | Y | BLACKBURN , JJ2C1033H |  |  | 230.6 | 2002-05-01 07:38 | John | 1 | 0 | N | N
BLACKBURN | JJ2C1033H | Y | BLACKBURN , JJ2C1033H |  |  | 238.66 | 2002-05-01 07:38 | John | 1 | 0 | N | N
BLACKBURN | JJ2C1033H | Y | BLACKBURN , JJ2C1033H |  |  | 240.51 | 2002-05-01 07:38 | John | 1 | 0 | N | N
BLACKBURN | JJ2C1033H | Y | BLACKBURN , JJ2C1033H |  |  | 249.55 | 2002-05-01 07:38 | John | 1 | 0 | N | N
BLACKBURN | JJ2C1033H | Y | BLACKBURN , JJ2C1033H |  |  | 253.4 | 2002-05-01 07:38 | John | 1 | 0 | N | N
BLACKBURN | JJ2C1033H | Y | BLACKBURN , JJ2C1033H |  |  | 253.58 | 2002-05-01 07:38 | John | 1 | 0 | N | N
BLACKBURN | JJ2C1033H | Y | BLACKBURN , JJ2C1033H |  |  | 255.97 | 2002-05-01 07:38 | John | 1 | 0 | N | N
BLACKBURN | JJ2C1033H | Y | BLACKBURN , JJ2C1033H |  |  | 260.9 | 2002-05-01 07:38 | John | 1 | 0 | N | N
BLACKBURN | JJ2C1033H | Y | BLACKBURN , JJ2C1033H |  |  | 288.33 | 2002-05-01 07:38 | John | 1 | 0 | N | N
BLACKBURN | JJ2C1033H | Y | BLACKBURN , JJ2C1033H |  |  | 317.48 | 2002-05-01 07:38 | John | 1 | 0 | N | N
BLACKBURN | JJ2C1033H | Y | BLACKBURN , JJ2C1033H |  |  | 318.38 | 2002-05-01 07:38 | John | 1 | 0 | N | N
BLACKBURN | JJ2C1033H | Y | BLACKBURN , JJ2C1033H |  |  | 341.35 | 2002-05-01 07:38 | John | 1 | 0 | N | N
BLACKBURN | JJ2C1033H | Y | BLACKBURN , JJ2C1033H |  |  | 491.7 | 2002-05-01 07:38 | John | 1 | 0 | N | N
COOPER POWER SYSTEMS | LJ225C3B | Y | COOPER POWER SYSTEMS , LJ225C3B | JEA GENERATION | CSC Stores | 185.78 | 2002-05-01 07:38 | John | 1 | 0 | N | N
COOPER POWER SYSTEMS | LJ225C3B | Y | COOPER POWER SYSTEMS , LJ225C3B |  |  | 230.6 | 2002-05-01 07:38 | John | 1 | 0 | N | N
COOPER POWER SYSTEMS | LJ225C3B | Y | COOPER POWER SYSTEMS , LJ225C3B |  |  | 238.66 | 2002-05-01 07:38 | John | 1 | 0 | N | N
COOPER POWER SYSTEMS | LJ225C3B | Y | COOPER POWER SYSTEMS , LJ225C3B |  |  | 240.51 | 2002-05-01 07:38 | John | 1 | 0 | N | N
COOPER POWER SYSTEMS | LJ225C3B | Y | COOPER POWER SYSTEMS , LJ225C3B |  |  | 249.55 | 2002-05-01 07:38 | John | 1 | 0 | N | N
COOPER POWER SYSTEMS | LJ225C3B | Y | COOPER POWER SYSTEMS , LJ225C3B |  |  | 253.4 | 2002-05-01 07:38 | John | 1 | 0 | N | N
COOPER POWER SYSTEMS | LJ225C3B | Y | COOPER POWER SYSTEMS , LJ225C3B |  |  | 253.58 | 2002-05-01 07:38 | John | 1 | 0 | N | N
COOPER POWER SYSTEMS | LJ225C3B | Y | COOPER POWER SYSTEMS , LJ225C3B |  |  | 255.97 | 2002-05-01 07:38 | John | 1 | 0 | N | N
COOPER POWER SYSTEMS | LJ225C3B | Y | COOPER POWER SYSTEMS , LJ225C3B |  |  | 260.9 | 2002-05-01 07:38 | John | 1 | 0 | N | N
COOPER POWER SYSTEMS | LJ225C3B | Y | COOPER POWER SYSTEMS , LJ225C3B |  |  | 288.33 | 2002-05-01 07:38 | John | 1 | 0 | N | N
COOPER POWER SYSTEMS | LJ225C3B | Y | COOPER POWER SYSTEMS , LJ225C3B |  |  | 317.48 | 2002-05-01 07:38 | John | 1 | 0 | N | N
COOPER POWER SYSTEMS | LJ225C3B | Y | COOPER POWER SYSTEMS , LJ225C3B |  |  | 318.38 | 2002-05-01 07:38 | John | 1 | 0 | N | N
COOPER POWER SYSTEMS | LJ225C3B | Y | COOPER POWER SYSTEMS , LJ225C3B |  |  | 341.35 | 2002-05-01 07:38 | John | 1 | 0 | N | N
COOPER POWER SYSTEMS | LJ225C3B | Y | COOPER POWER SYSTEMS , LJ225C3B |  |  | 491.7 | 2002-05-01 07:38 | John | 1 | 0 | N | N
ELASTIMOLD | 274J3 | Y | ELASTIMOLD , 274J3 | JEA GENERATION | CSC Stores | 185.78 | 2002-05-01 07:38 | John | 1 | 0 | N | N
ELASTIMOLD | 274J3 | Y | ELASTIMOLD , 274J3 |  |  | 230.6 | 2002-05-01 07:38 | John | 1 | 0 | N | N
ELASTIMOLD | 274J3 | Y | ELASTIMOLD , 274J3 |  |  | 238.66 | 2002-05-01 07:38 | John | 1 | 0 | N | N
ELASTIMOLD | 274J3 | Y | ELASTIMOLD , 274J3 |  |  | 240.51 | 2002-05-01 07:38 | John | 1 | 0 | N | N
ELASTIMOLD | 274J3 | Y | ELASTIMOLD , 274J3 |  |  | 249.55 | 2002-05-01 07:38 | John | 1 | 0 | N | N
ELASTIMOLD | 274J3 | Y | ELASTIMOLD , 274J3 |  |  | 253.4 | 2002-05-01 07:38 | John | 1 | 0 | N | N
ELASTIMOLD | 274J3 | Y | ELASTIMOLD , 274J3 |  |  | 253.58 | 2002-05-01 07:38 | John | 1 | 0 | N | N
ELASTIMOLD | 274J3 | Y | ELASTIMOLD , 274J3 |  |  | 255.97 | 2002-05-01 07:38 | John | 1 | 0 | N | N
ELASTIMOLD | 274J3 | Y | ELASTIMOLD , 274J3 |  |  | 260.9 | 2002-05-01 07:38 | John | 1 | 0 | N | N
ELASTIMOLD | 274J3 | Y | ELASTIMOLD , 274J3 |  |  | 288.33 | 2002-05-01 07:38 | John | 1 | 0 | N | N
ELASTIMOLD | 274J3 | Y | ELASTIMOLD , 274J3 |  |  | 317.48 | 2002-05-01 07:38 | John | 1 | 0 | N | N
ELASTIMOLD | 274J3 | Y | ELASTIMOLD , 274J3 |  |  | 318.38 | 2002-05-01 07:38 | John | 1 | 0 | N | N
ELASTIMOLD | 274J3 | Y | ELASTIMOLD , 274J3 |  |  | 341.35 | 2002-05-01 07:38 | John | 1 | 0 | N | N
ELASTIMOLD | 274J3 | Y | ELASTIMOLD , 274J3 |  |  | 491.7 | 2002-05-01 07:38 | John | 1 | 0 | N | N
HUBBELL | 228J3B | Y | HUBBELL , 228J3B | JEA GENERATION | CSC Stores | 185.78 | 2002-05-01 07:38 | John | 1 | 0 | N | N
HUBBELL | 228J3B | Y | HUBBELL , 228J3B |  |  | 230.6 | 2002-05-01 07:38 | John | 1 | 0 | N | N
HUBBELL | 228J3B | Y | HUBBELL , 228J3B |  |  | 238.66 | 2002-05-01 07:38 | John | 1 | 0 | N | N
HUBBELL | 228J3B | Y | HUBBELL , 228J3B |  |  | 240.51 | 2002-05-01 07:38 | John | 1 | 0 | N | N
HUBBELL | 228J3B | Y | HUBBELL , 228J3B |  |  | 249.55 | 2002-05-01 07:38 | John | 1 | 0 | N | N
HUBBELL | 228J3B | Y | HUBBELL , 228J3B |  |  | 253.4 | 2002-05-01 07:38 | John | 1 | 0 | N | N
HUBBELL | 228J3B | Y | HUBBELL , 228J3B |  |  | 253.58 | 2002-05-01 07:38 | John | 1 | 0 | N | N
HUBBELL | 228J3B | Y | HUBBELL , 228J3B |  |  | 255.97 | 2002-05-01 07:38 | John | 1 | 0 | N | N
HUBBELL | 228J3B | Y | HUBBELL , 228J3B |  |  | 260.9 | 2002-05-01 07:38 | John | 1 | 0 | N | N
HUBBELL | 228J3B | Y | HUBBELL , 228J3B |  |  | 288.33 | 2002-05-01 07:38 | John | 1 | 0 | N | N
HUBBELL | 228J3B | Y | HUBBELL , 228J3B |  |  | 317.48 | 2002-05-01 07:38 | John | 1 | 0 | N | N
HUBBELL | 228J3B | Y | HUBBELL , 228J3B |  |  | 318.38 | 2002-05-01 07:38 | John | 1 | 0 | N | N
HUBBELL | 228J3B | Y | HUBBELL , 228J3B |  |  | 341.35 | 2002-05-01 07:38 | John | 1 | 0 | N | N
HUBBELL | 228J3B | Y | HUBBELL , 228J3B |  |  | 491.7 | 2002-05-01 07:38 | John | 1 | 0 | N | N
HUGHES | AS-942-A | Y | HUGHES , AS-942-A | JEA COMMON SUPPLIES | CSC Stores | 3.85 | 2002-03-12 17:01 | Anjanece | 25 | 0 | #VALUE! | #VALUE!
HUGHES | AS-942-A | Y | HUGHES , AS-942-A |  |  | 4.68 | 2002-03-12 17:01 | Anjanece | 25 | 0 | #VALUE! | #VALUE!
HUGHES | AS-942-A | Y | HUGHES , AS-942-A |  |  | 4.89 | 2002-03-12 17:01 | Anjanece | 25 | 0 | #VALUE! | #VALUE!
HUGHES | AS-942-A | Y | HUGHES , AS-942-A |  |  | 4.93 | 2002-03-12 17:01 | Anjanece | 25 | 0 | #VALUE! | #VALUE!
HUGHES | AS-942-A | Y | HUGHES , AS-942-A |  |  | 4.97 | 2002-03-12 17:01 | Anjanece | 25 | 0 | #VALUE! | #VALUE!
HUGHES | AS-942-A | Y | HUGHES , AS-942-A |  |  | 4.99 | 2002-03-12 17:01 | Anjanece | 25 | 0 | #VALUE! | #VALUE!
HUGHES | AS-942-A | Y | HUGHES , AS-942-A |  |  | 5.03 | 2002-03-12 17:01 | Anjanece | 25 | 0 | #VALUE! | #VALUE!
HUGHES | AS-942-A | Y | HUGHES , AS-942-A |  |  | 5.06 | 2002-03-12 17:01 | Anjanece | 25 | 0 | #VALUE! | #VALUE!
HUGHES | AS-942-A | Y | HUGHES , AS-942-A |  |  | 5.07 | 2002-03-12 17:01 | Anjanece | 25 | 0 | #VALUE! | #VALUE!
HUGHES | AS-942-A | Y | HUGHES , AS-942-A |  |  | 5.37 | 2002-03-12 17:01 | Anjanece | 25 | 0 | #VALUE! | #VALUE!
HUGHES | AS-942-A | Y | HUGHES , AS-942-A |  |  | 6.97 | 2002-03-12 17:01 | Anjanece | 25 | 0 | #VALUE! | #VALUE!
HUGHES | AS-942-A | Y | HUGHES , AS-942-A |  |  | 7.35 | 2002-03-12 17:01 | Anjanece | 25 | 0 | #VALUE! | #VALUE!
HUGHES | AS-942-A | Y | HUGHES , AS-942-A |  |  | 7.66 | 2002-03-12 17:01 | Anjanece | 25 | 0 | #VALUE! | #VALUE!
HUGHES | AS-942-A | Y | HUGHES , AS-942-A |  |  | 7.97 | 2002-03-12 17:01 | Anjanece | 25 | 0 | #VALUE! | #VALUE!
HUGHES | AS-942-A | Y | HUGHES , AS-942-A |  |  | 8.78 | 2002-03-12 17:01 | Anjanece | 25 | 0 | #VALUE! | #VALUE!
JOSLYN HI-VOLTAGE CORP. | J2520 | Y | JOSLYN HI-VOLTAGE CORP. , J2520 | JEA COMMON SUPPLIES | CSC Stores | 3.85 | 2002-03-12 17:01 | Anjanece | 25 | 0 | #VALUE! | #VALUE!
JOSLYN HI-VOLTAGE CORP. | J2520 | Y | JOSLYN HI-VOLTAGE CORP. , J2520 |  |  | 4.68 | 2002-03-12 17:01 | Anjanece | 25 | 0 | #VALUE! | #VALUE!
JOSLYN HI-VOLTAGE CORP. | J2520 | Y | JOSLYN HI-VOLTAGE CORP. , J2520 |  |  | 4.89 | 2002-03-12 17:01 | Anjanece | 25 | 0 | #VALUE! | #VALUE!
JOSLYN HI-VOLTAGE CORP. | J2520 | Y | JOSLYN HI-VOLTAGE CORP. , J2520 |  |  | 4.93 | 2002-03-12 17:01 | Anjanece | 25 | 0 | #VALUE! | #VALUE!
JOSLYN HI-VOLTAGE CORP. | J2520 | Y | JOSLYN HI-VOLTAGE CORP. , J2520 |  |  | 4.97 | 2002-03-12 17:01 | Anjanece | 25 | 0 | #VALUE! | #VALUE!
JOSLYN HI-VOLTAGE CORP. | J2520 | Y | JOSLYN HI-VOLTAGE CORP. , J2520 |  |  | 4.99 | 2002-03-12 17:01 | Anjanece | 25 | 0 | #VALUE! | #VALUE!
JOSLYN HI-VOLTAGE CORP. | J2520 | Y | JOSLYN HI-VOLTAGE CORP. , J2520 |  |  | 5.03 | 2002-03-12 17:01 | Anjanece | 25 | 0 | #VALUE! | #VALUE!
JOSLYN HI-VOLTAGE CORP. | J2520 | Y | JOSLYN HI-VOLTAGE CORP. , J2520 |  |  | 5.06 | 2002-03-12 17:01 | Anjanece | 25 | 0 | #VALUE! | #VALUE!
JOSLYN HI-VOLTAGE CORP. | J2520 | Y | JOSLYN HI-VOLTAGE CORP. , J2520 |  |  | 5.07 | 2002-03-12 17:01 | Anjanece | 25 | 0 | #VALUE! | #VALUE!
JOSLYN HI-VOLTAGE CORP. | J2520 | Y | JOSLYN HI-VOLTAGE CORP. , J2520 |  |  | 5.37 | 2002-03-12 17:01 | Anjanece | 25 | 0 | #VALUE! | #VALUE!
JOSLYN HI-VOLTAGE CORP. | J2520 | Y | JOSLYN HI-VOLTAGE CORP. , J2520 |  |  | 6.97 | 2002-03-12 17:01 | Anjanece | 25 | 0 | #VALUE! | #VALUE!
JOSLYN HI-VOLTAGE CORP. | J2520 | Y | JOSLYN HI-VOLTAGE CORP. , J2520 |  |  | 7.35 | 2002-03-12 17:01 | Anjanece | 25 | 0 | #VALUE! | #VALUE!
JOSLYN HI-VOLTAGE CORP. | J2520 | Y | JOSLYN HI-VOLTAGE CORP. , J2520 |  |  | 7.66 | 2002-03-12 17:01 | Anjanece | 25 | 0 | #VALUE! | #VALUE!
JOSLYN HI-VOLTAGE CORP. | J2520 | Y | JOSLYN HI-VOLTAGE CORP. , J2520 |  |  | 7.97 | 2002-03-12 17:01 | Anjanece | 25 | 0 | #VALUE! | #VALUE!
JOSLYN HI-VOLTAGE CORP. | J2520 | Y | JOSLYN HI-VOLTAGE CORP. , J2520 |  |  | 8.78 | 2002-03-12 17:01 | Anjanece | 25 | 0 | #VALUE! | #VALUE!
MACLEAN POWER SYSTEMS | SF-ES-6-66-30 | Y | MACLEAN POWER SYSTEMS , SF-ES-6-66-30 | JEA COMMON SUPPLIES | CSC Stores | 3.85 | 2002-03-12 17:01 | Anjanece | 25 | 0 | #VALUE! | #VALUE!
MACLEAN POWER SYSTEMS | SF-ES-6-66-30 | Y | MACLEAN POWER SYSTEMS , SF-ES-6-66-30 |  |  | 4.68 | 2002-03-12 17:01 | Anjanece | 25 | 0 | #VALUE! | #VALUE!
MACLEAN POWER SYSTEMS | SF-ES-6-66-30 | Y | MACLEAN POWER SYSTEMS , SF-ES-6-66-30 |  |  | 4.89 | 2002-03-12 17:01 | Anjanece | 25 | 0 | #VALUE! | #VALUE!
MACLEAN POWER SYSTEMS | SF-ES-6-66-30 | Y | MACLEAN POWER SYSTEMS , SF-ES-6-66-30 |  |  | 4.93 | 2002-03-12 17:01 | Anjanece | 25 | 0 | #VALUE! | #VALUE!
MACLEAN POWER SYSTEMS | SF-ES-6-66-30 | Y | MACLEAN POWER SYSTEMS , SF-ES-6-66-30 |  |  | 4.97 | 2002-03-12 17:01 | Anjanece | 25 | 0 | #VALUE! | #VALUE!
MACLEAN POWER SYSTEMS | SF-ES-6-66-30 | Y | MACLEAN POWER SYSTEMS , SF-ES-6-66-30 |  |  | 4.99 | 2002-03-12 17:01 | Anjanece | 25 | 0 | #VALUE! | #VALUE!
MACLEAN POWER SYSTEMS | SF-ES-6-66-30 | Y | MACLEAN POWER SYSTEMS , SF-ES-6-66-30 |  |  | 5.03 | 2002-03-12 17:01 | Anjanece | 25 | 0 | #VALUE! | #VALUE!
MACLEAN POWER SYSTEMS | SF-ES-6-66-30 | Y | MACLEAN POWER SYSTEMS , SF-ES-6-66-30 |  |  | 5.06 | 2002-03-12 17:01 | Anjanece | 25 | 0 | #VALUE! | #VALUE!
MACLEAN POWER SYSTEMS | SF-ES-6-66-30 | Y | MACLEAN POWER SYSTEMS , SF-ES-6-66-30 |  |  | 5.07 | 2002-03-12 17:01 | Anjanece | 25 | 0 | #VALUE! | #VALUE!
MACLEAN POWER SYSTEMS | SF-ES-6-66-30 | Y | MACLEAN POWER SYSTEMS , SF-ES-6-66-30 |  |  | 5.37 | 2002-03-12 17:01 | Anjanece | 25 | 0 | #VALUE! | #VALUE!
MACLEAN POWER SYSTEMS | SF-ES-6-66-30 | Y | MACLEAN POWER SYSTEMS , SF-ES-6-66-30 |  |  | 6.97 | 2002-03-12 17:01 | Anjanece | 25 | 0 | #VALUE! | #VALUE!
MACLEAN POWER SYSTEMS | SF-ES-6-66-30 | Y | MACLEAN POWER SYSTEMS , SF-ES-6-66-30 |  |  | 7.35 | 2002-03-12 17:01 | Anjanece | 25 | 0 | #VALUE! | #VALUE!
MACLEAN POWER SYSTEMS | SF-ES-6-66-30 | Y | MACLEAN POWER SYSTEMS , SF-ES-6-66-30 |  |  | 7.66 | 2002-03-12 17:01 | Anjanece | 25 | 0 | #VALUE! | #VALUE!
MACLEAN POWER SYSTEMS | SF-ES-6-66-30 | Y | MACLEAN POWER SYSTEMS , SF-ES-6-66-30 |  |  | 7.97 | 2002-03-12 17:01 | Anjanece | 25 | 0 | #VALUE! | #VALUE!
MACLEAN POWER SYSTEMS | SF-ES-6-66-30 | Y | MACLEAN POWER SYSTEMS , SF-ES-6-66-30 |  |  | 8.78 | 2002-03-12 17:01 | Anjanece | 25 | 0 | #VALUE! | #VALUE!
MC GRAW EDISON | WBT3070 | Y | MC GRAW EDISON , WBT3070 | JEA COMMON SUPPLIES | CSC Stores | 3.85 | 2002-03-12 17:01 | Anjanece | 25 | 0 | #VALUE! | #VALUE!
MC GRAW EDISON | WBT3070 | Y | MC GRAW EDISON , WBT3070 |  |  | 4.68 | 2002-03-12 17:01 | Anjanece | 25 | 0 | #VALUE! | #VALUE!
MC GRAW EDISON | WBT3070 | Y | MC GRAW EDISON , WBT3070 |  |  | 4.89 | 2002-03-12 17:01 | Anjanece | 25 | 0 | #VALUE! | #VALUE!
MC GRAW EDISON | WBT3070 | Y | MC GRAW EDISON , WBT3070 |  |  | 4.93 | 2002-03-12 17:01 | Anjanece | 25 | 0 | #VALUE! | #VALUE!
MC GRAW EDISON | WBT3070 | Y | MC GRAW EDISON , WBT3070 |  |  | 4.97 | 2002-03-12 17:01 | Anjanece | 25 | 0 | #VALUE! | #VALUE!
MC GRAW EDISON | WBT3070 | Y | MC GRAW EDISON , WBT3070 |  |  | 4.99 | 2002-03-12 17:01 | Anjanece | 25 | 0 | #VALUE! | #VALUE!
MC GRAW EDISON | WBT3070 | Y | MC GRAW EDISON , WBT3070 |  |  | 5.03 | 2002-03-12 17:01 | Anjanece | 25 | 0 | #VALUE! | #VALUE!
MC GRAW EDISON | WBT3070 | Y | MC GRAW EDISON , WBT3070 |  |  | 5.06 | 2002-03-12 17:01 | Anjanece | 25 | 0 | #VALUE! | #VALUE!
MC GRAW EDISON | WBT3070 | Y | MC GRAW EDISON , WBT3070 |  |  | 5.07 | 2002-03-12 17:01 | Anjanece | 25 | 0 | #VALUE! | #VALUE!
MC GRAW EDISON | WBT3070 | Y | MC GRAW EDISON , WBT3070 |  |  | 5.37 | 2002-03-12 17:01 | Anjanece | 25 | 0 | #VALUE! | #VALUE!
MC GRAW EDISON | WBT3070 | Y | MC GRAW EDISON , WBT3070 |  |  | 6.97 | 2002-03-12 17:01 | Anjanece | 25 | 0 | #VALUE! | #VALUE!
MC GRAW EDISON | WBT3070 | Y | MC GRAW EDISON , WBT3070 |  |  | 7.35 | 2002-03-12 17:01 | Anjanece | 25 | 0 | #VALUE! | #VALUE!
MC GRAW EDISON | WBT3070 | Y | MC GRAW EDISON , WBT3070 |  |  | 7.66 | 2002-03-12 17:01 | Anjanece | 25 | 0 | #VALUE! | #VALUE!
MC GRAW EDISON | WBT3070 | Y | MC GRAW EDISON , WBT3070 |  |  | 7.97 | 2002-03-12 17:01 | Anjanece | 25 | 0 | #VALUE! | #VALUE!
MC GRAW EDISON | WBT3070 | Y | MC GRAW EDISON , WBT3070 |  |  | 8.78 | 2002-03-12 17:01 | Anjanece | 25 | 0 | #VALUE! | #VALUE!
THREADED FASTENERS INC. | TF2520 | Y | THREADED FASTENERS INC. , TF2520 | JEA COMMON SUPPLIES | CSC Stores | 3.85 | 2002-03-12 17:01 | Anjanece | 25 | 0 | #VALUE! | #VALUE!
THREADED FASTENERS INC. | TF2520 | Y | THREADED FASTENERS INC. , TF2520 |  |  | 4.68 | 2002-03-12 17:01 | Anjanece | 25 | 0 | #VALUE! | #VALUE!
THREADED FASTENERS INC. | TF2520 | Y | THREADED FASTENERS INC. , TF2520 |  |  | 4.89 | 2002-03-12 17:01 | Anjanece | 25 | 0 | #VALUE! | #VALUE!
THREADED FASTENERS INC. | TF2520 | Y | THREADED FASTENERS INC. , TF2520 |  |  | 4.93 | 2002-03-12 17:01 | Anjanece | 25 | 0 | #VALUE! | #VALUE!
THREADED FASTENERS INC. | TF2520 | Y | THREADED FASTENERS INC. , TF2520 |  |  | 4.97 | 2002-03-12 17:01 | Anjanece | 25 | 0 | #VALUE! | #VALUE!
THREADED FASTENERS INC. | TF2520 | Y | THREADED FASTENERS INC. , TF2520 |  |  | 4.99 | 2002-03-12 17:01 | Anjanece | 25 | 0 | #VALUE! | #VALUE!
THREADED FASTENERS INC. | TF2520 | Y | THREADED FASTENERS INC. , TF2520 |  |  | 5.03 | 2002-03-12 17:01 | Anjanece | 25 | 0 | #VALUE! | #VALUE!
THREADED FASTENERS INC. | TF2520 | Y | THREADED FASTENERS INC. , TF2520 |  |  | 5.06 | 2002-03-12 17:01 | Anjanece | 25 | 0 | #VALUE! | #VALUE!
THREADED FASTENERS INC. | TF2520 | Y | THREADED FASTENERS INC. , TF2520 |  |  | 5.07 | 2002-03-12 17:01 | Anjanece | 25 | 0 | #VALUE! | #VALUE!
THREADED FASTENERS INC. | TF2520 | Y | THREADED FASTENERS INC. , TF2520 |  |  | 5.37 | 2002-03-12 17:01 | Anjanece | 25 | 0 | #VALUE! | #VALUE!
THREADED FASTENERS INC. | TF2520 | Y | THREADED FASTENERS INC. , TF2520 |  |  | 6.97 | 2002-03-12 17:01 | Anjanece | 25 | 0 | #VALUE! | #VALUE!
THREADED FASTENERS INC. | TF2520 | Y | THREADED FASTENERS INC. , TF2520 |  |  | 7.35 | 2002-03-12 17:01 | Anjanece | 25 | 0 | #VALUE! | #VALUE!
THREADED FASTENERS INC. | TF2520 | Y | THREADED FASTENERS INC. , TF2520 |  |  | 7.66 | 2002-03-12 17:01 | Anjanece | 25 | 0 | #VALUE! | #VALUE!
THREADED FASTENERS INC. | TF2520 | Y | THREADED FASTENERS INC. , TF2520 |  |  | 7.97 | 2002-03-12 17:01 | Anjanece | 25 | 0 | #VALUE! | #VALUE!
THREADED FASTENERS INC. | TF2520 | Y | THREADED FASTENERS INC. , TF2520 |  |  | 8.78 | 2002-03-12 17:01 | Anjanece | 25 | 0 | #VALUE! | #VALUE!
BARRON BETHEA | L-14A | Y | BARRON BETHEA , L-14A | JEA COMMON SUPPLIES | CSC Stores | 4.22 | 2002-03-12 17:02 | Anjanece | 30 | 0 | #VALUE! | #VALUE!
BARRON BETHEA | L-14A | Y | BARRON BETHEA , L-14A |  |  | 4.55 | 2002-03-12 17:02 | Anjanece | 30 | 0 | #VALUE! | #VALUE!
BARRON BETHEA | L-14A | Y | BARRON BETHEA , L-14A |  |  | 4.57 | 2002-03-12 17:02 | Anjanece | 30 | 0 | #VALUE! | #VALUE!
BARRON BETHEA | L-14A | Y | BARRON BETHEA , L-14A |  |  | 4.63 | 2002-03-12 17:02 | Anjanece | 30 | 0 | #VALUE! | #VALUE!
BARRON BETHEA | L-14A | Y | BARRON BETHEA , L-14A |  |  | 4.65 | 2002-03-12 17:02 | Anjanece | 30 | 0 | #VALUE! | #VALUE!
BARRON BETHEA | L-14A | Y | BARRON BETHEA , L-14A |  |  | 4.74 | 2002-03-12 17:02 | Anjanece | 30 | 0 | #VALUE! | #VALUE!
BARRON BETHEA | L-14A | Y | BARRON BETHEA , L-14A |  |  | 4.81 | 2002-03-12 17:02 | Anjanece | 30 | 0 | #VALUE! | #VALUE!
BARRON BETHEA | L-14A | Y | BARRON BETHEA , L-14A |  |  | 4.91 | 2002-03-12 17:02 | Anjanece | 30 | 0 | #VALUE! | #VALUE!
BARRON BETHEA | L-14A | Y | BARRON BETHEA , L-14A |  |  | 4.92 | 2002-03-12 17:02 | Anjanece | 30 | 0 | #VALUE! | #VALUE!
BARRON BETHEA | L-14A | Y | BARRON BETHEA , L-14A |  |  | 4.94 | 2002-03-12 17:02 | Anjanece | 30 | 0 | #VALUE! | #VALUE!
BARRON BETHEA | L-14A | Y | BARRON BETHEA , L-14A |  |  | 4.97 | 2002-03-12 17:02 | Anjanece | 30 | 0 | #VALUE! | #VALUE!
BARRON BETHEA | L-14A | Y | BARRON BETHEA , L-14A |  |  | 4.98 | 2002-03-12 17:02 | Anjanece | 30 | 0 | #VALUE! | #VALUE!
BARRON BETHEA | L-14A | Y | BARRON BETHEA , L-14A |  |  | 4.99 | 2002-03-12 17:02 | Anjanece | 30 | 0 | #VALUE! | #VALUE!
BARRON BETHEA | L-14A | Y | BARRON BETHEA , L-14A |  |  | 5.08 | 2002-03-12 17:02 | Anjanece | 30 | 0 | #VALUE! | #VALUE!
BARRON BETHEA | L-14A | Y | BARRON BETHEA , L-14A |  |  | 5.61 | 2002-03-12 17:02 | Anjanece | 30 | 0 | #VALUE! | #VALUE!
BARRON BETHEA | L-14A | Y | BARRON BETHEA , L-14A |  | Storm Stores | 0 | 2018-06-26 14:59 | Anjanece |  | 0 | #VALUE! | #VALUE!
BARRON BETHEA | L-14A | Y | BARRON BETHEA , L-14A |  |  | 4.22 | 2018-06-26 14:59 | Anjanece |  | 0 | #VALUE! | #VALUE!
BARRON BETHEA | L-14A | Y | BARRON BETHEA , L-14A |  |  | 6.21 | 2018-06-26 14:59 | Anjanece |  | 0 | #VALUE! | #VALUE!
LINDSEY | 3491 | Y | LINDSEY , 3491 | JEA COMMON SUPPLIES | CSC Stores | 4.22 | 2002-03-12 17:02 | Anjanece | 30 | 0 | #VALUE! | #VALUE!
LINDSEY | 3491 | Y | LINDSEY , 3491 |  |  | 4.55 | 2002-03-12 17:02 | Anjanece | 30 | 0 | #VALUE! | #VALUE!
LINDSEY | 3491 | Y | LINDSEY , 3491 |  |  | 4.57 | 2002-03-12 17:02 | Anjanece | 30 | 0 | #VALUE! | #VALUE!
LINDSEY | 3491 | Y | LINDSEY , 3491 |  |  | 4.63 | 2002-03-12 17:02 | Anjanece | 30 | 0 | #VALUE! | #VALUE!
LINDSEY | 3491 | Y | LINDSEY , 3491 |  |  | 4.65 | 2002-03-12 17:02 | Anjanece | 30 | 0 | #VALUE! | #VALUE!
LINDSEY | 3491 | Y | LINDSEY , 3491 |  |  | 4.74 | 2002-03-12 17:02 | Anjanece | 30 | 0 | #VALUE! | #VALUE!
LINDSEY | 3491 | Y | LINDSEY , 3491 |  |  | 4.81 | 2002-03-12 17:02 | Anjanece | 30 | 0 | #VALUE! | #VALUE!
LINDSEY | 3491 | Y | LINDSEY , 3491 |  |  | 4.91 | 2002-03-12 17:02 | Anjanece | 30 | 0 | #VALUE! | #VALUE!
LINDSEY | 3491 | Y | LINDSEY , 3491 |  |  | 4.92 | 2002-03-12 17:02 | Anjanece | 30 | 0 | #VALUE! | #VALUE!
LINDSEY | 3491 | Y | LINDSEY , 3491 |  |  | 4.94 | 2002-03-12 17:02 | Anjanece | 30 | 0 | #VALUE! | #VALUE!
LINDSEY | 3491 | Y | LINDSEY , 3491 |  |  | 4.97 | 2002-03-12 17:02 | Anjanece | 30 | 0 | #VALUE! | #VALUE!
LINDSEY | 3491 | Y | LINDSEY , 3491 |  |  | 4.98 | 2002-03-12 17:02 | Anjanece | 30 | 0 | #VALUE! | #VALUE!
LINDSEY | 3491 | Y | LINDSEY , 3491 |  |  | 4.99 | 2002-03-12 17:02 | Anjanece | 30 | 0 | #VALUE! | #VALUE!
LINDSEY | 3491 | Y | LINDSEY , 3491 |  |  | 5.08 | 2002-03-12 17:02 | Anjanece | 30 | 0 | #VALUE! | #VALUE!
LINDSEY | 3491 | Y | LINDSEY , 3491 |  |  | 5.61 | 2002-03-12 17:02 | Anjanece | 30 | 0 | #VALUE! | #VALUE!
LINDSEY | 3491 | Y | LINDSEY , 3491 |  | Storm Stores | 0 | 2018-06-26 14:59 | Anjanece |  | 0 | #VALUE! | #VALUE!
LINDSEY | 3491 | Y | LINDSEY , 3491 |  |  | 4.22 | 2018-06-26 14:59 | Anjanece |  | 0 | #VALUE! | #VALUE!
LINDSEY | 3491 | Y | LINDSEY , 3491 |  |  | 6.21 | 2018-06-26 14:59 | Anjanece |  | 0 | #VALUE! | #VALUE!
MACLEAN POWER SYSTEMS | CEL-14H | Y | MACLEAN POWER SYSTEMS , CEL-14H | JEA COMMON SUPPLIES | CSC Stores | 4.22 | 2002-03-12 17:02 | Anjanece | 30 | 0 | #VALUE! | #VALUE!
MACLEAN POWER SYSTEMS | CEL-14H | Y | MACLEAN POWER SYSTEMS , CEL-14H |  |  | 4.55 | 2002-03-12 17:02 | Anjanece | 30 | 0 | #VALUE! | #VALUE!
MACLEAN POWER SYSTEMS | CEL-14H | Y | MACLEAN POWER SYSTEMS , CEL-14H |  |  | 4.57 | 2002-03-12 17:02 | Anjanece | 30 | 0 | #VALUE! | #VALUE!
MACLEAN POWER SYSTEMS | CEL-14H | Y | MACLEAN POWER SYSTEMS , CEL-14H |  |  | 4.63 | 2002-03-12 17:02 | Anjanece | 30 | 0 | #VALUE! | #VALUE!
MACLEAN POWER SYSTEMS | CEL-14H | Y | MACLEAN POWER SYSTEMS , CEL-14H |  |  | 4.65 | 2002-03-12 17:02 | Anjanece | 30 | 0 | #VALUE! | #VALUE!
MACLEAN POWER SYSTEMS | CEL-14H | Y | MACLEAN POWER SYSTEMS , CEL-14H |  |  | 4.74 | 2002-03-12 17:02 | Anjanece | 30 | 0 | #VALUE! | #VALUE!
MACLEAN POWER SYSTEMS | CEL-14H | Y | MACLEAN POWER SYSTEMS , CEL-14H |  |  | 4.81 | 2002-03-12 17:02 | Anjanece | 30 | 0 | #VALUE! | #VALUE!
MACLEAN POWER SYSTEMS | CEL-14H | Y | MACLEAN POWER SYSTEMS , CEL-14H |  |  | 4.91 | 2002-03-12 17:02 | Anjanece | 30 | 0 | #VALUE! | #VALUE!
MACLEAN POWER SYSTEMS | CEL-14H | Y | MACLEAN POWER SYSTEMS , CEL-14H |  |  | 4.92 | 2002-03-12 17:02 | Anjanece | 30 | 0 | #VALUE! | #VALUE!
MACLEAN POWER SYSTEMS | CEL-14H | Y | MACLEAN POWER SYSTEMS , CEL-14H |  |  | 4.94 | 2002-03-12 17:02 | Anjanece | 30 | 0 | #VALUE! | #VALUE!
MACLEAN POWER SYSTEMS | CEL-14H | Y | MACLEAN POWER SYSTEMS , CEL-14H |  |  | 4.97 | 2002-03-12 17:02 | Anjanece | 30 | 0 | #VALUE! | #VALUE!
MACLEAN POWER SYSTEMS | CEL-14H | Y | MACLEAN POWER SYSTEMS , CEL-14H |  |  | 4.98 | 2002-03-12 17:02 | Anjanece | 30 | 0 | #VALUE! | #VALUE!
MACLEAN POWER SYSTEMS | CEL-14H | Y | MACLEAN POWER SYSTEMS , CEL-14H |  |  | 4.99 | 2002-03-12 17:02 | Anjanece | 30 | 0 | #VALUE! | #VALUE!
MACLEAN POWER SYSTEMS | CEL-14H | Y | MACLEAN POWER SYSTEMS , CEL-14H |  |  | 5.08 | 2002-03-12 17:02 | Anjanece | 30 | 0 | #VALUE! | #VALUE!
MACLEAN POWER SYSTEMS | CEL-14H | Y | MACLEAN POWER SYSTEMS , CEL-14H |  |  | 5.61 | 2002-03-12 17:02 | Anjanece | 30 | 0 | #VALUE! | #VALUE!
MACLEAN POWER SYSTEMS | CEL-14H | Y | MACLEAN POWER SYSTEMS , CEL-14H |  | Storm Stores | 0 | 2018-06-26 14:59 | Anjanece |  | 0 | #VALUE! | #VALUE!
MACLEAN POWER SYSTEMS | CEL-14H | Y | MACLEAN POWER SYSTEMS , CEL-14H |  |  | 4.22 | 2018-06-26 14:59 | Anjanece |  | 0 | #VALUE! | #VALUE!
MACLEAN POWER SYSTEMS | CEL-14H | Y | MACLEAN POWER SYSTEMS , CEL-14H |  |  | 6.21 | 2018-06-26 14:59 | Anjanece |  | 0 | #VALUE! | #VALUE!
MIDWEST FABRICATION | PA319 | Y | MIDWEST FABRICATION , PA319 | JEA COMMON SUPPLIES | CSC Stores | 4.22 | 2002-03-12 17:02 | Anjanece | 30 | 0 | #VALUE! | #VALUE!
MIDWEST FABRICATION | PA319 | Y | MIDWEST FABRICATION , PA319 |  |  | 4.55 | 2002-03-12 17:02 | Anjanece | 30 | 0 | #VALUE! | #VALUE!
MIDWEST FABRICATION | PA319 | Y | MIDWEST FABRICATION , PA319 |  |  | 4.57 | 2002-03-12 17:02 | Anjanece | 30 | 0 | #VALUE! | #VALUE!
MIDWEST FABRICATION | PA319 | Y | MIDWEST FABRICATION , PA319 |  |  | 4.63 | 2002-03-12 17:02 | Anjanece | 30 | 0 | #VALUE! | #VALUE!
MIDWEST FABRICATION | PA319 | Y | MIDWEST FABRICATION , PA319 |  |  | 4.65 | 2002-03-12 17:02 | Anjanece | 30 | 0 | #VALUE! | #VALUE!
MIDWEST FABRICATION | PA319 | Y | MIDWEST FABRICATION , PA319 |  |  | 4.74 | 2002-03-12 17:02 | Anjanece | 30 | 0 | #VALUE! | #VALUE!
MIDWEST FABRICATION | PA319 | Y | MIDWEST FABRICATION , PA319 |  |  | 4.81 | 2002-03-12 17:02 | Anjanece | 30 | 0 | #VALUE! | #VALUE!
MIDWEST FABRICATION | PA319 | Y | MIDWEST FABRICATION , PA319 |  |  | 4.91 | 2002-03-12 17:02 | Anjanece | 30 | 0 | #VALUE! | #VALUE!
MIDWEST FABRICATION | PA319 | Y | MIDWEST FABRICATION , PA319 |  |  | 4.92 | 2002-03-12 17:02 | Anjanece | 30 | 0 | #VALUE! | #VALUE!
MIDWEST FABRICATION | PA319 | Y | MIDWEST FABRICATION , PA319 |  |  | 4.94 | 2002-03-12 17:02 | Anjanece | 30 | 0 | #VALUE! | #VALUE!
MIDWEST FABRICATION | PA319 | Y | MIDWEST FABRICATION , PA319 |  |  | 4.97 | 2002-03-12 17:02 | Anjanece | 30 | 0 | #VALUE! | #VALUE!
MIDWEST FABRICATION | PA319 | Y | MIDWEST FABRICATION , PA319 |  |  | 4.98 | 2002-03-12 17:02 | Anjanece | 30 | 0 | #VALUE! | #VALUE!
MIDWEST FABRICATION | PA319 | Y | MIDWEST FABRICATION , PA319 |  |  | 4.99 | 2002-03-12 17:02 | Anjanece | 30 | 0 | #VALUE! | #VALUE!
MIDWEST FABRICATION | PA319 | Y | MIDWEST FABRICATION , PA319 |  |  | 5.08 | 2002-03-12 17:02 | Anjanece | 30 | 0 | #VALUE! | #VALUE!
MIDWEST FABRICATION | PA319 | Y | MIDWEST FABRICATION , PA319 |  |  | 5.61 | 2002-03-12 17:02 | Anjanece | 30 | 0 | #VALUE! | #VALUE!
MIDWEST FABRICATION | PA319 | Y | MIDWEST FABRICATION , PA319 |  | Storm Stores | 0 | 2018-06-26 14:59 | Anjanece |  | 0 | #VALUE! | #VALUE!
MIDWEST FABRICATION | PA319 | Y | MIDWEST FABRICATION , PA319 |  |  | 4.22 | 2018-06-26 14:59 | Anjanece |  | 0 | #VALUE! | #VALUE!
MIDWEST FABRICATION | PA319 | Y | MIDWEST FABRICATION , PA319 |  |  | 6.21 | 2018-06-26 14:59 | Anjanece |  | 0 | #VALUE! | #VALUE!
PLP | LCE-55-14 | Y | PLP , LCE-55-14 | JEA COMMON SUPPLIES | CSC Stores | 4.22 | 2002-03-12 17:02 | Anjanece | 30 | 0 | #VALUE! | #VALUE!
PLP | LCE-55-14 | Y | PLP , LCE-55-14 |  |  | 4.55 | 2002-03-12 17:02 | Anjanece | 30 | 0 | #VALUE! | #VALUE!
PLP | LCE-55-14 | Y | PLP , LCE-55-14 |  |  | 4.57 | 2002-03-12 17:02 | Anjanece | 30 | 0 | #VALUE! | #VALUE!
PLP | LCE-55-14 | Y | PLP , LCE-55-14 |  |  | 4.63 | 2002-03-12 17:02 | Anjanece | 30 | 0 | #VALUE! | #VALUE!
PLP | LCE-55-14 | Y | PLP , LCE-55-14 |  |  | 4.65 | 2002-03-12 17:02 | Anjanece | 30 | 0 | #VALUE! | #VALUE!
PLP | LCE-55-14 | Y | PLP , LCE-55-14 |  |  | 4.74 | 2002-03-12 17:02 | Anjanece | 30 | 0 | #VALUE! | #VALUE!
PLP | LCE-55-14 | Y | PLP , LCE-55-14 |  |  | 4.81 | 2002-03-12 17:02 | Anjanece | 30 | 0 | #VALUE! | #VALUE!
PLP | LCE-55-14 | Y | PLP , LCE-55-14 |  |  | 4.91 | 2002-03-12 17:02 | Anjanece | 30 | 0 | #VALUE! | #VALUE!
PLP | LCE-55-14 | Y | PLP , LCE-55-14 |  |  | 4.92 | 2002-03-12 17:02 | Anjanece | 30 | 0 | #VALUE! | #VALUE!
PLP | LCE-55-14 | Y | PLP , LCE-55-14 |  |  | 4.94 | 2002-03-12 17:02 | Anjanece | 30 | 0 | #VALUE! | #VALUE!
PLP | LCE-55-14 | Y | PLP , LCE-55-14 |  |  | 4.97 | 2002-03-12 17:02 | Anjanece | 30 | 0 | #VALUE! | #VALUE!
PLP | LCE-55-14 | Y | PLP , LCE-55-14 |  |  | 4.98 | 2002-03-12 17:02 | Anjanece | 30 | 0 | #VALUE! | #VALUE!
PLP | LCE-55-14 | Y | PLP , LCE-55-14 |  |  | 4.99 | 2002-03-12 17:02 | Anjanece | 30 | 0 | #VALUE! | #VALUE!
PLP | LCE-55-14 | Y | PLP , LCE-55-14 |  |  | 5.08 | 2002-03-12 17:02 | Anjanece | 30 | 0 | #VALUE! | #VALUE!
PLP | LCE-55-14 | Y | PLP , LCE-55-14 |  |  | 5.61 | 2002-03-12 17:02 | Anjanece | 30 | 0 | #VALUE! | #VALUE!
PLP | LCE-55-14 | Y | PLP , LCE-55-14 |  | Storm Stores | 0 | 2018-06-26 14:59 | Anjanece |  | 0 | #VALUE! | #VALUE!
PLP | LCE-55-14 | Y | PLP , LCE-55-14 |  |  | 4.22 | 2018-06-26 14:59 | Anjanece |  | 0 | #VALUE! | #VALUE!
PLP | LCE-55-14 | Y | PLP , LCE-55-14 |  |  | 6.21 | 2018-06-26 14:59 | Anjanece |  | 0 | #VALUE! | #VALUE!
POWERLINE HARDWARE CO. | PLH-EL-14 | Y | POWERLINE HARDWARE CO. , PLH-EL-14 | JEA COMMON SUPPLIES | CSC Stores | 4.22 | 2002-03-12 17:02 | Anjanece | 30 | 0 | #VALUE! | #VALUE!
POWERLINE HARDWARE CO. | PLH-EL-14 | Y | POWERLINE HARDWARE CO. , PLH-EL-14 |  |  | 4.55 | 2002-03-12 17:02 | Anjanece | 30 | 0 | #VALUE! | #VALUE!
POWERLINE HARDWARE CO. | PLH-EL-14 | Y | POWERLINE HARDWARE CO. , PLH-EL-14 |  |  | 4.57 | 2002-03-12 17:02 | Anjanece | 30 | 0 | #VALUE! | #VALUE!
POWERLINE HARDWARE CO. | PLH-EL-14 | Y | POWERLINE HARDWARE CO. , PLH-EL-14 |  |  | 4.63 | 2002-03-12 17:02 | Anjanece | 30 | 0 | #VALUE! | #VALUE!
POWERLINE HARDWARE CO. | PLH-EL-14 | Y | POWERLINE HARDWARE CO. , PLH-EL-14 |  |  | 4.65 | 2002-03-12 17:02 | Anjanece | 30 | 0 | #VALUE! | #VALUE!
POWERLINE HARDWARE CO. | PLH-EL-14 | Y | POWERLINE HARDWARE CO. , PLH-EL-14 |  |  | 4.74 | 2002-03-12 17:02 | Anjanece | 30 | 0 | #VALUE! | #VALUE!
POWERLINE HARDWARE CO. | PLH-EL-14 | Y | POWERLINE HARDWARE CO. , PLH-EL-14 |  |  | 4.81 | 2002-03-12 17:02 | Anjanece | 30 | 0 | #VALUE! | #VALUE!
POWERLINE HARDWARE CO. | PLH-EL-14 | Y | POWERLINE HARDWARE CO. , PLH-EL-14 |  |  | 4.91 | 2002-03-12 17:02 | Anjanece | 30 | 0 | #VALUE! | #VALUE!
POWERLINE HARDWARE CO. | PLH-EL-14 | Y | POWERLINE HARDWARE CO. , PLH-EL-14 |  |  | 4.92 | 2002-03-12 17:02 | Anjanece | 30 | 0 | #VALUE! | #VALUE!
POWERLINE HARDWARE CO. | PLH-EL-14 | Y | POWERLINE HARDWARE CO. , PLH-EL-14 |  |  | 4.94 | 2002-03-12 17:02 | Anjanece | 30 | 0 | #VALUE! | #VALUE!
POWERLINE HARDWARE CO. | PLH-EL-14 | Y | POWERLINE HARDWARE CO. , PLH-EL-14 |  |  | 4.97 | 2002-03-12 17:02 | Anjanece | 30 | 0 | #VALUE! | #VALUE!
POWERLINE HARDWARE CO. | PLH-EL-14 | Y | POWERLINE HARDWARE CO. , PLH-EL-14 |  |  | 4.98 | 2002-03-12 17:02 | Anjanece | 30 | 0 | #VALUE! | #VALUE!
POWERLINE HARDWARE CO. | PLH-EL-14 | Y | POWERLINE HARDWARE CO. , PLH-EL-14 |  |  | 4.99 | 2002-03-12 17:02 | Anjanece | 30 | 0 | #VALUE! | #VALUE!
POWERLINE HARDWARE CO. | PLH-EL-14 | Y | POWERLINE HARDWARE CO. , PLH-EL-14 |  |  | 5.08 | 2002-03-12 17:02 | Anjanece | 30 | 0 | #VALUE! | #VALUE!
POWERLINE HARDWARE CO. | PLH-EL-14 | Y | POWERLINE HARDWARE CO. , PLH-EL-14 |  |  | 5.61 | 2002-03-12 17:02 | Anjanece | 30 | 0 | #VALUE! | #VALUE!
POWERLINE HARDWARE CO. | PLH-EL-14 | Y | POWERLINE HARDWARE CO. , PLH-EL-14 |  | Storm Stores | 0 | 2018-06-26 14:59 | Anjanece |  | 0 | #VALUE! | #VALUE!
POWERLINE HARDWARE CO. | PLH-EL-14 | Y | POWERLINE HARDWARE CO. , PLH-EL-14 |  |  | 4.22 | 2018-06-26 14:59 | Anjanece |  | 0 | #VALUE! | #VALUE!
POWERLINE HARDWARE CO. | PLH-EL-14 | Y | POWERLINE HARDWARE CO. , PLH-EL-14 |  |  | 6.21 | 2018-06-26 14:59 | Anjanece |  | 0 | #VALUE! | #VALUE!
PREFORMED LINE PRODUCTS CO. | LCE-55-14 | Y | PREFORMED LINE PRODUCTS CO. , LCE-55-14 | JEA COMMON SUPPLIES | CSC Stores | 4.22 | 2002-03-12 17:02 | Anjanece | 30 | 0 | #VALUE! | #VALUE!
PREFORMED LINE PRODUCTS CO. | LCE-55-14 | Y | PREFORMED LINE PRODUCTS CO. , LCE-55-14 |  |  | 4.55 | 2002-03-12 17:02 | Anjanece | 30 | 0 | #VALUE! | #VALUE!
PREFORMED LINE PRODUCTS CO. | LCE-55-14 | Y | PREFORMED LINE PRODUCTS CO. , LCE-55-14 |  |  | 4.57 | 2002-03-12 17:02 | Anjanece | 30 | 0 | #VALUE! | #VALUE!
PREFORMED LINE PRODUCTS CO. | LCE-55-14 | Y | PREFORMED LINE PRODUCTS CO. , LCE-55-14 |  |  | 4.63 | 2002-03-12 17:02 | Anjanece | 30 | 0 | #VALUE! | #VALUE!
PREFORMED LINE PRODUCTS CO. | LCE-55-14 | Y | PREFORMED LINE PRODUCTS CO. , LCE-55-14 |  |  | 4.65 | 2002-03-12 17:02 | Anjanece | 30 | 0 | #VALUE! | #VALUE!
PREFORMED LINE PRODUCTS CO. | LCE-55-14 | Y | PREFORMED LINE PRODUCTS CO. , LCE-55-14 |  |  | 4.74 | 2002-03-12 17:02 | Anjanece | 30 | 0 | #VALUE! | #VALUE!
PREFORMED LINE PRODUCTS CO. | LCE-55-14 | Y | PREFORMED LINE PRODUCTS CO. , LCE-55-14 |  |  | 4.81 | 2002-03-12 17:02 | Anjanece | 30 | 0 | #VALUE! | #VALUE!
PREFORMED LINE PRODUCTS CO. | LCE-55-14 | Y | PREFORMED LINE PRODUCTS CO. , LCE-55-14 |  |  | 4.91 | 2002-03-12 17:02 | Anjanece | 30 | 0 | #VALUE! | #VALUE!
PREFORMED LINE PRODUCTS CO. | LCE-55-14 | Y | PREFORMED LINE PRODUCTS CO. , LCE-55-14 |  |  | 4.92 | 2002-03-12 17:02 | Anjanece | 30 | 0 | #VALUE! | #VALUE!
PREFORMED LINE PRODUCTS CO. | LCE-55-14 | Y | PREFORMED LINE PRODUCTS CO. , LCE-55-14 |  |  | 4.94 | 2002-03-12 17:02 | Anjanece | 30 | 0 | #VALUE! | #VALUE!
PREFORMED LINE PRODUCTS CO. | LCE-55-14 | Y | PREFORMED LINE PRODUCTS CO. , LCE-55-14 |  |  | 4.97 | 2002-03-12 17:02 | Anjanece | 30 | 0 | #VALUE! | #VALUE!
PREFORMED LINE PRODUCTS CO. | LCE-55-14 | Y | PREFORMED LINE PRODUCTS CO. , LCE-55-14 |  |  | 4.98 | 2002-03-12 17:02 | Anjanece | 30 | 0 | #VALUE! | #VALUE!
PREFORMED LINE PRODUCTS CO. | LCE-55-14 | Y | PREFORMED LINE PRODUCTS CO. , LCE-55-14 |  |  | 4.99 | 2002-03-12 17:02 | Anjanece | 30 | 0 | #VALUE! | #VALUE!
PREFORMED LINE PRODUCTS CO. | LCE-55-14 | Y | PREFORMED LINE PRODUCTS CO. , LCE-55-14 |  |  | 5.08 | 2002-03-12 17:02 | Anjanece | 30 | 0 | #VALUE! | #VALUE!
PREFORMED LINE PRODUCTS CO. | LCE-55-14 | Y | PREFORMED LINE PRODUCTS CO. , LCE-55-14 |  |  | 5.61 | 2002-03-12 17:02 | Anjanece | 30 | 0 | #VALUE! | #VALUE!
PREFORMED LINE PRODUCTS CO. | LCE-55-14 | Y | PREFORMED LINE PRODUCTS CO. , LCE-55-14 |  | Storm Stores | 0 | 2018-06-26 14:59 | Anjanece |  | 0 | #VALUE! | #VALUE!
PREFORMED LINE PRODUCTS CO. | LCE-55-14 | Y | PREFORMED LINE PRODUCTS CO. , LCE-55-14 |  |  | 4.22 | 2018-06-26 14:59 | Anjanece |  | 0 | #VALUE! | #VALUE!
PREFORMED LINE PRODUCTS CO. | LCE-55-14 | Y | PREFORMED LINE PRODUCTS CO. , LCE-55-14 |  |  | 6.21 | 2018-06-26 14:59 | Anjanece |  | 0 | #VALUE! | #VALUE!
ABB POWER T & D | 326A04004 | Y | ABB POWER T & D , 326A04004 | JEA SUBSTATION | CSC Stores | 0 | 1990-12-13 | John | 1 | 0 | N | N
ABB POWER T & D | 326A04004 | Y | ABB POWER T & D , 326A04004 |  |  | 9160 | 1990-12-13 | John | 1 | 0 | N | N
BURNDY CORP. | P8A | Y | BURNDY CORP. , P8A | JEA GENERATION | CSC Stores | 4.38 | 1993-06-13 | John | 1 | 0 | N | N
BURNDY CORP. | P8A | Y | BURNDY CORP. , P8A |  |  | 7.01 | 1993-06-13 | John | 1 | 0 | N | N
BURNDY CORP. | P8A | Y | BURNDY CORP. , P8A |  |  | 7.23 | 1993-06-13 | John | 1 | 0 | N | N
ANDERSON | DS-10100-14 | Y | ANDERSON , DS-10100-14 | JEA OVERHEAD DISTRIBUTION | CSC Stores | 65.92 | 2002-05-01 14:04 | Anjanece | 8 | 0 | #VALUE! | #VALUE!
ANDERSON | DS-10100-14 | Y | ANDERSON , DS-10100-14 |  |  | 77.81 | 2002-05-01 14:04 | Anjanece | 8 | 0 | #VALUE! | #VALUE!
ANDERSON | DS-10100-14 | Y | ANDERSON , DS-10100-14 |  |  | 77.89 | 2002-05-01 14:04 | Anjanece | 8 | 0 | #VALUE! | #VALUE!
ANDERSON | DS-10100-14 | Y | ANDERSON , DS-10100-14 |  |  | 78.46 | 2002-05-01 14:04 | Anjanece | 8 | 0 | #VALUE! | #VALUE!
ANDERSON | DS-10100-14 | Y | ANDERSON , DS-10100-14 |  |  | 78.92 | 2002-05-01 14:04 | Anjanece | 8 | 0 | #VALUE! | #VALUE!
ANDERSON | DS-10100-14 | Y | ANDERSON , DS-10100-14 |  |  | 79.16 | 2002-05-01 14:04 | Anjanece | 8 | 0 | #VALUE! | #VALUE!
ANDERSON | DS-10100-14 | Y | ANDERSON , DS-10100-14 |  |  | 79.48 | 2002-05-01 14:04 | Anjanece | 8 | 0 | #VALUE! | #VALUE!
ANDERSON | DS-10100-14 | Y | ANDERSON , DS-10100-14 |  |  | 79.54 | 2002-05-01 14:04 | Anjanece | 8 | 0 | #VALUE! | #VALUE!
ANDERSON | DS-10100-14 | Y | ANDERSON , DS-10100-14 |  |  | 79.63 | 2002-05-01 14:04 | Anjanece | 8 | 0 | #VALUE! | #VALUE!
ANDERSON | DS-10100-14 | Y | ANDERSON , DS-10100-14 |  |  | 79.64 | 2002-05-01 14:04 | Anjanece | 8 | 0 | #VALUE! | #VALUE!
BURNDY CORP. | NDR6544T14 | Y | BURNDY CORP. , NDR6544T14 | JEA OVERHEAD DISTRIBUTION | CSC Stores | 65.92 | 2002-05-01 14:04 | Anjanece | 8 | 0 | #VALUE! | #VALUE!
BURNDY CORP. | NDR6544T14 | Y | BURNDY CORP. , NDR6544T14 |  |  | 77.81 | 2002-05-01 14:04 | Anjanece | 8 | 0 | #VALUE! | #VALUE!
BURNDY CORP. | NDR6544T14 | Y | BURNDY CORP. , NDR6544T14 |  |  | 77.89 | 2002-05-01 14:04 | Anjanece | 8 | 0 | #VALUE! | #VALUE!
BURNDY CORP. | NDR6544T14 | Y | BURNDY CORP. , NDR6544T14 |  |  | 78.46 | 2002-05-01 14:04 | Anjanece | 8 | 0 | #VALUE! | #VALUE!
BURNDY CORP. | NDR6544T14 | Y | BURNDY CORP. , NDR6544T14 |  |  | 78.92 | 2002-05-01 14:04 | Anjanece | 8 | 0 | #VALUE! | #VALUE!
BURNDY CORP. | NDR6544T14 | Y | BURNDY CORP. , NDR6544T14 |  |  | 79.16 | 2002-05-01 14:04 | Anjanece | 8 | 0 | #VALUE! | #VALUE!
BURNDY CORP. | NDR6544T14 | Y | BURNDY CORP. , NDR6544T14 |  |  | 79.48 | 2002-05-01 14:04 | Anjanece | 8 | 0 | #VALUE! | #VALUE!
BURNDY CORP. | NDR6544T14 | Y | BURNDY CORP. , NDR6544T14 |  |  | 79.54 | 2002-05-01 14:04 | Anjanece | 8 | 0 | #VALUE! | #VALUE!
BURNDY CORP. | NDR6544T14 | Y | BURNDY CORP. , NDR6544T14 |  |  | 79.63 | 2002-05-01 14:04 | Anjanece | 8 | 0 | #VALUE! | #VALUE!
BURNDY CORP. | NDR6544T14 | Y | BURNDY CORP. , NDR6544T14 |  |  | 79.64 | 2002-05-01 14:04 | Anjanece | 8 | 0 | #VALUE! | #VALUE!
DOSSERT | SCX100-100-T14 | Y | DOSSERT , SCX100-100-T14 | JEA OVERHEAD DISTRIBUTION | CSC Stores | 65.92 | 2002-05-01 14:04 | Anjanece | 8 | 0 | #VALUE! | #VALUE!
DOSSERT | SCX100-100-T14 | Y | DOSSERT , SCX100-100-T14 |  |  | 77.81 | 2002-05-01 14:04 | Anjanece | 8 | 0 | #VALUE! | #VALUE!
DOSSERT | SCX100-100-T14 | Y | DOSSERT , SCX100-100-T14 |  |  | 77.89 | 2002-05-01 14:04 | Anjanece | 8 | 0 | #VALUE! | #VALUE!
DOSSERT | SCX100-100-T14 | Y | DOSSERT , SCX100-100-T14 |  |  | 78.46 | 2002-05-01 14:04 | Anjanece | 8 | 0 | #VALUE! | #VALUE!
DOSSERT | SCX100-100-T14 | Y | DOSSERT , SCX100-100-T14 |  |  | 78.92 | 2002-05-01 14:04 | Anjanece | 8 | 0 | #VALUE! | #VALUE!
DOSSERT | SCX100-100-T14 | Y | DOSSERT , SCX100-100-T14 |  |  | 79.16 | 2002-05-01 14:04 | Anjanece | 8 | 0 | #VALUE! | #VALUE!
DOSSERT | SCX100-100-T14 | Y | DOSSERT , SCX100-100-T14 |  |  | 79.48 | 2002-05-01 14:04 | Anjanece | 8 | 0 | #VALUE! | #VALUE!
DOSSERT | SCX100-100-T14 | Y | DOSSERT , SCX100-100-T14 |  |  | 79.54 | 2002-05-01 14:04 | Anjanece | 8 | 0 | #VALUE! | #VALUE!
DOSSERT | SCX100-100-T14 | Y | DOSSERT , SCX100-100-T14 |  |  | 79.63 | 2002-05-01 14:04 | Anjanece | 8 | 0 | #VALUE! | #VALUE!
DOSSERT | SCX100-100-T14 | Y | DOSSERT , SCX100-100-T14 |  |  | 79.64 | 2002-05-01 14:04 | Anjanece | 8 | 0 | #VALUE! | #VALUE!
HOMAC | 5M863-5 | Y | HOMAC , 5M863-5 | JEA OVERHEAD DISTRIBUTION | CSC Stores | 65.92 | 2002-05-01 14:04 | Anjanece | 8 | 0 | #VALUE! | #VALUE!
HOMAC | 5M863-5 | Y | HOMAC , 5M863-5 |  |  | 77.81 | 2002-05-01 14:04 | Anjanece | 8 | 0 | #VALUE! | #VALUE!
HOMAC | 5M863-5 | Y | HOMAC , 5M863-5 |  |  | 77.89 | 2002-05-01 14:04 | Anjanece | 8 | 0 | #VALUE! | #VALUE!
HOMAC | 5M863-5 | Y | HOMAC , 5M863-5 |  |  | 78.46 | 2002-05-01 14:04 | Anjanece | 8 | 0 | #VALUE! | #VALUE!
HOMAC | 5M863-5 | Y | HOMAC , 5M863-5 |  |  | 78.92 | 2002-05-01 14:04 | Anjanece | 8 | 0 | #VALUE! | #VALUE!
HOMAC | 5M863-5 | Y | HOMAC , 5M863-5 |  |  | 79.16 | 2002-05-01 14:04 | Anjanece | 8 | 0 | #VALUE! | #VALUE!
HOMAC | 5M863-5 | Y | HOMAC , 5M863-5 |  |  | 79.48 | 2002-05-01 14:04 | Anjanece | 8 | 0 | #VALUE! | #VALUE!
HOMAC | 5M863-5 | Y | HOMAC , 5M863-5 |  |  | 79.54 | 2002-05-01 14:04 | Anjanece | 8 | 0 | #VALUE! | #VALUE!
HOMAC | 5M863-5 | Y | HOMAC , 5M863-5 |  |  | 79.63 | 2002-05-01 14:04 | Anjanece | 8 | 0 | #VALUE! | #VALUE!
HOMAC | 5M863-5 | Y | HOMAC , 5M863-5 |  |  | 79.64 | 2002-05-01 14:04 | Anjanece | 8 | 0 | #VALUE! | #VALUE!
TRAVIS FOUNDRY - PDU | 14-235-WRX | Y | TRAVIS FOUNDRY - PDU , 14-235-WRX | JEA OVERHEAD DISTRIBUTION | CSC Stores | 65.92 | 2002-05-01 14:04 | Anjanece | 8 | 0 | #VALUE! | #VALUE!
TRAVIS FOUNDRY - PDU | 14-235-WRX | Y | TRAVIS FOUNDRY - PDU , 14-235-WRX |  |  | 77.81 | 2002-05-01 14:04 | Anjanece | 8 | 0 | #VALUE! | #VALUE!
TRAVIS FOUNDRY - PDU | 14-235-WRX | Y | TRAVIS FOUNDRY - PDU , 14-235-WRX |  |  | 77.89 | 2002-05-01 14:04 | Anjanece | 8 | 0 | #VALUE! | #VALUE!
TRAVIS FOUNDRY - PDU | 14-235-WRX | Y | TRAVIS FOUNDRY - PDU , 14-235-WRX |  |  | 78.46 | 2002-05-01 14:04 | Anjanece | 8 | 0 | #VALUE! | #VALUE!
TRAVIS FOUNDRY - PDU | 14-235-WRX | Y | TRAVIS FOUNDRY - PDU , 14-235-WRX |  |  | 78.92 | 2002-05-01 14:04 | Anjanece | 8 | 0 | #VALUE! | #VALUE!
TRAVIS FOUNDRY - PDU | 14-235-WRX | Y | TRAVIS FOUNDRY - PDU , 14-235-WRX |  |  | 79.16 | 2002-05-01 14:04 | Anjanece | 8 | 0 | #VALUE! | #VALUE!
TRAVIS FOUNDRY - PDU | 14-235-WRX | Y | TRAVIS FOUNDRY - PDU , 14-235-WRX |  |  | 79.48 | 2002-05-01 14:04 | Anjanece | 8 | 0 | #VALUE! | #VALUE!
TRAVIS FOUNDRY - PDU | 14-235-WRX | Y | TRAVIS FOUNDRY - PDU , 14-235-WRX |  |  | 79.54 | 2002-05-01 14:04 | Anjanece | 8 | 0 | #VALUE! | #VALUE!
TRAVIS FOUNDRY - PDU | 14-235-WRX | Y | TRAVIS FOUNDRY - PDU , 14-235-WRX |  |  | 79.63 | 2002-05-01 14:04 | Anjanece | 8 | 0 | #VALUE! | #VALUE!
TRAVIS FOUNDRY - PDU | 14-235-WRX | Y | TRAVIS FOUNDRY - PDU , 14-235-WRX |  |  | 79.64 | 2002-05-01 14:04 | Anjanece | 8 | 0 | #VALUE! | #VALUE!
FRANKEL | CBL-4-N1R | Y | FRANKEL , CBL-4-N1R | JEA TRANSMISSION | CSC Stores | 11.28 | 2002-03-12 17:02 | John | 150 | 0 | N | N
FRANKEL | CBL-4-N1R | Y | FRANKEL , CBL-4-N1R |  |  | 11.45 | 2002-03-12 17:02 | John | 150 | 0 | N | N
FRANKEL | CBL-4-N1R | Y | FRANKEL , CBL-4-N1R |  |  | 12.44 | 2002-03-12 17:02 | John | 150 | 0 | N | N
FRANKEL | CBL-4-N1R | Y | FRANKEL , CBL-4-N1R |  |  | 12.97 | 2002-03-12 17:02 | John | 150 | 0 | N | N
FRANKEL | CBL-4-N1R | Y | FRANKEL , CBL-4-N1R |  |  | 13.78 | 2002-03-12 17:02 | John | 150 | 0 | N | N
FRANKEL | CBL-4-N1R | Y | FRANKEL , CBL-4-N1R |  |  | 14.35 | 2002-03-12 17:02 | John | 150 | 0 | N | N
FRANKEL | CBL-4-N1R | Y | FRANKEL , CBL-4-N1R |  |  | 14.61 | 2002-03-12 17:02 | John | 150 | 0 | N | N
FRANKEL | CBL-4-N1R | Y | FRANKEL , CBL-4-N1R |  |  | 15.52 | 2002-03-12 17:02 | John | 150 | 0 | N | N
FRANKEL | CBL-4-N1R | Y | FRANKEL , CBL-4-N1R |  |  | 16.08 | 2002-03-12 17:02 | John | 150 | 0 | N | N
FRANKEL | CBL-4-N1R | Y | FRANKEL , CBL-4-N1R |  |  | 17.79 | 2002-03-12 17:02 | John | 150 | 0 | N | N
FRANKEL | CBL-4-N1R | Y | FRANKEL , CBL-4-N1R |  |  | 18.58 | 2002-03-12 17:02 | John | 150 | 0 | N | N
FRANKEL | CBL-4-N1R | Y | FRANKEL , CBL-4-N1R |  |  | 20.2 | 2002-03-12 17:02 | John | 150 | 0 | N | N
PENN-UNION | BLTU-4-S1 | Y | PENN-UNION , BLTU-4-S1 | JEA TRANSMISSION | CSC Stores | 11.28 | 2002-03-12 17:02 | John | 150 | 0 | N | N
PENN-UNION | BLTU-4-S1 | Y | PENN-UNION , BLTU-4-S1 |  |  | 11.45 | 2002-03-12 17:02 | John | 150 | 0 | N | N
PENN-UNION | BLTU-4-S1 | Y | PENN-UNION , BLTU-4-S1 |  |  | 12.44 | 2002-03-12 17:02 | John | 150 | 0 | N | N
PENN-UNION | BLTU-4-S1 | Y | PENN-UNION , BLTU-4-S1 |  |  | 12.97 | 2002-03-12 17:02 | John | 150 | 0 | N | N
PENN-UNION | BLTU-4-S1 | Y | PENN-UNION , BLTU-4-S1 |  |  | 13.78 | 2002-03-12 17:02 | John | 150 | 0 | N | N
PENN-UNION | BLTU-4-S1 | Y | PENN-UNION , BLTU-4-S1 |  |  | 14.35 | 2002-03-12 17:02 | John | 150 | 0 | N | N
PENN-UNION | BLTU-4-S1 | Y | PENN-UNION , BLTU-4-S1 |  |  | 14.61 | 2002-03-12 17:02 | John | 150 | 0 | N | N
PENN-UNION | BLTU-4-S1 | Y | PENN-UNION , BLTU-4-S1 |  |  | 15.52 | 2002-03-12 17:02 | John | 150 | 0 | N | N
PENN-UNION | BLTU-4-S1 | Y | PENN-UNION , BLTU-4-S1 |  |  | 16.08 | 2002-03-12 17:02 | John | 150 | 0 | N | N
PENN-UNION | BLTU-4-S1 | Y | PENN-UNION , BLTU-4-S1 |  |  | 17.79 | 2002-03-12 17:02 | John | 150 | 0 | N | N
PENN-UNION | BLTU-4-S1 | Y | PENN-UNION , BLTU-4-S1 |  |  | 18.58 | 2002-03-12 17:02 | John | 150 | 0 | N | N
PENN-UNION | BLTU-4-S1 | Y | PENN-UNION , BLTU-4-S1 |  |  | 20.2 | 2002-03-12 17:02 | John | 150 | 0 | N | N
FRANKEL | CBL-4-N2R | Y | FRANKEL , CBL-4-N2R | JEA TRANSMISSION | CSC Stores | 12.63 | 2002-03-12 17:03 | John | 50 | 0 | N | N
FRANKEL | CBL-4-N2R | Y | FRANKEL , CBL-4-N2R |  |  | 12.67 | 2002-03-12 17:03 | John | 50 | 0 | N | N
FRANKEL | CBL-4-N2R | Y | FRANKEL , CBL-4-N2R |  |  | 12.71 | 2002-03-12 17:03 | John | 50 | 0 | N | N
FRANKEL | CBL-4-N2R | Y | FRANKEL , CBL-4-N2R |  |  | 13.06 | 2002-03-12 17:03 | John | 50 | 0 | N | N
FRANKEL | CBL-4-N2R | Y | FRANKEL , CBL-4-N2R |  |  | 13.19 | 2002-03-12 17:03 | John | 50 | 0 | N | N
FRANKEL | CBL-4-N2R | Y | FRANKEL , CBL-4-N2R |  |  | 13.2 | 2002-03-12 17:03 | John | 50 | 0 | N | N
FRANKEL | CBL-4-N2R | Y | FRANKEL , CBL-4-N2R |  |  | 13.8 | 2002-03-12 17:03 | John | 50 | 0 | N | N
FRANKEL | CBL-4-N2R | Y | FRANKEL , CBL-4-N2R |  |  | 13.83 | 2002-03-12 17:03 | John | 50 | 0 | N | N
FRANKEL | CBL-4-N2R | Y | FRANKEL , CBL-4-N2R |  |  | 14.34 | 2002-03-12 17:03 | John | 50 | 0 | N | N
FRANKEL | CBL-4-N2R | Y | FRANKEL , CBL-4-N2R |  |  | 14.52 | 2002-03-12 17:03 | John | 50 | 0 | N | N
FRANKEL | CBL-4-N2R | Y | FRANKEL , CBL-4-N2R |  |  | 14.75 | 2002-03-12 17:03 | John | 50 | 0 | N | N
FRANKEL | CBL-4-N2R | Y | FRANKEL , CBL-4-N2R |  |  | 14.81 | 2002-03-12 17:03 | John | 50 | 0 | N | N
FRANKEL | CBL-4-N2R | Y | FRANKEL , CBL-4-N2R |  |  | 14.86 | 2002-03-12 17:03 | John | 50 | 0 | N | N
FRANKEL | CBL-4-N2R | Y | FRANKEL , CBL-4-N2R |  |  | 14.88 | 2002-03-12 17:03 | John | 50 | 0 | N | N
FRANKEL | CBL-4-N2R | Y | FRANKEL , CBL-4-N2R |  |  | 14.89 | 2002-03-12 17:03 | John | 50 | 0 | N | N
FRANKEL | CBL-4-N2R | Y | FRANKEL , CBL-4-N2R |  |  | 14.96 | 2002-03-12 17:03 | John | 50 | 0 | N | N
FRANKEL | CBL-4-N2R | Y | FRANKEL , CBL-4-N2R |  |  | 15.83 | 2002-03-12 17:03 | John | 50 | 0 | N | N
FRANKEL | CBL-4-N2R | Y | FRANKEL , CBL-4-N2R |  |  | 18.52 | 2002-03-12 17:03 | John | 50 | 0 | N | N
FRANKEL | CBL-4-N2R | Y | FRANKEL , CBL-4-N2R |  |  | 19.77 | 2002-03-12 17:03 | John | 50 | 0 | N | N
FRANKEL | CBL-4-N2R | Y | FRANKEL , CBL-4-N2R |  |  | 20.75 | 2002-03-12 17:03 | John | 50 | 0 | N | N
FRANKEL | CBL-4-N2R | Y | FRANKEL , CBL-4-N2R |  |  | 22.11 | 2002-03-12 17:03 | John | 50 | 0 | N | N
HOMAC | CBL-4-N2R | Y | HOMAC , CBL-4-N2R | JEA TRANSMISSION | CSC Stores | 12.63 | 2002-03-12 17:03 | John | 50 | 0 | N | N
HOMAC | CBL-4-N2R | Y | HOMAC , CBL-4-N2R |  |  | 12.67 | 2002-03-12 17:03 | John | 50 | 0 | N | N
HOMAC | CBL-4-N2R | Y | HOMAC , CBL-4-N2R |  |  | 12.71 | 2002-03-12 17:03 | John | 50 | 0 | N | N
HOMAC | CBL-4-N2R | Y | HOMAC , CBL-4-N2R |  |  | 13.06 | 2002-03-12 17:03 | John | 50 | 0 | N | N
HOMAC | CBL-4-N2R | Y | HOMAC , CBL-4-N2R |  |  | 13.19 | 2002-03-12 17:03 | John | 50 | 0 | N | N
HOMAC | CBL-4-N2R | Y | HOMAC , CBL-4-N2R |  |  | 13.2 | 2002-03-12 17:03 | John | 50 | 0 | N | N
HOMAC | CBL-4-N2R | Y | HOMAC , CBL-4-N2R |  |  | 13.8 | 2002-03-12 17:03 | John | 50 | 0 | N | N
HOMAC | CBL-4-N2R | Y | HOMAC , CBL-4-N2R |  |  | 13.83 | 2002-03-12 17:03 | John | 50 | 0 | N | N
HOMAC | CBL-4-N2R | Y | HOMAC , CBL-4-N2R |  |  | 14.34 | 2002-03-12 17:03 | John | 50 | 0 | N | N
HOMAC | CBL-4-N2R | Y | HOMAC , CBL-4-N2R |  |  | 14.52 | 2002-03-12 17:03 | John | 50 | 0 | N | N
HOMAC | CBL-4-N2R | Y | HOMAC , CBL-4-N2R |  |  | 14.75 | 2002-03-12 17:03 | John | 50 | 0 | N | N
HOMAC | CBL-4-N2R | Y | HOMAC , CBL-4-N2R |  |  | 14.81 | 2002-03-12 17:03 | John | 50 | 0 | N | N
HOMAC | CBL-4-N2R | Y | HOMAC , CBL-4-N2R |  |  | 14.86 | 2002-03-12 17:03 | John | 50 | 0 | N | N
HOMAC | CBL-4-N2R | Y | HOMAC , CBL-4-N2R |  |  | 14.88 | 2002-03-12 17:03 | John | 50 | 0 | N | N
HOMAC | CBL-4-N2R | Y | HOMAC , CBL-4-N2R |  |  | 14.89 | 2002-03-12 17:03 | John | 50 | 0 | N | N
HOMAC | CBL-4-N2R | Y | HOMAC , CBL-4-N2R |  |  | 14.96 | 2002-03-12 17:03 | John | 50 | 0 | N | N
HOMAC | CBL-4-N2R | Y | HOMAC , CBL-4-N2R |  |  | 15.83 | 2002-03-12 17:03 | John | 50 | 0 | N | N
HOMAC | CBL-4-N2R | Y | HOMAC , CBL-4-N2R |  |  | 18.52 | 2002-03-12 17:03 | John | 50 | 0 | N | N
HOMAC | CBL-4-N2R | Y | HOMAC , CBL-4-N2R |  |  | 19.77 | 2002-03-12 17:03 | John | 50 | 0 | N | N
HOMAC | CBL-4-N2R | Y | HOMAC , CBL-4-N2R |  |  | 20.75 | 2002-03-12 17:03 | John | 50 | 0 | N | N
HOMAC | CBL-4-N2R | Y | HOMAC , CBL-4-N2R |  |  | 22.11 | 2002-03-12 17:03 | John | 50 | 0 | N | N
PENN-UNION | BLTU-4-S2 | Y | PENN-UNION , BLTU-4-S2 | JEA TRANSMISSION | CSC Stores | 12.63 | 2002-03-12 17:03 | John | 50 | 0 | N | N
PENN-UNION | BLTU-4-S2 | Y | PENN-UNION , BLTU-4-S2 |  |  | 12.67 | 2002-03-12 17:03 | John | 50 | 0 | N | N
PENN-UNION | BLTU-4-S2 | Y | PENN-UNION , BLTU-4-S2 |  |  | 12.71 | 2002-03-12 17:03 | John | 50 | 0 | N | N
PENN-UNION | BLTU-4-S2 | Y | PENN-UNION , BLTU-4-S2 |  |  | 13.06 | 2002-03-12 17:03 | John | 50 | 0 | N | N
PENN-UNION | BLTU-4-S2 | Y | PENN-UNION , BLTU-4-S2 |  |  | 13.19 | 2002-03-12 17:03 | John | 50 | 0 | N | N
PENN-UNION | BLTU-4-S2 | Y | PENN-UNION , BLTU-4-S2 |  |  | 13.2 | 2002-03-12 17:03 | John | 50 | 0 | N | N
PENN-UNION | BLTU-4-S2 | Y | PENN-UNION , BLTU-4-S2 |  |  | 13.8 | 2002-03-12 17:03 | John | 50 | 0 | N | N
PENN-UNION | BLTU-4-S2 | Y | PENN-UNION , BLTU-4-S2 |  |  | 13.83 | 2002-03-12 17:03 | John | 50 | 0 | N | N
PENN-UNION | BLTU-4-S2 | Y | PENN-UNION , BLTU-4-S2 |  |  | 14.34 | 2002-03-12 17:03 | John | 50 | 0 | N | N
PENN-UNION | BLTU-4-S2 | Y | PENN-UNION , BLTU-4-S2 |  |  | 14.52 | 2002-03-12 17:03 | John | 50 | 0 | N | N
PENN-UNION | BLTU-4-S2 | Y | PENN-UNION , BLTU-4-S2 |  |  | 14.75 | 2002-03-12 17:03 | John | 50 | 0 | N | N
PENN-UNION | BLTU-4-S2 | Y | PENN-UNION , BLTU-4-S2 |  |  | 14.81 | 2002-03-12 17:03 | John | 50 | 0 | N | N
PENN-UNION | BLTU-4-S2 | Y | PENN-UNION , BLTU-4-S2 |  |  | 14.86 | 2002-03-12 17:03 | John | 50 | 0 | N | N
PENN-UNION | BLTU-4-S2 | Y | PENN-UNION , BLTU-4-S2 |  |  | 14.88 | 2002-03-12 17:03 | John | 50 | 0 | N | N
PENN-UNION | BLTU-4-S2 | Y | PENN-UNION , BLTU-4-S2 |  |  | 14.89 | 2002-03-12 17:03 | John | 50 | 0 | N | N
PENN-UNION | BLTU-4-S2 | Y | PENN-UNION , BLTU-4-S2 |  |  | 14.96 | 2002-03-12 17:03 | John | 50 | 0 | N | N
PENN-UNION | BLTU-4-S2 | Y | PENN-UNION , BLTU-4-S2 |  |  | 15.83 | 2002-03-12 17:03 | John | 50 | 0 | N | N
PENN-UNION | BLTU-4-S2 | Y | PENN-UNION , BLTU-4-S2 |  |  | 18.52 | 2002-03-12 17:03 | John | 50 | 0 | N | N
PENN-UNION | BLTU-4-S2 | Y | PENN-UNION , BLTU-4-S2 |  |  | 19.77 | 2002-03-12 17:03 | John | 50 | 0 | N | N
PENN-UNION | BLTU-4-S2 | Y | PENN-UNION , BLTU-4-S2 |  |  | 20.75 | 2002-03-12 17:03 | John | 50 | 0 | N | N
PENN-UNION | BLTU-4-S2 | Y | PENN-UNION , BLTU-4-S2 |  |  | 22.11 | 2002-03-12 17:03 | John | 50 | 0 | N | N
FRANKEL | CBL-4-N3R | Y | FRANKEL , CBL-4-N3R | JEA TRANSMISSION | CSC Stores | 16.06 | 2002-03-15 07:54 | John | 150 | 0 | N | N
FRANKEL | CBL-4-N3R | Y | FRANKEL , CBL-4-N3R |  |  | 16.79 | 2002-03-15 07:54 | John | 150 | 0 | N | N
FRANKEL | CBL-4-N3R | Y | FRANKEL , CBL-4-N3R |  |  | 18.86 | 2002-03-15 07:54 | John | 150 | 0 | N | N
FRANKEL | CBL-4-N3R | Y | FRANKEL , CBL-4-N3R |  |  | 19.48 | 2002-03-15 07:54 | John | 150 | 0 | N | N
FRANKEL | CBL-4-N3R | Y | FRANKEL , CBL-4-N3R |  |  | 19.58 | 2002-03-15 07:54 | John | 150 | 0 | N | N
FRANKEL | CBL-4-N3R | Y | FRANKEL , CBL-4-N3R |  |  | 20.21 | 2002-03-15 07:54 | John | 150 | 0 | N | N
FRANKEL | CBL-4-N3R | Y | FRANKEL , CBL-4-N3R |  |  | 24.93 | 2002-03-15 07:54 | John | 150 | 0 | N | N
PENN-UNION | BLTU-4-S3 | Y | PENN-UNION , BLTU-4-S3 | JEA TRANSMISSION | CSC Stores | 16.06 | 2002-03-15 07:54 | John | 150 | 0 | N | N
PENN-UNION | BLTU-4-S3 | Y | PENN-UNION , BLTU-4-S3 |  |  | 16.79 | 2002-03-15 07:54 | John | 150 | 0 | N | N
PENN-UNION | BLTU-4-S3 | Y | PENN-UNION , BLTU-4-S3 |  |  | 18.86 | 2002-03-15 07:54 | John | 150 | 0 | N | N
PENN-UNION | BLTU-4-S3 | Y | PENN-UNION , BLTU-4-S3 |  |  | 19.48 | 2002-03-15 07:54 | John | 150 | 0 | N | N
PENN-UNION | BLTU-4-S3 | Y | PENN-UNION , BLTU-4-S3 |  |  | 19.58 | 2002-03-15 07:54 | John | 150 | 0 | N | N
PENN-UNION | BLTU-4-S3 | Y | PENN-UNION , BLTU-4-S3 |  |  | 20.21 | 2002-03-15 07:54 | John | 150 | 0 | N | N
PENN-UNION | BLTU-4-S3 | Y | PENN-UNION , BLTU-4-S3 |  |  | 24.93 | 2002-03-15 07:54 | John | 150 | 0 | N | N
INDUSTRIAL TECHNOLOGY | IDTE610M160CS | Y | INDUSTRIAL TECHNOLOGY , IDTE610M160CS | JEA OVERHEAD DISTRIBUTION | CSC Stores | 6.57 | 2002-03-12 17:07 | Anjanece | 30 | 0 | #VALUE! | #VALUE!
INDUSTRIAL TECHNOLOGY | IDTE610M160CS | Y | INDUSTRIAL TECHNOLOGY , IDTE610M160CS |  |  | 6.61 | 2002-03-12 17:07 | Anjanece | 30 | 0 | #VALUE! | #VALUE!
INDUSTRIAL TECHNOLOGY | IDTE610M160CS | Y | INDUSTRIAL TECHNOLOGY , IDTE610M160CS |  |  | 6.64 | 2002-03-12 17:07 | Anjanece | 30 | 0 | #VALUE! | #VALUE!
INDUSTRIAL TECHNOLOGY | IDTE610M160CS | Y | INDUSTRIAL TECHNOLOGY , IDTE610M160CS |  |  | 6.65 | 2002-03-12 17:07 | Anjanece | 30 | 0 | #VALUE! | #VALUE!
INDUSTRIAL TECHNOLOGY | IDTE610M160CS | Y | INDUSTRIAL TECHNOLOGY , IDTE610M160CS |  |  | 6.78 | 2002-03-12 17:07 | Anjanece | 30 | 0 | #VALUE! | #VALUE!
INDUSTRIAL TECHNOLOGY | IDTE610M160CS | Y | INDUSTRIAL TECHNOLOGY , IDTE610M160CS |  |  | 6.81 | 2002-03-12 17:07 | Anjanece | 30 | 0 | #VALUE! | #VALUE!
INDUSTRIAL TECHNOLOGY | IDTE610M160CS | Y | INDUSTRIAL TECHNOLOGY , IDTE610M160CS |  |  | 6.83 | 2002-03-12 17:07 | Anjanece | 30 | 0 | #VALUE! | #VALUE!
INDUSTRIAL TECHNOLOGY | IDTE610M160CS | Y | INDUSTRIAL TECHNOLOGY , IDTE610M160CS |  |  | 6.84 | 2002-03-12 17:07 | Anjanece | 30 | 0 | #VALUE! | #VALUE!
INDUSTRIAL TECHNOLOGY | IDTE610M160CS | Y | INDUSTRIAL TECHNOLOGY , IDTE610M160CS |  |  | 6.98 | 2002-03-12 17:07 | Anjanece | 30 | 0 | #VALUE! | #VALUE!
INDUSTRIAL TECHNOLOGY | IDTE610M160CS | Y | INDUSTRIAL TECHNOLOGY , IDTE610M160CS |  |  | 7.18 | 2002-03-12 17:07 | Anjanece | 30 | 0 | #VALUE! | #VALUE!
INDUSTRIAL TECHNOLOGY | IDTE610M160CS | Y | INDUSTRIAL TECHNOLOGY , IDTE610M160CS |  |  | 7.5 | 2002-03-12 17:07 | Anjanece | 30 | 0 | #VALUE! | #VALUE!
INDUSTRIAL TECHNOLOGY | IDTE610M160CS | Y | INDUSTRIAL TECHNOLOGY , IDTE610M160CS |  |  | 7.68 | 2002-03-12 17:07 | Anjanece | 30 | 0 | #VALUE! | #VALUE!
INDUSTRIAL TECHNOLOGY | IDTE610M160CS | Y | INDUSTRIAL TECHNOLOGY , IDTE610M160CS |  |  | 8.04 | 2002-03-12 17:07 | Anjanece | 30 | 0 | #VALUE! | #VALUE!
INDUSTRIAL TECHNOLOGY | IDTE610M160CS | Y | INDUSTRIAL TECHNOLOGY , IDTE610M160CS |  |  | 8.57 | 2002-03-12 17:07 | Anjanece | 30 | 0 | #VALUE! | #VALUE!
INDUSTRIAL TECHNOLOGY | IDTE610M160CS | Y | INDUSTRIAL TECHNOLOGY , IDTE610M160CS |  |  | 8.76 | 2002-03-12 17:07 | Anjanece | 30 | 0 | #VALUE! | #VALUE!
INDUSTRIAL TECHNOLOGY | IDTE610M160CS | Y | INDUSTRIAL TECHNOLOGY , IDTE610M160CS |  |  | 8.9 | 2002-03-12 17:07 | Anjanece | 30 | 0 | #VALUE! | #VALUE!
INDUSTRIAL TECHNOLOGY | IDTE610M160CS | Y | INDUSTRIAL TECHNOLOGY , IDTE610M160CS |  |  | 9.24 | 2002-03-12 17:07 | Anjanece | 30 | 0 | #VALUE! | #VALUE!
INDUSTRIAL TECHNOLOGY | IDTE610M160CS | Y | INDUSTRIAL TECHNOLOGY , IDTE610M160CS |  |  | 9.76 | 2002-03-12 17:07 | Anjanece | 30 | 0 | #VALUE! | #VALUE!
INDUSTRIAL TECHNOLOGY | IDTE610M160CS | Y | INDUSTRIAL TECHNOLOGY , IDTE610M160CS |  |  | 9.77 | 2002-03-12 17:07 | Anjanece | 30 | 0 | #VALUE! | #VALUE!
INDUSTRIAL TECHNOLOGY | IDTE610M160CS | Y | INDUSTRIAL TECHNOLOGY , IDTE610M160CS |  |  | 10.74 | 2002-03-12 17:07 | Anjanece | 30 | 0 | #VALUE! | #VALUE!
INDUSTRIAL TECHNOLOGY | IDTE610M160CS | Y | INDUSTRIAL TECHNOLOGY , IDTE610M160CS |  |  | 10.86 | 2002-03-12 17:07 | Anjanece | 30 | 0 | #VALUE! | #VALUE!
INDUSTRIAL TECHNOLOGY | IDTE610M160CS | Y | INDUSTRIAL TECHNOLOGY , IDTE610M160CS |  |  | 10.96 | 2002-03-12 17:07 | Anjanece | 30 | 0 | #VALUE! | #VALUE!
INDUSTRIAL TECHNOLOGY | IDTE610M160CS | Y | INDUSTRIAL TECHNOLOGY , IDTE610M160CS |  |  | 10.97 | 2002-03-12 17:07 | Anjanece | 30 | 0 | #VALUE! | #VALUE!
INDUSTRIAL TECHNOLOGY | IDTE610M160CS | Y | INDUSTRIAL TECHNOLOGY , IDTE610M160CS |  |  | 11 | 2002-03-12 17:07 | Anjanece | 30 | 0 | #VALUE! | #VALUE!
INDUSTRIAL TECHNOLOGY | IDTE610M160CS | Y | INDUSTRIAL TECHNOLOGY , IDTE610M160CS |  |  | 11.07 | 2002-03-12 17:07 | Anjanece | 30 | 0 | #VALUE! | #VALUE!
INDUSTRIAL TECHNOLOGY | IDTE610M160CS | Y | INDUSTRIAL TECHNOLOGY , IDTE610M160CS |  |  | 11.16 | 2002-03-12 17:07 | Anjanece | 30 | 0 | #VALUE! | #VALUE!
INDUSTRIAL TECHNOLOGY | IDTE610M160CS | Y | INDUSTRIAL TECHNOLOGY , IDTE610M160CS |  |  | 11.21 | 2002-03-12 17:07 | Anjanece | 30 | 0 | #VALUE! | #VALUE!
INDUSTRIAL TECHNOLOGY | IDTE610M160CS | Y | INDUSTRIAL TECHNOLOGY , IDTE610M160CS |  |  | 11.22 | 2002-03-12 17:07 | Anjanece | 30 | 0 | #VALUE! | #VALUE!
MMM/3M | 1402-XR | Y | MMM/3M , 1402-XR | JEA OVERHEAD DISTRIBUTION | CSC Stores | 6.57 | 2002-03-12 17:07 | Anjanece | 30 | 0 | #VALUE! | #VALUE!
MMM/3M | 1402-XR | Y | MMM/3M , 1402-XR |  |  | 6.61 | 2002-03-12 17:07 | Anjanece | 30 | 0 | #VALUE! | #VALUE!
MMM/3M | 1402-XR | Y | MMM/3M , 1402-XR |  |  | 6.64 | 2002-03-12 17:07 | Anjanece | 30 | 0 | #VALUE! | #VALUE!
MMM/3M | 1402-XR | Y | MMM/3M , 1402-XR |  |  | 6.65 | 2002-03-12 17:07 | Anjanece | 30 | 0 | #VALUE! | #VALUE!
MMM/3M | 1402-XR | Y | MMM/3M , 1402-XR |  |  | 6.78 | 2002-03-12 17:07 | Anjanece | 30 | 0 | #VALUE! | #VALUE!
MMM/3M | 1402-XR | Y | MMM/3M , 1402-XR |  |  | 6.81 | 2002-03-12 17:07 | Anjanece | 30 | 0 | #VALUE! | #VALUE!
MMM/3M | 1402-XR | Y | MMM/3M , 1402-XR |  |  | 6.83 | 2002-03-12 17:07 | Anjanece | 30 | 0 | #VALUE! | #VALUE!
MMM/3M | 1402-XR | Y | MMM/3M , 1402-XR |  |  | 6.84 | 2002-03-12 17:07 | Anjanece | 30 | 0 | #VALUE! | #VALUE!
MMM/3M | 1402-XR | Y | MMM/3M , 1402-XR |  |  | 6.98 | 2002-03-12 17:07 | Anjanece | 30 | 0 | #VALUE! | #VALUE!
MMM/3M | 1402-XR | Y | MMM/3M , 1402-XR |  |  | 7.18 | 2002-03-12 17:07 | Anjanece | 30 | 0 | #VALUE! | #VALUE!
MMM/3M | 1402-XR | Y | MMM/3M , 1402-XR |  |  | 7.5 | 2002-03-12 17:07 | Anjanece | 30 | 0 | #VALUE! | #VALUE!
MMM/3M | 1402-XR | Y | MMM/3M , 1402-XR |  |  | 7.68 | 2002-03-12 17:07 | Anjanece | 30 | 0 | #VALUE! | #VALUE!
MMM/3M | 1402-XR | Y | MMM/3M , 1402-XR |  |  | 8.04 | 2002-03-12 17:07 | Anjanece | 30 | 0 | #VALUE! | #VALUE!
MMM/3M | 1402-XR | Y | MMM/3M , 1402-XR |  |  | 8.57 | 2002-03-12 17:07 | Anjanece | 30 | 0 | #VALUE! | #VALUE!
MMM/3M | 1402-XR | Y | MMM/3M , 1402-XR |  |  | 8.76 | 2002-03-12 17:07 | Anjanece | 30 | 0 | #VALUE! | #VALUE!
MMM/3M | 1402-XR | Y | MMM/3M , 1402-XR |  |  | 8.9 | 2002-03-12 17:07 | Anjanece | 30 | 0 | #VALUE! | #VALUE!
MMM/3M | 1402-XR | Y | MMM/3M , 1402-XR |  |  | 9.24 | 2002-03-12 17:07 | Anjanece | 30 | 0 | #VALUE! | #VALUE!
MMM/3M | 1402-XR | Y | MMM/3M , 1402-XR |  |  | 9.76 | 2002-03-12 17:07 | Anjanece | 30 | 0 | #VALUE! | #VALUE!
MMM/3M | 1402-XR | Y | MMM/3M , 1402-XR |  |  | 9.77 | 2002-03-12 17:07 | Anjanece | 30 | 0 | #VALUE! | #VALUE!
MMM/3M | 1402-XR | Y | MMM/3M , 1402-XR |  |  | 10.74 | 2002-03-12 17:07 | Anjanece | 30 | 0 | #VALUE! | #VALUE!
MMM/3M | 1402-XR | Y | MMM/3M , 1402-XR |  |  | 10.86 | 2002-03-12 17:07 | Anjanece | 30 | 0 | #VALUE! | #VALUE!
MMM/3M | 1402-XR | Y | MMM/3M , 1402-XR |  |  | 10.96 | 2002-03-12 17:07 | Anjanece | 30 | 0 | #VALUE! | #VALUE!
MMM/3M | 1402-XR | Y | MMM/3M , 1402-XR |  |  | 10.97 | 2002-03-12 17:07 | Anjanece | 30 | 0 | #VALUE! | #VALUE!
MMM/3M | 1402-XR | Y | MMM/3M , 1402-XR |  |  | 11 | 2002-03-12 17:07 | Anjanece | 30 | 0 | #VALUE! | #VALUE!
MMM/3M | 1402-XR | Y | MMM/3M , 1402-XR |  |  | 11.07 | 2002-03-12 17:07 | Anjanece | 30 | 0 | #VALUE! | #VALUE!
MMM/3M | 1402-XR | Y | MMM/3M , 1402-XR |  |  | 11.16 | 2002-03-12 17:07 | Anjanece | 30 | 0 | #VALUE! | #VALUE!
MMM/3M | 1402-XR | Y | MMM/3M , 1402-XR |  |  | 11.21 | 2002-03-12 17:07 | Anjanece | 30 | 0 | #VALUE! | #VALUE!
MMM/3M | 1402-XR | Y | MMM/3M , 1402-XR |  |  | 11.22 | 2002-03-12 17:07 | Anjanece | 30 | 0 | #VALUE! | #VALUE!
OMNI CORP. | IDTE 610M160CS | Y | OMNI CORP. , IDTE 610M160CS | JEA OVERHEAD DISTRIBUTION | CSC Stores | 6.57 | 2002-03-12 17:07 | Anjanece | 30 | 0 | #VALUE! | #VALUE!
OMNI CORP. | IDTE 610M160CS | Y | OMNI CORP. , IDTE 610M160CS |  |  | 6.61 | 2002-03-12 17:07 | Anjanece | 30 | 0 | #VALUE! | #VALUE!
OMNI CORP. | IDTE 610M160CS | Y | OMNI CORP. , IDTE 610M160CS |  |  | 6.64 | 2002-03-12 17:07 | Anjanece | 30 | 0 | #VALUE! | #VALUE!
OMNI CORP. | IDTE 610M160CS | Y | OMNI CORP. , IDTE 610M160CS |  |  | 6.65 | 2002-03-12 17:07 | Anjanece | 30 | 0 | #VALUE! | #VALUE!
OMNI CORP. | IDTE 610M160CS | Y | OMNI CORP. , IDTE 610M160CS |  |  | 6.78 | 2002-03-12 17:07 | Anjanece | 30 | 0 | #VALUE! | #VALUE!
OMNI CORP. | IDTE 610M160CS | Y | OMNI CORP. , IDTE 610M160CS |  |  | 6.81 | 2002-03-12 17:07 | Anjanece | 30 | 0 | #VALUE! | #VALUE!
OMNI CORP. | IDTE 610M160CS | Y | OMNI CORP. , IDTE 610M160CS |  |  | 6.83 | 2002-03-12 17:07 | Anjanece | 30 | 0 | #VALUE! | #VALUE!
OMNI CORP. | IDTE 610M160CS | Y | OMNI CORP. , IDTE 610M160CS |  |  | 6.84 | 2002-03-12 17:07 | Anjanece | 30 | 0 | #VALUE! | #VALUE!
OMNI CORP. | IDTE 610M160CS | Y | OMNI CORP. , IDTE 610M160CS |  |  | 6.98 | 2002-03-12 17:07 | Anjanece | 30 | 0 | #VALUE! | #VALUE!
OMNI CORP. | IDTE 610M160CS | Y | OMNI CORP. , IDTE 610M160CS |  |  | 7.18 | 2002-03-12 17:07 | Anjanece | 30 | 0 | #VALUE! | #VALUE!
OMNI CORP. | IDTE 610M160CS | Y | OMNI CORP. , IDTE 610M160CS |  |  | 7.5 | 2002-03-12 17:07 | Anjanece | 30 | 0 | #VALUE! | #VALUE!
OMNI CORP. | IDTE 610M160CS | Y | OMNI CORP. , IDTE 610M160CS |  |  | 7.68 | 2002-03-12 17:07 | Anjanece | 30 | 0 | #VALUE! | #VALUE!
OMNI CORP. | IDTE 610M160CS | Y | OMNI CORP. , IDTE 610M160CS |  |  | 8.04 | 2002-03-12 17:07 | Anjanece | 30 | 0 | #VALUE! | #VALUE!
OMNI CORP. | IDTE 610M160CS | Y | OMNI CORP. , IDTE 610M160CS |  |  | 8.57 | 2002-03-12 17:07 | Anjanece | 30 | 0 | #VALUE! | #VALUE!
OMNI CORP. | IDTE 610M160CS | Y | OMNI CORP. , IDTE 610M160CS |  |  | 8.76 | 2002-03-12 17:07 | Anjanece | 30 | 0 | #VALUE! | #VALUE!
OMNI CORP. | IDTE 610M160CS | Y | OMNI CORP. , IDTE 610M160CS |  |  | 8.9 | 2002-03-12 17:07 | Anjanece | 30 | 0 | #VALUE! | #VALUE!
OMNI CORP. | IDTE 610M160CS | Y | OMNI CORP. , IDTE 610M160CS |  |  | 9.24 | 2002-03-12 17:07 | Anjanece | 30 | 0 | #VALUE! | #VALUE!
OMNI CORP. | IDTE 610M160CS | Y | OMNI CORP. , IDTE 610M160CS |  |  | 9.76 | 2002-03-12 17:07 | Anjanece | 30 | 0 | #VALUE! | #VALUE!
OMNI CORP. | IDTE 610M160CS | Y | OMNI CORP. , IDTE 610M160CS |  |  | 9.77 | 2002-03-12 17:07 | Anjanece | 30 | 0 | #VALUE! | #VALUE!
OMNI CORP. | IDTE 610M160CS | Y | OMNI CORP. , IDTE 610M160CS |  |  | 10.74 | 2002-03-12 17:07 | Anjanece | 30 | 0 | #VALUE! | #VALUE!
OMNI CORP. | IDTE 610M160CS | Y | OMNI CORP. , IDTE 610M160CS |  |  | 10.86 | 2002-03-12 17:07 | Anjanece | 30 | 0 | #VALUE! | #VALUE!
OMNI CORP. | IDTE 610M160CS | Y | OMNI CORP. , IDTE 610M160CS |  |  | 10.96 | 2002-03-12 17:07 | Anjanece | 30 | 0 | #VALUE! | #VALUE!
OMNI CORP. | IDTE 610M160CS | Y | OMNI CORP. , IDTE 610M160CS |  |  | 10.97 | 2002-03-12 17:07 | Anjanece | 30 | 0 | #VALUE! | #VALUE!
OMNI CORP. | IDTE 610M160CS | Y | OMNI CORP. , IDTE 610M160CS |  |  | 11 | 2002-03-12 17:07 | Anjanece | 30 | 0 | #VALUE! | #VALUE!
OMNI CORP. | IDTE 610M160CS | Y | OMNI CORP. , IDTE 610M160CS |  |  | 11.07 | 2002-03-12 17:07 | Anjanece | 30 | 0 | #VALUE! | #VALUE!
OMNI CORP. | IDTE 610M160CS | Y | OMNI CORP. , IDTE 610M160CS |  |  | 11.16 | 2002-03-12 17:07 | Anjanece | 30 | 0 | #VALUE! | #VALUE!
OMNI CORP. | IDTE 610M160CS | Y | OMNI CORP. , IDTE 610M160CS |  |  | 11.21 | 2002-03-12 17:07 | Anjanece | 30 | 0 | #VALUE! | #VALUE!
OMNI CORP. | IDTE 610M160CS | Y | OMNI CORP. , IDTE 610M160CS |  |  | 11.22 | 2002-03-12 17:07 | Anjanece | 30 | 0 | #VALUE! | #VALUE!
BURNDY CORP. | YFMR34 | Y | BURNDY CORP. , YFMR34 | JEA UNDERGROUND DISTRIBUTION | CSC Stores | 11.84 | 2002-05-07 07:06 | Anjanece | 1 | 0 | #VALUE! | #VALUE!
BURNDY CORP. | YFMR34 | Y | BURNDY CORP. , YFMR34 |  |  | 18.16 | 2002-05-07 07:06 | Anjanece | 1 | 0 | #VALUE! | #VALUE!
BURNDY CORP. | YFMR34 | Y | BURNDY CORP. , YFMR34 |  |  | 24.29 | 2002-05-07 07:06 | Anjanece | 1 | 0 | #VALUE! | #VALUE!
BURNDY CORP. | YFMR34 | Y | BURNDY CORP. , YFMR34 |  |  | 29.29 | 2002-05-07 07:06 | Anjanece | 1 | 0 | #VALUE! | #VALUE!
BURNDY CORP. | YFMR34 | Y | BURNDY CORP. , YFMR34 |  |  | 34.67 | 2002-05-07 07:06 | Anjanece | 1 | 0 | #VALUE! | #VALUE!
BURNDY CORP. | YFMR34 | Y | BURNDY CORP. , YFMR34 |  |  | 36.74 | 2002-05-07 07:06 | Anjanece | 1 | 0 | #VALUE! | #VALUE!
BURNDY CORP. | YFMR34 | Y | BURNDY CORP. , YFMR34 |  |  | 36.82 | 2002-05-07 07:06 | Anjanece | 1 | 0 | #VALUE! | #VALUE!
BURNDY CORP. | YFMR34 | Y | BURNDY CORP. , YFMR34 |  |  | 36.96 | 2002-05-07 07:06 | Anjanece | 1 | 0 | #VALUE! | #VALUE!
BURNDY CORP. | YFMR34 | Y | BURNDY CORP. , YFMR34 |  |  | 37.53 | 2002-05-07 07:06 | Anjanece | 1 | 0 | #VALUE! | #VALUE!
BURNDY HYDENT | YFM34CR | Y | BURNDY HYDENT , YFM34CR | JEA UNDERGROUND DISTRIBUTION | CSC Stores | 53.15 | 2002-05-07 07:07 | Anjanece | 9 | 0 | #VALUE! | #VALUE!
BURNDY HYDENT | YFM34CR | Y | BURNDY HYDENT , YFM34CR |  |  | 71.46 | 2002-05-07 07:07 | Anjanece | 9 | 0 | #VALUE! | #VALUE!
BURNDY HYDENT | YFM34CR | Y | BURNDY HYDENT , YFM34CR |  |  | 71.74 | 2002-05-07 07:07 | Anjanece | 9 | 0 | #VALUE! | #VALUE!
BURNDY HYDENT | YFM34CR | Y | BURNDY HYDENT , YFM34CR |  |  | 72.62 | 2002-05-07 07:07 | Anjanece | 9 | 0 | #VALUE! | #VALUE!
BURNDY HYDENT | YFM34CR | Y | BURNDY HYDENT , YFM34CR |  |  | 72.72 | 2002-05-07 07:07 | Anjanece | 9 | 0 | #VALUE! | #VALUE!
BURNDY HYDENT | YFM34CR | Y | BURNDY HYDENT , YFM34CR |  |  | 73.04 | 2002-05-07 07:07 | Anjanece | 9 | 0 | #VALUE! | #VALUE!
BURNDY HYDENT | YFM34CR | Y | BURNDY HYDENT , YFM34CR |  |  | 75.38 | 2002-05-07 07:07 | Anjanece | 9 | 0 | #VALUE! | #VALUE!
BURNDY HYDENT | YFM34CR | Y | BURNDY HYDENT , YFM34CR |  |  | 75.57 | 2002-05-07 07:07 | Anjanece | 9 | 0 | #VALUE! | #VALUE!
BURNDY HYDENT | YFM34CR | Y | BURNDY HYDENT , YFM34CR |  |  | 81.85 | 2002-05-07 07:07 | Anjanece | 9 | 0 | #VALUE! | #VALUE!
BURNDY HYDENT | YFM34CR | Y | BURNDY HYDENT , YFM34CR |  |  | 89.03 | 2002-05-07 07:07 | Anjanece | 9 | 0 | #VALUE! | #VALUE!
BURNDY HYDENT | YFM34CR | Y | BURNDY HYDENT , YFM34CR |  |  | 94.06 | 2002-05-07 07:07 | Anjanece | 9 | 0 | #VALUE! | #VALUE!
BURNDY HYDENT | YFM34CR | Y | BURNDY HYDENT , YFM34CR |  |  | 155.42 | 2002-05-07 07:07 | Anjanece | 9 | 0 | #VALUE! | #VALUE!
BURNDY HYDENT | YFM34CR | Y | BURNDY HYDENT , YFM34CR |  |  | 155.47 | 2002-05-07 07:07 | Anjanece | 9 | 0 | #VALUE! | #VALUE!
BURNDY HYDENT | YFM34CR | Y | BURNDY HYDENT , YFM34CR |  |  | 155.49 | 2002-05-07 07:07 | Anjanece | 9 | 0 | #VALUE! | #VALUE!
BURNDY HYDENT | YFM34CR | Y | BURNDY HYDENT , YFM34CR |  |  | 155.5 | 2002-05-07 07:07 | Anjanece | 9 | 0 | #VALUE! | #VALUE!
BURNDY HYDENT | YFM34CR | Y | BURNDY HYDENT , YFM34CR |  |  | 158.62 | 2002-05-07 07:07 | Anjanece | 9 | 0 | #VALUE! | #VALUE!
BURNDY HYDENT | YFM34CR | Y | BURNDY HYDENT , YFM34CR |  |  | 172.05 | 2002-05-07 07:07 | Anjanece | 9 | 0 | #VALUE! | #VALUE!
MAC ELECTRICAL CONNECTORS | LATPN 500S | Y | MAC ELECTRICAL CONNECTORS , LATPN 500S | JEA UNDERGROUND DISTRIBUTION | CSC Stores | 53.15 | 2002-05-07 07:07 | Anjanece | 9 | 0 | #VALUE! | #VALUE!
MAC ELECTRICAL CONNECTORS | LATPN 500S | Y | MAC ELECTRICAL CONNECTORS , LATPN 500S |  |  | 71.46 | 2002-05-07 07:07 | Anjanece | 9 | 0 | #VALUE! | #VALUE!
MAC ELECTRICAL CONNECTORS | LATPN 500S | Y | MAC ELECTRICAL CONNECTORS , LATPN 500S |  |  | 71.74 | 2002-05-07 07:07 | Anjanece | 9 | 0 | #VALUE! | #VALUE!
MAC ELECTRICAL CONNECTORS | LATPN 500S | Y | MAC ELECTRICAL CONNECTORS , LATPN 500S |  |  | 72.62 | 2002-05-07 07:07 | Anjanece | 9 | 0 | #VALUE! | #VALUE!
MAC ELECTRICAL CONNECTORS | LATPN 500S | Y | MAC ELECTRICAL CONNECTORS , LATPN 500S |  |  | 72.72 | 2002-05-07 07:07 | Anjanece | 9 | 0 | #VALUE! | #VALUE!
MAC ELECTRICAL CONNECTORS | LATPN 500S | Y | MAC ELECTRICAL CONNECTORS , LATPN 500S |  |  | 73.04 | 2002-05-07 07:07 | Anjanece | 9 | 0 | #VALUE! | #VALUE!
MAC ELECTRICAL CONNECTORS | LATPN 500S | Y | MAC ELECTRICAL CONNECTORS , LATPN 500S |  |  | 75.38 | 2002-05-07 07:07 | Anjanece | 9 | 0 | #VALUE! | #VALUE!
MAC ELECTRICAL CONNECTORS | LATPN 500S | Y | MAC ELECTRICAL CONNECTORS , LATPN 500S |  |  | 75.57 | 2002-05-07 07:07 | Anjanece | 9 | 0 | #VALUE! | #VALUE!
MAC ELECTRICAL CONNECTORS | LATPN 500S | Y | MAC ELECTRICAL CONNECTORS , LATPN 500S |  |  | 81.85 | 2002-05-07 07:07 | Anjanece | 9 | 0 | #VALUE! | #VALUE!
MAC ELECTRICAL CONNECTORS | LATPN 500S | Y | MAC ELECTRICAL CONNECTORS , LATPN 500S |  |  | 89.03 | 2002-05-07 07:07 | Anjanece | 9 | 0 | #VALUE! | #VALUE!
MAC ELECTRICAL CONNECTORS | LATPN 500S | Y | MAC ELECTRICAL CONNECTORS , LATPN 500S |  |  | 94.06 | 2002-05-07 07:07 | Anjanece | 9 | 0 | #VALUE! | #VALUE!
MAC ELECTRICAL CONNECTORS | LATPN 500S | Y | MAC ELECTRICAL CONNECTORS , LATPN 500S |  |  | 155.42 | 2002-05-07 07:07 | Anjanece | 9 | 0 | #VALUE! | #VALUE!
MAC ELECTRICAL CONNECTORS | LATPN 500S | Y | MAC ELECTRICAL CONNECTORS , LATPN 500S |  |  | 155.47 | 2002-05-07 07:07 | Anjanece | 9 | 0 | #VALUE! | #VALUE!
MAC ELECTRICAL CONNECTORS | LATPN 500S | Y | MAC ELECTRICAL CONNECTORS , LATPN 500S |  |  | 155.49 | 2002-05-07 07:07 | Anjanece | 9 | 0 | #VALUE! | #VALUE!
MAC ELECTRICAL CONNECTORS | LATPN 500S | Y | MAC ELECTRICAL CONNECTORS , LATPN 500S |  |  | 155.5 | 2002-05-07 07:07 | Anjanece | 9 | 0 | #VALUE! | #VALUE!
MAC ELECTRICAL CONNECTORS | LATPN 500S | Y | MAC ELECTRICAL CONNECTORS , LATPN 500S |  |  | 158.62 | 2002-05-07 07:07 | Anjanece | 9 | 0 | #VALUE! | #VALUE!
MAC ELECTRICAL CONNECTORS | LATPN 500S | Y | MAC ELECTRICAL CONNECTORS , LATPN 500S |  |  | 172.05 | 2002-05-07 07:07 | Anjanece | 9 | 0 | #VALUE! | #VALUE!
RICHARDS MFG. CO. | RMLA500 | Y | RICHARDS MFG. CO. , RMLA500 | JEA UNDERGROUND DISTRIBUTION | CSC Stores | 53.15 | 2002-05-07 07:07 | Anjanece | 9 | 0 | #VALUE! | #VALUE!
RICHARDS MFG. CO. | RMLA500 | Y | RICHARDS MFG. CO. , RMLA500 |  |  | 71.46 | 2002-05-07 07:07 | Anjanece | 9 | 0 | #VALUE! | #VALUE!
RICHARDS MFG. CO. | RMLA500 | Y | RICHARDS MFG. CO. , RMLA500 |  |  | 71.74 | 2002-05-07 07:07 | Anjanece | 9 | 0 | #VALUE! | #VALUE!
RICHARDS MFG. CO. | RMLA500 | Y | RICHARDS MFG. CO. , RMLA500 |  |  | 72.62 | 2002-05-07 07:07 | Anjanece | 9 | 0 | #VALUE! | #VALUE!
RICHARDS MFG. CO. | RMLA500 | Y | RICHARDS MFG. CO. , RMLA500 |  |  | 72.72 | 2002-05-07 07:07 | Anjanece | 9 | 0 | #VALUE! | #VALUE!
RICHARDS MFG. CO. | RMLA500 | Y | RICHARDS MFG. CO. , RMLA500 |  |  | 73.04 | 2002-05-07 07:07 | Anjanece | 9 | 0 | #VALUE! | #VALUE!
RICHARDS MFG. CO. | RMLA500 | Y | RICHARDS MFG. CO. , RMLA500 |  |  | 75.38 | 2002-05-07 07:07 | Anjanece | 9 | 0 | #VALUE! | #VALUE!
RICHARDS MFG. CO. | RMLA500 | Y | RICHARDS MFG. CO. , RMLA500 |  |  | 75.57 | 2002-05-07 07:07 | Anjanece | 9 | 0 | #VALUE! | #VALUE!
RICHARDS MFG. CO. | RMLA500 | Y | RICHARDS MFG. CO. , RMLA500 |  |  | 81.85 | 2002-05-07 07:07 | Anjanece | 9 | 0 | #VALUE! | #VALUE!
RICHARDS MFG. CO. | RMLA500 | Y | RICHARDS MFG. CO. , RMLA500 |  |  | 89.03 | 2002-05-07 07:07 | Anjanece | 9 | 0 | #VALUE! | #VALUE!
RICHARDS MFG. CO. | RMLA500 | Y | RICHARDS MFG. CO. , RMLA500 |  |  | 94.06 | 2002-05-07 07:07 | Anjanece | 9 | 0 | #VALUE! | #VALUE!
RICHARDS MFG. CO. | RMLA500 | Y | RICHARDS MFG. CO. , RMLA500 |  |  | 155.42 | 2002-05-07 07:07 | Anjanece | 9 | 0 | #VALUE! | #VALUE!
RICHARDS MFG. CO. | RMLA500 | Y | RICHARDS MFG. CO. , RMLA500 |  |  | 155.47 | 2002-05-07 07:07 | Anjanece | 9 | 0 | #VALUE! | #VALUE!
RICHARDS MFG. CO. | RMLA500 | Y | RICHARDS MFG. CO. , RMLA500 |  |  | 155.49 | 2002-05-07 07:07 | Anjanece | 9 | 0 | #VALUE! | #VALUE!
RICHARDS MFG. CO. | RMLA500 | Y | RICHARDS MFG. CO. , RMLA500 |  |  | 155.5 | 2002-05-07 07:07 | Anjanece | 9 | 0 | #VALUE! | #VALUE!
RICHARDS MFG. CO. | RMLA500 | Y | RICHARDS MFG. CO. , RMLA500 |  |  | 158.62 | 2002-05-07 07:07 | Anjanece | 9 | 0 | #VALUE! | #VALUE!
RICHARDS MFG. CO. | RMLA500 | Y | RICHARDS MFG. CO. , RMLA500 |  |  | 172.05 | 2002-05-07 07:07 | Anjanece | 9 | 0 | #VALUE! | #VALUE!
BURNDY CORP. | ZM8-25 | Y | BURNDY CORP. , ZM8-25 | JEA UNDERGROUND DISTRIBUTION | CSC Stores | 130.38 | 2002-05-07 07:08 | Anjanece | 1 | 0 | #VALUE! | #VALUE!
BURNDY CORP. | ZM8-25 | Y | BURNDY CORP. , ZM8-25 |  |  | 162.6 | 2002-05-07 07:08 | Anjanece | 1 | 0 | #VALUE! | #VALUE!
BURNDY CORP. | ZM8-25 | Y | BURNDY CORP. , ZM8-25 |  |  | 164.89 | 2002-05-07 07:08 | Anjanece | 1 | 0 | #VALUE! | #VALUE!
BURNDY CORP. | ZM8-25 | Y | BURNDY CORP. , ZM8-25 |  |  | 203.09 | 2002-05-07 07:08 | Anjanece | 1 | 0 | #VALUE! | #VALUE!
BURNDY CORP. | ZM8-25 | Y | BURNDY CORP. , ZM8-25 |  |  | 221.18 | 2002-05-07 07:08 | Anjanece | 1 | 0 | #VALUE! | #VALUE!
BURNDY CORP. | ZM8-25 | Y | BURNDY CORP. , ZM8-25 |  |  | 222.95 | 2002-05-07 07:08 | Anjanece | 1 | 0 | #VALUE! | #VALUE!
BURNDY CORP. | ZM8-25 | Y | BURNDY CORP. , ZM8-25 |  |  | 225.9 | 2002-05-07 07:08 | Anjanece | 1 | 0 | #VALUE! | #VALUE!
BURNDY CORP. | ZM8-25 | Y | BURNDY CORP. , ZM8-25 |  |  | 229.28 | 2002-05-07 07:08 | Anjanece | 1 | 0 | #VALUE! | #VALUE!
BURNDY CORP. | ZM8-25 | Y | BURNDY CORP. , ZM8-25 |  |  | 235.38 | 2002-05-07 07:08 | Anjanece | 1 | 0 | #VALUE! | #VALUE!
BURNDY CORP. | ZM8-25 | Y | BURNDY CORP. , ZM8-25 |  |  | 266.1 | 2002-05-07 07:08 | Anjanece | 1 | 0 | #VALUE! | #VALUE!
DOSSERT | MC-250-8 | Y | DOSSERT , MC-250-8 | JEA UNDERGROUND DISTRIBUTION | CSC Stores | 130.38 | 2002-05-07 07:08 | Anjanece | 1 | 0 | #VALUE! | #VALUE!
DOSSERT | MC-250-8 | Y | DOSSERT , MC-250-8 |  |  | 162.6 | 2002-05-07 07:08 | Anjanece | 1 | 0 | #VALUE! | #VALUE!
DOSSERT | MC-250-8 | Y | DOSSERT , MC-250-8 |  |  | 164.89 | 2002-05-07 07:08 | Anjanece | 1 | 0 | #VALUE! | #VALUE!
DOSSERT | MC-250-8 | Y | DOSSERT , MC-250-8 |  |  | 203.09 | 2002-05-07 07:08 | Anjanece | 1 | 0 | #VALUE! | #VALUE!
DOSSERT | MC-250-8 | Y | DOSSERT , MC-250-8 |  |  | 221.18 | 2002-05-07 07:08 | Anjanece | 1 | 0 | #VALUE! | #VALUE!
DOSSERT | MC-250-8 | Y | DOSSERT , MC-250-8 |  |  | 222.95 | 2002-05-07 07:08 | Anjanece | 1 | 0 | #VALUE! | #VALUE!
DOSSERT | MC-250-8 | Y | DOSSERT , MC-250-8 |  |  | 225.9 | 2002-05-07 07:08 | Anjanece | 1 | 0 | #VALUE! | #VALUE!
DOSSERT | MC-250-8 | Y | DOSSERT , MC-250-8 |  |  | 229.28 | 2002-05-07 07:08 | Anjanece | 1 | 0 | #VALUE! | #VALUE!
DOSSERT | MC-250-8 | Y | DOSSERT , MC-250-8 |  |  | 235.38 | 2002-05-07 07:08 | Anjanece | 1 | 0 | #VALUE! | #VALUE!
DOSSERT | MC-250-8 | Y | DOSSERT , MC-250-8 |  |  | 266.1 | 2002-05-07 07:08 | Anjanece | 1 | 0 | #VALUE! | #VALUE!
MAC ELECTRICAL CONNECTORS | ME258-8 | Y | MAC ELECTRICAL CONNECTORS , ME258-8 | JEA UNDERGROUND DISTRIBUTION | CSC Stores | 130.38 | 2002-05-07 07:08 | Anjanece | 1 | 0 | #VALUE! | #VALUE!
MAC ELECTRICAL CONNECTORS | ME258-8 | Y | MAC ELECTRICAL CONNECTORS , ME258-8 |  |  | 162.6 | 2002-05-07 07:08 | Anjanece | 1 | 0 | #VALUE! | #VALUE!
MAC ELECTRICAL CONNECTORS | ME258-8 | Y | MAC ELECTRICAL CONNECTORS , ME258-8 |  |  | 164.89 | 2002-05-07 07:08 | Anjanece | 1 | 0 | #VALUE! | #VALUE!
MAC ELECTRICAL CONNECTORS | ME258-8 | Y | MAC ELECTRICAL CONNECTORS , ME258-8 |  |  | 203.09 | 2002-05-07 07:08 | Anjanece | 1 | 0 | #VALUE! | #VALUE!
MAC ELECTRICAL CONNECTORS | ME258-8 | Y | MAC ELECTRICAL CONNECTORS , ME258-8 |  |  | 221.18 | 2002-05-07 07:08 | Anjanece | 1 | 0 | #VALUE! | #VALUE!
MAC ELECTRICAL CONNECTORS | ME258-8 | Y | MAC ELECTRICAL CONNECTORS , ME258-8 |  |  | 222.95 | 2002-05-07 07:08 | Anjanece | 1 | 0 | #VALUE! | #VALUE!
MAC ELECTRICAL CONNECTORS | ME258-8 | Y | MAC ELECTRICAL CONNECTORS , ME258-8 |  |  | 225.9 | 2002-05-07 07:08 | Anjanece | 1 | 0 | #VALUE! | #VALUE!
MAC ELECTRICAL CONNECTORS | ME258-8 | Y | MAC ELECTRICAL CONNECTORS , ME258-8 |  |  | 229.28 | 2002-05-07 07:08 | Anjanece | 1 | 0 | #VALUE! | #VALUE!
MAC ELECTRICAL CONNECTORS | ME258-8 | Y | MAC ELECTRICAL CONNECTORS , ME258-8 |  |  | 235.38 | 2002-05-07 07:08 | Anjanece | 1 | 0 | #VALUE! | #VALUE!
MAC ELECTRICAL CONNECTORS | ME258-8 | Y | MAC ELECTRICAL CONNECTORS , ME258-8 |  |  | 266.1 | 2002-05-07 07:08 | Anjanece | 1 | 0 | #VALUE! | #VALUE!
BURNDY CORP. | ZM12-25 | Y | BURNDY CORP. , ZM12-25 | JEA UNDERGROUND DISTRIBUTION | CSC Stores | 153.48 | 2002-05-07 07:09 | Anjanece | 1 | 0 | #VALUE! | #VALUE!
DOSSERT | MC-250-12 | Y | DOSSERT , MC-250-12 | JEA UNDERGROUND DISTRIBUTION | CSC Stores | 153.48 | 2002-05-07 07:09 | Anjanece | 1 | 0 | #VALUE! | #VALUE!
MAC ELECTRICAL CONNECTORS | ME250-12 | Y | MAC ELECTRICAL CONNECTORS , ME250-12 | JEA UNDERGROUND DISTRIBUTION | CSC Stores | 153.48 | 2002-05-07 07:09 | Anjanece | 1 | 0 | #VALUE! | #VALUE!
BURNDY CORP. | ZM14-25 | Y | BURNDY CORP. , ZM14-25 | JEA UNDERGROUND DISTRIBUTION | CSC Stores | 181.37 | 2002-05-07 07:11 | Anjanece | 1 | 0 | #VALUE! | #VALUE!
BURNDY CORP. | ZM14-25 | Y | BURNDY CORP. , ZM14-25 |  |  | 322.12 | 2002-05-07 07:11 | Anjanece | 1 | 0 | #VALUE! | #VALUE!
BURNDY CORP. | ZM14-25 | Y | BURNDY CORP. , ZM14-25 |  |  | 443.61 | 2002-05-07 07:11 | Anjanece | 1 | 0 | #VALUE! | #VALUE!
BURNDY CORP. | ZM14-25 | Y | BURNDY CORP. , ZM14-25 |  |  | 581.18 | 2002-05-07 07:11 | Anjanece | 1 | 0 | #VALUE! | #VALUE!
BURNDY CORP. | ZM14-25 | Y | BURNDY CORP. , ZM14-25 |  |  | 747.14 | 2002-05-07 07:11 | Anjanece | 1 | 0 | #VALUE! | #VALUE!
DOSSERT | MC-250-14 | Y | DOSSERT , MC-250-14 | JEA UNDERGROUND DISTRIBUTION | CSC Stores | 181.37 | 2002-05-07 07:11 | Anjanece | 1 | 0 | #VALUE! | #VALUE!
DOSSERT | MC-250-14 | Y | DOSSERT , MC-250-14 |  |  | 322.12 | 2002-05-07 07:11 | Anjanece | 1 | 0 | #VALUE! | #VALUE!
DOSSERT | MC-250-14 | Y | DOSSERT , MC-250-14 |  |  | 443.61 | 2002-05-07 07:11 | Anjanece | 1 | 0 | #VALUE! | #VALUE!
DOSSERT | MC-250-14 | Y | DOSSERT , MC-250-14 |  |  | 581.18 | 2002-05-07 07:11 | Anjanece | 1 | 0 | #VALUE! | #VALUE!
DOSSERT | MC-250-14 | Y | DOSSERT , MC-250-14 |  |  | 747.14 | 2002-05-07 07:11 | Anjanece | 1 | 0 | #VALUE! | #VALUE!
MAC ELECTRICAL CONNECTORS | ME250-14 | Y | MAC ELECTRICAL CONNECTORS , ME250-14 | JEA UNDERGROUND DISTRIBUTION | CSC Stores | 181.37 | 2002-05-07 07:11 | Anjanece | 1 | 0 | #VALUE! | #VALUE!
MAC ELECTRICAL CONNECTORS | ME250-14 | Y | MAC ELECTRICAL CONNECTORS , ME250-14 |  |  | 322.12 | 2002-05-07 07:11 | Anjanece | 1 | 0 | #VALUE! | #VALUE!
MAC ELECTRICAL CONNECTORS | ME250-14 | Y | MAC ELECTRICAL CONNECTORS , ME250-14 |  |  | 443.61 | 2002-05-07 07:11 | Anjanece | 1 | 0 | #VALUE! | #VALUE!
MAC ELECTRICAL CONNECTORS | ME250-14 | Y | MAC ELECTRICAL CONNECTORS , ME250-14 |  |  | 581.18 | 2002-05-07 07:11 | Anjanece | 1 | 0 | #VALUE! | #VALUE!
MAC ELECTRICAL CONNECTORS | ME250-14 | Y | MAC ELECTRICAL CONNECTORS , ME250-14 |  |  | 747.14 | 2002-05-07 07:11 | Anjanece | 1 | 0 | #VALUE! | #VALUE!
BURNDY CORP. | ZM20-25 | Y | BURNDY CORP. , ZM20-25 | JEA UNDERGROUND DISTRIBUTION | CSC Stores | 205.63 | 2002-05-07 07:12 | Anjanece | 1 | 0 | #VALUE! | #VALUE!
BURNDY CORP. | ZM20-25 | Y | BURNDY CORP. , ZM20-25 |  |  | 469.97 | 2002-05-07 07:12 | Anjanece | 1 | 0 | #VALUE! | #VALUE!
BURNDY CORP. | ZM20-25 | Y | BURNDY CORP. , ZM20-25 |  |  | 550 | 2002-05-07 07:12 | Anjanece | 1 | 0 | #VALUE! | #VALUE!
BURNDY CORP. | ZM20-25 | Y | BURNDY CORP. , ZM20-25 |  |  | 934.55 | 2002-05-07 07:12 | Anjanece | 1 | 0 | #VALUE! | #VALUE!
DOSSERT | MC-250-20 | Y | DOSSERT , MC-250-20 | JEA UNDERGROUND DISTRIBUTION | CSC Stores | 205.63 | 2002-05-07 07:12 | Anjanece | 1 | 0 | #VALUE! | #VALUE!
DOSSERT | MC-250-20 | Y | DOSSERT , MC-250-20 |  |  | 469.97 | 2002-05-07 07:12 | Anjanece | 1 | 0 | #VALUE! | #VALUE!
DOSSERT | MC-250-20 | Y | DOSSERT , MC-250-20 |  |  | 550 | 2002-05-07 07:12 | Anjanece | 1 | 0 | #VALUE! | #VALUE!
DOSSERT | MC-250-20 | Y | DOSSERT , MC-250-20 |  |  | 934.55 | 2002-05-07 07:12 | Anjanece | 1 | 0 | #VALUE! | #VALUE!
MAC ELECTRICAL CONNECTORS | ME250-20 | Y | MAC ELECTRICAL CONNECTORS , ME250-20 | JEA UNDERGROUND DISTRIBUTION | CSC Stores | 205.63 | 2002-05-07 07:12 | Anjanece | 1 | 0 | #VALUE! | #VALUE!
MAC ELECTRICAL CONNECTORS | ME250-20 | Y | MAC ELECTRICAL CONNECTORS , ME250-20 |  |  | 469.97 | 2002-05-07 07:12 | Anjanece | 1 | 0 | #VALUE! | #VALUE!
MAC ELECTRICAL CONNECTORS | ME250-20 | Y | MAC ELECTRICAL CONNECTORS , ME250-20 |  |  | 550 | 2002-05-07 07:12 | Anjanece | 1 | 0 | #VALUE! | #VALUE!
MAC ELECTRICAL CONNECTORS | ME250-20 | Y | MAC ELECTRICAL CONNECTORS , ME250-20 |  |  | 934.55 | 2002-05-07 07:12 | Anjanece | 1 | 0 | #VALUE! | #VALUE!
BURNDY CORP. | ZM24-25 | Y | BURNDY CORP. , ZM24-25 | JEA UNDERGROUND DISTRIBUTION | CSC Stores | 451 | 2002-05-07 07:12 | Anjanece | 1 | 0 | #VALUE! | #VALUE!
BURNDY CORP. | ZM24-25 | Y | BURNDY CORP. , ZM24-25 |  |  | 685.67 | 2002-05-07 07:12 | Anjanece | 1 | 0 | #VALUE! | #VALUE!
BURNDY CORP. | ZM24-25 | Y | BURNDY CORP. , ZM24-25 |  |  | 901.22 | 2002-05-07 07:12 | Anjanece | 1 | 0 | #VALUE! | #VALUE!
BURNDY CORP. | ZM24-25 | Y | BURNDY CORP. , ZM24-25 |  |  | 944.33 | 2002-05-07 07:12 | Anjanece | 1 | 0 | #VALUE! | #VALUE!
BURNDY CORP. | ZM24-25 | Y | BURNDY CORP. , ZM24-25 |  |  | 970.47 | 2002-05-07 07:12 | Anjanece | 1 | 0 | #VALUE! | #VALUE!
BURNDY CORP. | ZM24-25 | Y | BURNDY CORP. , ZM24-25 |  |  | 1009.76 | 2002-05-07 07:12 | Anjanece | 1 | 0 | #VALUE! | #VALUE!
BURNDY CORP. | Z3434 | Y | BURNDY CORP. , Z3434 | JEA UNDERGROUND DISTRIBUTION | CSC Stores | 10.21 | 2002-05-07 07:13 | Anjanece | 1 | 660 | #VALUE! | #VALUE!
BURNDY CORP. | Z3434 | Y | BURNDY CORP. , Z3434 |  |  | 13.19 | 2002-05-07 07:13 | Anjanece | 1 | 660 | #VALUE! | #VALUE!
BURNDY CORP. | Z3434 | Y | BURNDY CORP. , Z3434 |  |  | 13.29 | 2002-05-07 07:13 | Anjanece | 1 | 660 | #VALUE! | #VALUE!
BURNDY CORP. | Z3434 | Y | BURNDY CORP. , Z3434 |  |  | 13.6 | 2002-05-07 07:13 | Anjanece | 1 | 660 | #VALUE! | #VALUE!
BURNDY CORP. | Z3434 | Y | BURNDY CORP. , Z3434 |  |  | 13.68 | 2002-05-07 07:13 | Anjanece | 1 | 660 | #VALUE! | #VALUE!
BURNDY CORP. | Z3434 | Y | BURNDY CORP. , Z3434 |  |  | 16.65 | 2002-05-07 07:13 | Anjanece | 1 | 660 | #VALUE! | #VALUE!
BURNDY CORP. | Z3434 | Y | BURNDY CORP. , Z3434 |  |  | 16.87 | 2002-05-07 07:13 | Anjanece | 1 | 660 | #VALUE! | #VALUE!
BURNDY CORP. | Z3434 | Y | BURNDY CORP. , Z3434 |  |  | 17.03 | 2002-05-07 07:13 | Anjanece | 1 | 660 | #VALUE! | #VALUE!
BURNDY CORP. | Z3434 | Y | BURNDY CORP. , Z3434 |  |  | 17.06 | 2002-05-07 07:13 | Anjanece | 1 | 660 | #VALUE! | #VALUE!
BURNDY CORP. | Z3434 | Y | BURNDY CORP. , Z3434 |  |  | 17.11 | 2002-05-07 07:13 | Anjanece | 1 | 660 | #VALUE! | #VALUE!
BURNDY CORP. | Z3434 | Y | BURNDY CORP. , Z3434 |  |  | 17.14 | 2002-05-07 07:13 | Anjanece | 1 | 660 | #VALUE! | #VALUE!
BURNDY CORP. | Z3434 | Y | BURNDY CORP. , Z3434 |  |  | 17.15 | 2002-05-07 07:13 | Anjanece | 1 | 660 | #VALUE! | #VALUE!
BURNDY CORP. | Z3434 | Y | BURNDY CORP. , Z3434 |  |  | 17.31 | 2002-05-07 07:13 | Anjanece | 1 | 660 | #VALUE! | #VALUE!
BURNDY CORP. | Z3434 | Y | BURNDY CORP. , Z3434 |  |  | 17.65 | 2002-05-07 07:13 | Anjanece | 1 | 660 | #VALUE! | #VALUE!
BURNDY CORP. | Z3434 | Y | BURNDY CORP. , Z3434 |  |  | 18.52 | 2002-05-07 07:13 | Anjanece | 1 | 660 | #VALUE! | #VALUE!
BURNDY CORP. | Z3434 | Y | BURNDY CORP. , Z3434 |  |  | 18.92 | 2002-05-07 07:13 | Anjanece | 1 | 660 | #VALUE! | #VALUE!
BURNDY CORP. | Z3434 | Y | BURNDY CORP. , Z3434 |  |  | 19.12 | 2002-05-07 07:13 | Anjanece | 1 | 660 | #VALUE! | #VALUE!
BURNDY CORP. | Z3434 | Y | BURNDY CORP. , Z3434 |  |  | 19.81 | 2002-05-07 07:13 | Anjanece | 1 | 660 | #VALUE! | #VALUE!
BURNDY CORP. | Z3434 | Y | BURNDY CORP. , Z3434 |  |  | 19.87 | 2002-05-07 07:13 | Anjanece | 1 | 660 | #VALUE! | #VALUE!
DOSSERT | C50-50 | Y | DOSSERT , C50-50 | JEA UNDERGROUND DISTRIBUTION | CSC Stores | 10.21 | 2002-05-07 07:13 | Anjanece | 1 | 660 | #VALUE! | #VALUE!
DOSSERT | C50-50 | Y | DOSSERT , C50-50 |  |  | 13.19 | 2002-05-07 07:13 | Anjanece | 1 | 660 | #VALUE! | #VALUE!
DOSSERT | C50-50 | Y | DOSSERT , C50-50 |  |  | 13.29 | 2002-05-07 07:13 | Anjanece | 1 | 660 | #VALUE! | #VALUE!
DOSSERT | C50-50 | Y | DOSSERT , C50-50 |  |  | 13.6 | 2002-05-07 07:13 | Anjanece | 1 | 660 | #VALUE! | #VALUE!
DOSSERT | C50-50 | Y | DOSSERT , C50-50 |  |  | 13.68 | 2002-05-07 07:13 | Anjanece | 1 | 660 | #VALUE! | #VALUE!
DOSSERT | C50-50 | Y | DOSSERT , C50-50 |  |  | 16.65 | 2002-05-07 07:13 | Anjanece | 1 | 660 | #VALUE! | #VALUE!
DOSSERT | C50-50 | Y | DOSSERT , C50-50 |  |  | 16.87 | 2002-05-07 07:13 | Anjanece | 1 | 660 | #VALUE! | #VALUE!
DOSSERT | C50-50 | Y | DOSSERT , C50-50 |  |  | 17.03 | 2002-05-07 07:13 | Anjanece | 1 | 660 | #VALUE! | #VALUE!
DOSSERT | C50-50 | Y | DOSSERT , C50-50 |  |  | 17.06 | 2002-05-07 07:13 | Anjanece | 1 | 660 | #VALUE! | #VALUE!
DOSSERT | C50-50 | Y | DOSSERT , C50-50 |  |  | 17.11 | 2002-05-07 07:13 | Anjanece | 1 | 660 | #VALUE! | #VALUE!
DOSSERT | C50-50 | Y | DOSSERT , C50-50 |  |  | 17.14 | 2002-05-07 07:13 | Anjanece | 1 | 660 | #VALUE! | #VALUE!
DOSSERT | C50-50 | Y | DOSSERT , C50-50 |  |  | 17.15 | 2002-05-07 07:13 | Anjanece | 1 | 660 | #VALUE! | #VALUE!
DOSSERT | C50-50 | Y | DOSSERT , C50-50 |  |  | 17.31 | 2002-05-07 07:13 | Anjanece | 1 | 660 | #VALUE! | #VALUE!
DOSSERT | C50-50 | Y | DOSSERT , C50-50 |  |  | 17.65 | 2002-05-07 07:13 | Anjanece | 1 | 660 | #VALUE! | #VALUE!
DOSSERT | C50-50 | Y | DOSSERT , C50-50 |  |  | 18.52 | 2002-05-07 07:13 | Anjanece | 1 | 660 | #VALUE! | #VALUE!
DOSSERT | C50-50 | Y | DOSSERT , C50-50 |  |  | 18.92 | 2002-05-07 07:13 | Anjanece | 1 | 660 | #VALUE! | #VALUE!
DOSSERT | C50-50 | Y | DOSSERT , C50-50 |  |  | 19.12 | 2002-05-07 07:13 | Anjanece | 1 | 660 | #VALUE! | #VALUE!
DOSSERT | C50-50 | Y | DOSSERT , C50-50 |  |  | 19.81 | 2002-05-07 07:13 | Anjanece | 1 | 660 | #VALUE! | #VALUE!
DOSSERT | C50-50 | Y | DOSSERT , C50-50 |  |  | 19.87 | 2002-05-07 07:13 | Anjanece | 1 | 660 | #VALUE! | #VALUE!
MAC ELECTRICAL CONNECTORS | UC500-500 | Y | MAC ELECTRICAL CONNECTORS , UC500-500 | JEA UNDERGROUND DISTRIBUTION | CSC Stores | 10.21 | 2002-05-07 07:13 | Anjanece | 1 | 660 | #VALUE! | #VALUE!
MAC ELECTRICAL CONNECTORS | UC500-500 | Y | MAC ELECTRICAL CONNECTORS , UC500-500 |  |  | 13.19 | 2002-05-07 07:13 | Anjanece | 1 | 660 | #VALUE! | #VALUE!
MAC ELECTRICAL CONNECTORS | UC500-500 | Y | MAC ELECTRICAL CONNECTORS , UC500-500 |  |  | 13.29 | 2002-05-07 07:13 | Anjanece | 1 | 660 | #VALUE! | #VALUE!
MAC ELECTRICAL CONNECTORS | UC500-500 | Y | MAC ELECTRICAL CONNECTORS , UC500-500 |  |  | 13.6 | 2002-05-07 07:13 | Anjanece | 1 | 660 | #VALUE! | #VALUE!
MAC ELECTRICAL CONNECTORS | UC500-500 | Y | MAC ELECTRICAL CONNECTORS , UC500-500 |  |  | 13.68 | 2002-05-07 07:13 | Anjanece | 1 | 660 | #VALUE! | #VALUE!
MAC ELECTRICAL CONNECTORS | UC500-500 | Y | MAC ELECTRICAL CONNECTORS , UC500-500 |  |  | 16.65 | 2002-05-07 07:13 | Anjanece | 1 | 660 | #VALUE! | #VALUE!
MAC ELECTRICAL CONNECTORS | UC500-500 | Y | MAC ELECTRICAL CONNECTORS , UC500-500 |  |  | 16.87 | 2002-05-07 07:13 | Anjanece | 1 | 660 | #VALUE! | #VALUE!
MAC ELECTRICAL CONNECTORS | UC500-500 | Y | MAC ELECTRICAL CONNECTORS , UC500-500 |  |  | 17.03 | 2002-05-07 07:13 | Anjanece | 1 | 660 | #VALUE! | #VALUE!
MAC ELECTRICAL CONNECTORS | UC500-500 | Y | MAC ELECTRICAL CONNECTORS , UC500-500 |  |  | 17.06 | 2002-05-07 07:13 | Anjanece | 1 | 660 | #VALUE! | #VALUE!
MAC ELECTRICAL CONNECTORS | UC500-500 | Y | MAC ELECTRICAL CONNECTORS , UC500-500 |  |  | 17.11 | 2002-05-07 07:13 | Anjanece | 1 | 660 | #VALUE! | #VALUE!
MAC ELECTRICAL CONNECTORS | UC500-500 | Y | MAC ELECTRICAL CONNECTORS , UC500-500 |  |  | 17.14 | 2002-05-07 07:13 | Anjanece | 1 | 660 | #VALUE! | #VALUE!
MAC ELECTRICAL CONNECTORS | UC500-500 | Y | MAC ELECTRICAL CONNECTORS , UC500-500 |  |  | 17.15 | 2002-05-07 07:13 | Anjanece | 1 | 660 | #VALUE! | #VALUE!
MAC ELECTRICAL CONNECTORS | UC500-500 | Y | MAC ELECTRICAL CONNECTORS , UC500-500 |  |  | 17.31 | 2002-05-07 07:13 | Anjanece | 1 | 660 | #VALUE! | #VALUE!
MAC ELECTRICAL CONNECTORS | UC500-500 | Y | MAC ELECTRICAL CONNECTORS , UC500-500 |  |  | 17.65 | 2002-05-07 07:13 | Anjanece | 1 | 660 | #VALUE! | #VALUE!
MAC ELECTRICAL CONNECTORS | UC500-500 | Y | MAC ELECTRICAL CONNECTORS , UC500-500 |  |  | 18.52 | 2002-05-07 07:13 | Anjanece | 1 | 660 | #VALUE! | #VALUE!
MAC ELECTRICAL CONNECTORS | UC500-500 | Y | MAC ELECTRICAL CONNECTORS , UC500-500 |  |  | 18.92 | 2002-05-07 07:13 | Anjanece | 1 | 660 | #VALUE! | #VALUE!
MAC ELECTRICAL CONNECTORS | UC500-500 | Y | MAC ELECTRICAL CONNECTORS , UC500-500 |  |  | 19.12 | 2002-05-07 07:13 | Anjanece | 1 | 660 | #VALUE! | #VALUE!
MAC ELECTRICAL CONNECTORS | UC500-500 | Y | MAC ELECTRICAL CONNECTORS , UC500-500 |  |  | 19.81 | 2002-05-07 07:13 | Anjanece | 1 | 660 | #VALUE! | #VALUE!
MAC ELECTRICAL CONNECTORS | UC500-500 | Y | MAC ELECTRICAL CONNECTORS , UC500-500 |  |  | 19.87 | 2002-05-07 07:13 | Anjanece | 1 | 660 | #VALUE! | #VALUE!
3M | QI-13/70-235-JEA | Y | 3M , QI-13/70-235-JEA | JEA UNDERGROUND DISTRIBUTION | CSC Stores | 0 | 2018-08-16 10:26 | Anjanece | 12 | 0 | #VALUE! | #VALUE!
3M | QI-13/70-235-JEA | Y | 3M , QI-13/70-235-JEA |  |  | 19 | 2018-08-16 10:26 | Anjanece | 12 | 0 | #VALUE! | #VALUE!
3M | QI-13/70-235-JEA | Y | 3M , QI-13/70-235-JEA |  |  | 20.77 | 2018-08-16 10:26 | Anjanece | 12 | 0 | #VALUE! | #VALUE!
3M | QI-13/70-235-JEA | Y | 3M , QI-13/70-235-JEA |  |  | 20.91 | 2018-08-16 10:26 | Anjanece | 12 | 0 | #VALUE! | #VALUE!
3M | QI-13/70-235-JEA | Y | 3M , QI-13/70-235-JEA |  |  | 22.19 | 2018-08-16 10:26 | Anjanece | 12 | 0 | #VALUE! | #VALUE!
3M | QI-13/70-235-JEA | Y | 3M , QI-13/70-235-JEA |  |  | 22.95 | 2018-08-16 10:26 | Anjanece | 12 | 0 | #VALUE! | #VALUE!
3M | QI-13/70-235-JEA | Y | 3M , QI-13/70-235-JEA |  |  | 26.31 | 2018-08-16 10:26 | Anjanece | 12 | 0 | #VALUE! | #VALUE!
3M | QI-13/70-235-JEA | Y | 3M , QI-13/70-235-JEA |  |  | 26.32 | 2018-08-16 10:26 | Anjanece | 12 | 0 | #VALUE! | #VALUE!
3M | QI-13/70-235-JEA | Y | 3M , QI-13/70-235-JEA |  |  | 26.62 | 2018-08-16 10:26 | Anjanece | 12 | 0 | #VALUE! | #VALUE!
3M | QI-13/70-235-JEA | Y | 3M , QI-13/70-235-JEA |  |  | 41.68 | 2018-08-16 10:26 | Anjanece | 12 | 0 | #VALUE! | #VALUE!
3M | QI-13/70-235-JEA | Y | 3M , QI-13/70-235-JEA |  |  | 42.3 | 2018-08-16 10:26 | Anjanece | 12 | 0 | #VALUE! | #VALUE!
3M | QI-13/70-235-JEA | Y | 3M , QI-13/70-235-JEA |  |  | 42.99 | 2018-08-16 10:26 | Anjanece | 12 | 0 | #VALUE! | #VALUE!
3M | QI-13/70-235-JEA | Y | 3M , QI-13/70-235-JEA |  | Storm Stores | 0 | 2019-07-29 09:40 | Anjanece | 12 | 0 | #VALUE! | #VALUE!
3M | QI-13/70-235-JEA | Y | 3M , QI-13/70-235-JEA |  |  | 20.77 | 2019-07-29 09:40 | Anjanece | 12 | 0 | #VALUE! | #VALUE!
3M | QI-13/70-235-JEA | Y | 3M , QI-13/70-235-JEA |  |  | 23.87 | 2019-07-29 09:40 | Anjanece | 12 | 0 | #VALUE! | #VALUE!
3M | QI-13/70-235-JEA | Y | 3M , QI-13/70-235-JEA |  |  | 24.35 | 2019-07-29 09:40 | Anjanece | 12 | 0 | #VALUE! | #VALUE!
3M | QI-13/70-235-JEA | Y | 3M , QI-13/70-235-JEA |  |  | 31.34 | 2019-07-29 09:40 | Anjanece | 12 | 0 | #VALUE! | #VALUE!
3M | QI-17/70-457 | Y | 3M , QI-17/70-457 | JEA UNDERGROUND DISTRIBUTION | CSC Stores | 0 | 2018-08-16 12:13 | Anjanece | 12 | 0 | #VALUE! | #VALUE!
3M | QI-17/70-457 | Y | 3M , QI-17/70-457 |  |  | 31.93 | 2018-08-16 12:13 | Anjanece | 12 | 0 | #VALUE! | #VALUE!
3M | QI-17/70-457 | Y | 3M , QI-17/70-457 |  |  | 32 | 2018-08-16 12:13 | Anjanece | 12 | 0 | #VALUE! | #VALUE!
3M | QI-17/70-457 | Y | 3M , QI-17/70-457 |  |  | 32.81 | 2018-08-16 12:13 | Anjanece | 12 | 0 | #VALUE! | #VALUE!
3M | QI-17/70-457 | Y | 3M , QI-17/70-457 |  |  | 33.36 | 2018-08-16 12:13 | Anjanece | 12 | 0 | #VALUE! | #VALUE!
3M | QI-17/70-457 | Y | 3M , QI-17/70-457 |  |  | 36.2 | 2018-08-16 12:13 | Anjanece | 12 | 0 | #VALUE! | #VALUE!
3M | QI-17/70-457 | Y | 3M , QI-17/70-457 |  |  | 40.56 | 2018-08-16 12:13 | Anjanece | 12 | 0 | #VALUE! | #VALUE!
3M | QI-17/70-457 | Y | 3M , QI-17/70-457 |  |  | 50.91 | 2018-08-16 12:13 | Anjanece | 12 | 0 | #VALUE! | #VALUE!
3M | QI-17/70-457 | Y | 3M , QI-17/70-457 |  |  | 51.62 | 2018-08-16 12:13 | Anjanece | 12 | 0 | #VALUE! | #VALUE!
3M | QI-17/70-457 | Y | 3M , QI-17/70-457 |  |  | 51.89 | 2018-08-16 12:13 | Anjanece | 12 | 0 | #VALUE! | #VALUE!
3M | QI-17/70-457 | Y | 3M , QI-17/70-457 |  |  | 52.32 | 2018-08-16 12:13 | Anjanece | 12 | 0 | #VALUE! | #VALUE!
3M | QI-17/70-457 | Y | 3M , QI-17/70-457 |  |  | 52.61 | 2018-08-16 12:13 | Anjanece | 12 | 0 | #VALUE! | #VALUE!
BURNDY CORP. | Z29P | Y | BURNDY CORP. , Z29P | JEA OVERHEAD DISTRIBUTION | CSC Stores | 3.55 | 2002-05-08 16:40 | Anjanece | 1 | 0 | #VALUE! | #VALUE!
BURNDY CORP. | Z29P | Y | BURNDY CORP. , Z29P |  |  | 3.66 | 2002-05-08 16:40 | Anjanece | 1 | 0 | #VALUE! | #VALUE!
BURNDY CORP. | Z29P | Y | BURNDY CORP. , Z29P |  |  | 3.67 | 2002-05-08 16:40 | Anjanece | 1 | 0 | #VALUE! | #VALUE!
BURNDY CORP. | Z29P | Y | BURNDY CORP. , Z29P |  |  | 3.9 | 2002-05-08 16:40 | Anjanece | 1 | 0 | #VALUE! | #VALUE!
BURNDY CORP. | Z29P | Y | BURNDY CORP. , Z29P |  |  | 3.93 | 2002-05-08 16:40 | Anjanece | 1 | 0 | #VALUE! | #VALUE!
BURNDY CORP. | Z29P | Y | BURNDY CORP. , Z29P |  |  | 3.94 | 2002-05-08 16:40 | Anjanece | 1 | 0 | #VALUE! | #VALUE!
BURNDY CORP. | Z29P | Y | BURNDY CORP. , Z29P |  |  | 4.01 | 2002-05-08 16:40 | Anjanece | 1 | 0 | #VALUE! | #VALUE!
BURNDY CORP. | Z29P | Y | BURNDY CORP. , Z29P |  |  | 4.13 | 2002-05-08 16:40 | Anjanece | 1 | 0 | #VALUE! | #VALUE!
BURNDY CORP. | Z29P | Y | BURNDY CORP. , Z29P |  |  | 4.17 | 2002-05-08 16:40 | Anjanece | 1 | 0 | #VALUE! | #VALUE!
BURNDY CORP. | Z29P | Y | BURNDY CORP. , Z29P |  |  | 6 | 2002-05-08 16:40 | Anjanece | 1 | 0 | #VALUE! | #VALUE!
BURNDY CORP. | ZMLDN520 | Y | BURNDY CORP. , ZMLDN520 | JEA OVERHEAD DISTRIBUTION | CSC Stores | 567.59 | 2002-05-08 16:41 | Anjanece | 2 | 0 | #VALUE! | #VALUE!
BURNDY CORP. | ZMLDN520 | Y | BURNDY CORP. , ZMLDN520 |  |  | 686.83 | 2002-05-08 16:41 | Anjanece | 2 | 0 | #VALUE! | #VALUE!
BURNDY CORP. | ZMLDN520 | Y | BURNDY CORP. , ZMLDN520 |  |  | 746.44 | 2002-05-08 16:41 | Anjanece | 2 | 0 | #VALUE! | #VALUE!
BURNDY CORP. | ZMLDN520 | Y | BURNDY CORP. , ZMLDN520 |  |  | 925.3 | 2002-05-08 16:41 | Anjanece | 2 | 0 | #VALUE! | #VALUE!
BURNDY CORP. | ZMLDN520 | Y | BURNDY CORP. , ZMLDN520 |  |  | 947.5 | 2002-05-08 16:41 | Anjanece | 2 | 0 | #VALUE! | #VALUE!
BURNDY CORP. | ZMLDN520 | Y | BURNDY CORP. , ZMLDN520 |  |  | 973.74 | 2002-05-08 16:41 | Anjanece | 2 | 0 | #VALUE! | #VALUE!
BURNDY CORP. | ZMLDN520 | Y | BURNDY CORP. , ZMLDN520 |  |  | 1149.84 | 2002-05-08 16:41 | Anjanece | 2 | 0 | #VALUE! | #VALUE!
BURNDY CORP. | ZMLDN420 | Y | BURNDY CORP. , ZMLDN420 | JEA UNDERGROUND DISTRIBUTION | CSC Stores | 870 | 2019-11-18 07:43 | Anjanece | 2 | 0 | #VALUE! | #VALUE!
BURNDY CORP. | ZMLDN420 | Y | BURNDY CORP. , ZMLDN420 |  |  | 1432.26 | 2019-11-18 07:43 | Anjanece | 2 | 0 | #VALUE! | #VALUE!
BURNDY CORP. | ZMLDN420 | Y | BURNDY CORP. , ZMLDN420 |  |  | 1687.98 | 2019-11-18 07:43 | Anjanece | 2 | 0 | #VALUE! | #VALUE!
BURNDY CORP. | ZMLDN420 | Y | BURNDY CORP. , ZMLDN420 |  |  | 1688.49 | 2019-11-18 07:43 | Anjanece | 2 | 0 | #VALUE! | #VALUE!
BURNDY CORP. | ZMLDN420 | Y | BURNDY CORP. , ZMLDN420 |  |  | 1727.31 | 2019-11-18 07:43 | Anjanece | 2 | 0 | #VALUE! | #VALUE!
ALLIED BOLT, INC. | 24582 | Y | ALLIED BOLT, INC. , 24582 | JEA GENERATION | CSC Stores | 0.47 | 1993-04-01 | Anjanece | 100 | 0 | #VALUE! | #VALUE!
ALLIED BOLT, INC. | 24582 | Y | ALLIED BOLT, INC. , 24582 |  |  | 0.48 | 1993-04-01 | Anjanece | 100 | 0 | #VALUE! | #VALUE!
ALLIED BOLT, INC. | 24582 | Y | ALLIED BOLT, INC. , 24582 |  |  | 0.49 | 1993-04-01 | Anjanece | 100 | 0 | #VALUE! | #VALUE!
ALLIED BOLT, INC. | 24582 | Y | ALLIED BOLT, INC. , 24582 |  |  | 0.59 | 1993-04-01 | Anjanece | 100 | 0 | #VALUE! | #VALUE!
ALLIED BOLT, INC. | 24582 | Y | ALLIED BOLT, INC. , 24582 |  |  | 0.61 | 1993-04-01 | Anjanece | 100 | 0 | #VALUE! | #VALUE!
ALLIED BOLT, INC. | 24582 | Y | ALLIED BOLT, INC. , 24582 |  |  | 0.65 | 1993-04-01 | Anjanece | 100 | 0 | #VALUE! | #VALUE!
ANDERSON | HNB-500 | Y | ANDERSON , HNB-500 | JEA GENERATION | CSC Stores | 0.47 | 1993-04-01 | Anjanece | 100 | 0 | #VALUE! | #VALUE!
ANDERSON | HNB-500 | Y | ANDERSON , HNB-500 |  |  | 0.48 | 1993-04-01 | Anjanece | 100 | 0 | #VALUE! | #VALUE!
ANDERSON | HNB-500 | Y | ANDERSON , HNB-500 |  |  | 0.49 | 1993-04-01 | Anjanece | 100 | 0 | #VALUE! | #VALUE!
ANDERSON | HNB-500 | Y | ANDERSON , HNB-500 |  |  | 0.59 | 1993-04-01 | Anjanece | 100 | 0 | #VALUE! | #VALUE!
ANDERSON | HNB-500 | Y | ANDERSON , HNB-500 |  |  | 0.61 | 1993-04-01 | Anjanece | 100 | 0 | #VALUE! | #VALUE!
ANDERSON | HNB-500 | Y | ANDERSON , HNB-500 |  |  | 0.65 | 1993-04-01 | Anjanece | 100 | 0 | #VALUE! | #VALUE!
BURNDY CORP. | 50HEN-ET | Y | BURNDY CORP. , 50HEN-ET | JEA GENERATION | CSC Stores | 0.47 | 1993-04-01 | Anjanece | 100 | 0 | #VALUE! | #VALUE!
BURNDY CORP. | 50HEN-ET | Y | BURNDY CORP. , 50HEN-ET |  |  | 0.48 | 1993-04-01 | Anjanece | 100 | 0 | #VALUE! | #VALUE!
BURNDY CORP. | 50HEN-ET | Y | BURNDY CORP. , 50HEN-ET |  |  | 0.49 | 1993-04-01 | Anjanece | 100 | 0 | #VALUE! | #VALUE!
BURNDY CORP. | 50HEN-ET | Y | BURNDY CORP. , 50HEN-ET |  |  | 0.59 | 1993-04-01 | Anjanece | 100 | 0 | #VALUE! | #VALUE!
BURNDY CORP. | 50HEN-ET | Y | BURNDY CORP. , 50HEN-ET |  |  | 0.61 | 1993-04-01 | Anjanece | 100 | 0 | #VALUE! | #VALUE!
BURNDY CORP. | 50HEN-ET | Y | BURNDY CORP. , 50HEN-ET |  |  | 0.65 | 1993-04-01 | Anjanece | 100 | 0 | #VALUE! | #VALUE!
DIXIE ELECTRIC | D-1/2SB | Y | DIXIE ELECTRIC , D-1/2SB | JEA GENERATION | CSC Stores | 0.47 | 1993-04-01 | Anjanece | 100 | 0 | #VALUE! | #VALUE!
DIXIE ELECTRIC | D-1/2SB | Y | DIXIE ELECTRIC , D-1/2SB |  |  | 0.48 | 1993-04-01 | Anjanece | 100 | 0 | #VALUE! | #VALUE!
DIXIE ELECTRIC | D-1/2SB | Y | DIXIE ELECTRIC , D-1/2SB |  |  | 0.49 | 1993-04-01 | Anjanece | 100 | 0 | #VALUE! | #VALUE!
DIXIE ELECTRIC | D-1/2SB | Y | DIXIE ELECTRIC , D-1/2SB |  |  | 0.59 | 1993-04-01 | Anjanece | 100 | 0 | #VALUE! | #VALUE!
DIXIE ELECTRIC | D-1/2SB | Y | DIXIE ELECTRIC , D-1/2SB |  |  | 0.61 | 1993-04-01 | Anjanece | 100 | 0 | #VALUE! | #VALUE!
DIXIE ELECTRIC | D-1/2SB | Y | DIXIE ELECTRIC , D-1/2SB |  |  | 0.65 | 1993-04-01 | Anjanece | 100 | 0 | #VALUE! | #VALUE!
PENN-UNION | HN1213 | Y | PENN-UNION , HN1213 | JEA GENERATION | CSC Stores | 0.47 | 1993-04-01 | Anjanece | 100 | 0 | #VALUE! | #VALUE!
PENN-UNION | HN1213 | Y | PENN-UNION , HN1213 |  |  | 0.48 | 1993-04-01 | Anjanece | 100 | 0 | #VALUE! | #VALUE!
PENN-UNION | HN1213 | Y | PENN-UNION , HN1213 |  |  | 0.49 | 1993-04-01 | Anjanece | 100 | 0 | #VALUE! | #VALUE!
PENN-UNION | HN1213 | Y | PENN-UNION , HN1213 |  |  | 0.59 | 1993-04-01 | Anjanece | 100 | 0 | #VALUE! | #VALUE!
PENN-UNION | HN1213 | Y | PENN-UNION , HN1213 |  |  | 0.61 | 1993-04-01 | Anjanece | 100 | 0 | #VALUE! | #VALUE!
PENN-UNION | HN1213 | Y | PENN-UNION , HN1213 |  |  | 0.65 | 1993-04-01 | Anjanece | 100 | 0 | #VALUE! | #VALUE!
THREADED FASTENERS INC. | TF5010HNP | Y | THREADED FASTENERS INC. , TF5010HNP | JEA GENERATION | CSC Stores | 0.47 | 1993-04-01 | Anjanece | 100 | 0 | #VALUE! | #VALUE!
THREADED FASTENERS INC. | TF5010HNP | Y | THREADED FASTENERS INC. , TF5010HNP |  |  | 0.48 | 1993-04-01 | Anjanece | 100 | 0 | #VALUE! | #VALUE!
THREADED FASTENERS INC. | TF5010HNP | Y | THREADED FASTENERS INC. , TF5010HNP |  |  | 0.49 | 1993-04-01 | Anjanece | 100 | 0 | #VALUE! | #VALUE!
THREADED FASTENERS INC. | TF5010HNP | Y | THREADED FASTENERS INC. , TF5010HNP |  |  | 0.59 | 1993-04-01 | Anjanece | 100 | 0 | #VALUE! | #VALUE!
THREADED FASTENERS INC. | TF5010HNP | Y | THREADED FASTENERS INC. , TF5010HNP |  |  | 0.61 | 1993-04-01 | Anjanece | 100 | 0 | #VALUE! | #VALUE!
THREADED FASTENERS INC. | TF5010HNP | Y | THREADED FASTENERS INC. , TF5010HNP |  |  | 0.65 | 1993-04-01 | Anjanece | 100 | 0 | #VALUE! | #VALUE!
ADSCO | OEN58 | Y | ADSCO , OEN58 | JEA OVERHEAD DISTRIBUTION | CSC Stores | 0.96 | 2002-03-14 16:16 | Anjanece | 50 | 3400 | #VALUE! | #VALUE!
ADSCO | OEN58 | Y | ADSCO , OEN58 |  |  | 0.97 | 2002-03-14 16:16 | Anjanece | 50 | 3400 | #VALUE! | #VALUE!
ADSCO | OEN58 | Y | ADSCO , OEN58 |  |  | 0.98 | 2002-03-14 16:16 | Anjanece | 50 | 3400 | #VALUE! | #VALUE!
ADSCO | OEN58 | Y | ADSCO , OEN58 |  |  | 0.99 | 2002-03-14 16:16 | Anjanece | 50 | 3400 | #VALUE! | #VALUE!
ADSCO | OEN58 | Y | ADSCO , OEN58 |  |  | 1 | 2002-03-14 16:16 | Anjanece | 50 | 3400 | #VALUE! | #VALUE!
ADSCO | OEN58 | Y | ADSCO , OEN58 |  |  | 1.05 | 2002-03-14 16:16 | Anjanece | 50 | 3400 | #VALUE! | #VALUE!
ADSCO | OEN58 | Y | ADSCO , OEN58 |  |  | 1.06 | 2002-03-14 16:16 | Anjanece | 50 | 3400 | #VALUE! | #VALUE!
ADSCO | OEN58 | Y | ADSCO , OEN58 |  |  | 1.11 | 2002-03-14 16:16 | Anjanece | 50 | 3400 | #VALUE! | #VALUE!
ADSCO | OEN58 | Y | ADSCO , OEN58 |  |  | 1.19 | 2002-03-14 16:16 | Anjanece | 50 | 3400 | #VALUE! | #VALUE!
ADSCO | OEN58 | Y | ADSCO , OEN58 |  |  | 1.2 | 2002-03-14 16:16 | Anjanece | 50 | 3400 | #VALUE! | #VALUE!
ADSCO | OEN58 | Y | ADSCO , OEN58 |  |  | 1.21 | 2002-03-14 16:16 | Anjanece | 50 | 3400 | #VALUE! | #VALUE!
ADSCO | OEN58 | Y | ADSCO , OEN58 |  |  | 1.22 | 2002-03-14 16:16 | Anjanece | 50 | 3400 | #VALUE! | #VALUE!
ADSCO | OEN58 | Y | ADSCO , OEN58 |  |  | 1.23 | 2002-03-14 16:16 | Anjanece | 50 | 3400 | #VALUE! | #VALUE!
ADSCO | OEN58 | Y | ADSCO , OEN58 |  |  | 1.24 | 2002-03-14 16:16 | Anjanece | 50 | 3400 | #VALUE! | #VALUE!
ADSCO | OEN58 | Y | ADSCO , OEN58 |  |  | 1.26 | 2002-03-14 16:16 | Anjanece | 50 | 3400 | #VALUE! | #VALUE!
ADSCO | OEN58 | Y | ADSCO , OEN58 |  |  | 1.34 | 2002-03-14 16:16 | Anjanece | 50 | 3400 | #VALUE! | #VALUE!
ADSCO | OEN58 | Y | ADSCO , OEN58 |  |  | 1.36 | 2002-03-14 16:16 | Anjanece | 50 | 3400 | #VALUE! | #VALUE!
ADSCO | OEN58 | Y | ADSCO , OEN58 |  |  | 1.58 | 2002-03-14 16:16 | Anjanece | 50 | 3400 | #VALUE! | #VALUE!
ADSCO | OEN58 | Y | ADSCO , OEN58 |  |  | 1.59 | 2002-03-14 16:16 | Anjanece | 50 | 3400 | #VALUE! | #VALUE!
ADSCO | OEN58 | Y | ADSCO , OEN58 |  |  | 1.61 | 2002-03-14 16:16 | Anjanece | 50 | 3400 | #VALUE! | #VALUE!
ADSCO | OEN58 | Y | ADSCO , OEN58 |  |  | 1.62 | 2002-03-14 16:16 | Anjanece | 50 | 3400 | #VALUE! | #VALUE!
ADSCO | OEN58 | Y | ADSCO , OEN58 |  |  | 1.63 | 2002-03-14 16:16 | Anjanece | 50 | 3400 | #VALUE! | #VALUE!
ADSCO | OEN58 | Y | ADSCO , OEN58 |  |  | 1.64 | 2002-03-14 16:16 | Anjanece | 50 | 3400 | #VALUE! | #VALUE!
ADSCO | OEN58 | Y | ADSCO , OEN58 |  |  | 1.66 | 2002-03-14 16:16 | Anjanece | 50 | 3400 | #VALUE! | #VALUE!
ADSCO | OEN58 | Y | ADSCO , OEN58 |  |  | 1.68 | 2002-03-14 16:16 | Anjanece | 50 | 3400 | #VALUE! | #VALUE!
ADSCO | OEN58 | Y | ADSCO , OEN58 |  |  | 1.73 | 2002-03-14 16:16 | Anjanece | 50 | 3400 | #VALUE! | #VALUE!
ADSCO | OEN58 | Y | ADSCO , OEN58 |  |  | 1.74 | 2002-03-14 16:16 | Anjanece | 50 | 3400 | #VALUE! | #VALUE!
ADSCO | OEN58 | Y | ADSCO , OEN58 |  |  | 1.81 | 2002-03-14 16:16 | Anjanece | 50 | 3400 | #VALUE! | #VALUE!
ADSCO | OEN58 | Y | ADSCO , OEN58 |  |  | 1.89 | 2002-03-14 16:16 | Anjanece | 50 | 3400 | #VALUE! | #VALUE!
ADSCO | OEN58 | Y | ADSCO , OEN58 |  |  | 1.9 | 2002-03-14 16:16 | Anjanece | 50 | 3400 | #VALUE! | #VALUE!
ADSCO | OEN58 | Y | ADSCO , OEN58 |  |  | 1.92 | 2002-03-14 16:16 | Anjanece | 50 | 3400 | #VALUE! | #VALUE!
ADSCO | OEN58 | Y | ADSCO , OEN58 |  |  | 1.95 | 2002-03-14 16:16 | Anjanece | 50 | 3400 | #VALUE! | #VALUE!
ADSCO | OEN58 | Y | ADSCO , OEN58 |  |  | 1.96 | 2002-03-14 16:16 | Anjanece | 50 | 3400 | #VALUE! | #VALUE!
ADSCO | OEN58 | Y | ADSCO , OEN58 |  |  | 1.98 | 2002-03-14 16:16 | Anjanece | 50 | 3400 | #VALUE! | #VALUE!
ADSCO | OEN58 | Y | ADSCO , OEN58 |  |  | 2.02 | 2002-03-14 16:16 | Anjanece | 50 | 3400 | #VALUE! | #VALUE!
ADSCO | OEN58 | Y | ADSCO , OEN58 |  |  | 2.03 | 2002-03-14 16:16 | Anjanece | 50 | 3400 | #VALUE! | #VALUE!
ADSCO | OEN58 | Y | ADSCO , OEN58 |  |  | 2.05 | 2002-03-14 16:16 | Anjanece | 50 | 3400 | #VALUE! | #VALUE!
ADSCO | OEN58 | Y | ADSCO , OEN58 |  |  | 2.06 | 2002-03-14 16:16 | Anjanece | 50 | 3400 | #VALUE! | #VALUE!
ADSCO | OEN58 | Y | ADSCO , OEN58 |  |  | 2.07 | 2002-03-14 16:16 | Anjanece | 50 | 3400 | #VALUE! | #VALUE!
ADSCO | OEN58 | Y | ADSCO , OEN58 |  |  | 2.13 | 2002-03-14 16:16 | Anjanece | 50 | 3400 | #VALUE! | #VALUE!
ADSCO | OEN58 | Y | ADSCO , OEN58 |  | Storm Stores | 0 | 2018-04-16 10:27 | Anjanece | 50 | 3400 | #VALUE! | #VALUE!
ADSCO | OEN58 | Y | ADSCO , OEN58 |  |  | 1.19 | 2018-04-16 10:27 | Anjanece | 50 | 3400 | #VALUE! | #VALUE!
ADSCO | OEN58 | Y | ADSCO , OEN58 |  |  | 1.24 | 2018-04-16 10:27 | Anjanece | 50 | 3400 | #VALUE! | #VALUE!
ADSCO | OEN58 | Y | ADSCO , OEN58 |  |  | 1.36 | 2018-04-16 10:27 | Anjanece | 50 | 3400 | #VALUE! | #VALUE!
ADSCO | OEN58 | Y | ADSCO , OEN58 |  |  | 1.66 | 2018-04-16 10:27 | Anjanece | 50 | 3400 | #VALUE! | #VALUE!
ADSCO | OEN58 | Y | ADSCO , OEN58 |  |  | 1.72 | 2018-04-16 10:27 | Anjanece | 50 | 3400 | #VALUE! | #VALUE!
ADSCO | OEN58 | Y | ADSCO , OEN58 |  |  | 1.85 | 2018-04-16 10:27 | Anjanece | 50 | 3400 | #VALUE! | #VALUE!
ADSCO | OEN58 | Y | ADSCO , OEN58 |  |  | 1.87 | 2018-04-16 10:27 | Anjanece | 50 | 3400 | #VALUE! | #VALUE!
ADSCO | OEN58 | Y | ADSCO , OEN58 |  |  | 1.88 | 2018-04-16 10:27 | Anjanece | 50 | 3400 | #VALUE! | #VALUE!
ALLIED BOLT, INC. | 5876 | Y | ALLIED BOLT, INC. , 5876 | JEA OVERHEAD DISTRIBUTION | CSC Stores | 0.96 | 2002-03-14 16:16 | Anjanece | 50 | 3400 | #VALUE! | #VALUE!
ALLIED BOLT, INC. | 5876 | Y | ALLIED BOLT, INC. , 5876 |  |  | 0.97 | 2002-03-14 16:16 | Anjanece | 50 | 3400 | #VALUE! | #VALUE!
ALLIED BOLT, INC. | 5876 | Y | ALLIED BOLT, INC. , 5876 |  |  | 0.98 | 2002-03-14 16:16 | Anjanece | 50 | 3400 | #VALUE! | #VALUE!
ALLIED BOLT, INC. | 5876 | Y | ALLIED BOLT, INC. , 5876 |  |  | 0.99 | 2002-03-14 16:16 | Anjanece | 50 | 3400 | #VALUE! | #VALUE!
ALLIED BOLT, INC. | 5876 | Y | ALLIED BOLT, INC. , 5876 |  |  | 1 | 2002-03-14 16:16 | Anjanece | 50 | 3400 | #VALUE! | #VALUE!
ALLIED BOLT, INC. | 5876 | Y | ALLIED BOLT, INC. , 5876 |  |  | 1.05 | 2002-03-14 16:16 | Anjanece | 50 | 3400 | #VALUE! | #VALUE!
ALLIED BOLT, INC. | 5876 | Y | ALLIED BOLT, INC. , 5876 |  |  | 1.06 | 2002-03-14 16:16 | Anjanece | 50 | 3400 | #VALUE! | #VALUE!
ALLIED BOLT, INC. | 5876 | Y | ALLIED BOLT, INC. , 5876 |  |  | 1.11 | 2002-03-14 16:16 | Anjanece | 50 | 3400 | #VALUE! | #VALUE!
ALLIED BOLT, INC. | 5876 | Y | ALLIED BOLT, INC. , 5876 |  |  | 1.19 | 2002-03-14 16:16 | Anjanece | 50 | 3400 | #VALUE! | #VALUE!
ALLIED BOLT, INC. | 5876 | Y | ALLIED BOLT, INC. , 5876 |  |  | 1.2 | 2002-03-14 16:16 | Anjanece | 50 | 3400 | #VALUE! | #VALUE!
ALLIED BOLT, INC. | 5876 | Y | ALLIED BOLT, INC. , 5876 |  |  | 1.21 | 2002-03-14 16:16 | Anjanece | 50 | 3400 | #VALUE! | #VALUE!
ALLIED BOLT, INC. | 5876 | Y | ALLIED BOLT, INC. , 5876 |  |  | 1.22 | 2002-03-14 16:16 | Anjanece | 50 | 3400 | #VALUE! | #VALUE!
ALLIED BOLT, INC. | 5876 | Y | ALLIED BOLT, INC. , 5876 |  |  | 1.23 | 2002-03-14 16:16 | Anjanece | 50 | 3400 | #VALUE! | #VALUE!
ALLIED BOLT, INC. | 5876 | Y | ALLIED BOLT, INC. , 5876 |  |  | 1.24 | 2002-03-14 16:16 | Anjanece | 50 | 3400 | #VALUE! | #VALUE!
ALLIED BOLT, INC. | 5876 | Y | ALLIED BOLT, INC. , 5876 |  |  | 1.26 | 2002-03-14 16:16 | Anjanece | 50 | 3400 | #VALUE! | #VALUE!
ALLIED BOLT, INC. | 5876 | Y | ALLIED BOLT, INC. , 5876 |  |  | 1.34 | 2002-03-14 16:16 | Anjanece | 50 | 3400 | #VALUE! | #VALUE!
ALLIED BOLT, INC. | 5876 | Y | ALLIED BOLT, INC. , 5876 |  |  | 1.36 | 2002-03-14 16:16 | Anjanece | 50 | 3400 | #VALUE! | #VALUE!
ALLIED BOLT, INC. | 5876 | Y | ALLIED BOLT, INC. , 5876 |  |  | 1.58 | 2002-03-14 16:16 | Anjanece | 50 | 3400 | #VALUE! | #VALUE!
ALLIED BOLT, INC. | 5876 | Y | ALLIED BOLT, INC. , 5876 |  |  | 1.59 | 2002-03-14 16:16 | Anjanece | 50 | 3400 | #VALUE! | #VALUE!
ALLIED BOLT, INC. | 5876 | Y | ALLIED BOLT, INC. , 5876 |  |  | 1.61 | 2002-03-14 16:16 | Anjanece | 50 | 3400 | #VALUE! | #VALUE!
ALLIED BOLT, INC. | 5876 | Y | ALLIED BOLT, INC. , 5876 |  |  | 1.62 | 2002-03-14 16:16 | Anjanece | 50 | 3400 | #VALUE! | #VALUE!
ALLIED BOLT, INC. | 5876 | Y | ALLIED BOLT, INC. , 5876 |  |  | 1.63 | 2002-03-14 16:16 | Anjanece | 50 | 3400 | #VALUE! | #VALUE!
ALLIED BOLT, INC. | 5876 | Y | ALLIED BOLT, INC. , 5876 |  |  | 1.64 | 2002-03-14 16:16 | Anjanece | 50 | 3400 | #VALUE! | #VALUE!
ALLIED BOLT, INC. | 5876 | Y | ALLIED BOLT, INC. , 5876 |  |  | 1.66 | 2002-03-14 16:16 | Anjanece | 50 | 3400 | #VALUE! | #VALUE!
ALLIED BOLT, INC. | 5876 | Y | ALLIED BOLT, INC. , 5876 |  |  | 1.68 | 2002-03-14 16:16 | Anjanece | 50 | 3400 | #VALUE! | #VALUE!
ALLIED BOLT, INC. | 5876 | Y | ALLIED BOLT, INC. , 5876 |  |  | 1.73 | 2002-03-14 16:16 | Anjanece | 50 | 3400 | #VALUE! | #VALUE!
ALLIED BOLT, INC. | 5876 | Y | ALLIED BOLT, INC. , 5876 |  |  | 1.74 | 2002-03-14 16:16 | Anjanece | 50 | 3400 | #VALUE! | #VALUE!
ALLIED BOLT, INC. | 5876 | Y | ALLIED BOLT, INC. , 5876 |  |  | 1.81 | 2002-03-14 16:16 | Anjanece | 50 | 3400 | #VALUE! | #VALUE!
ALLIED BOLT, INC. | 5876 | Y | ALLIED BOLT, INC. , 5876 |  |  | 1.89 | 2002-03-14 16:16 | Anjanece | 50 | 3400 | #VALUE! | #VALUE!
ALLIED BOLT, INC. | 5876 | Y | ALLIED BOLT, INC. , 5876 |  |  | 1.9 | 2002-03-14 16:16 | Anjanece | 50 | 3400 | #VALUE! | #VALUE!
ALLIED BOLT, INC. | 5876 | Y | ALLIED BOLT, INC. , 5876 |  |  | 1.92 | 2002-03-14 16:16 | Anjanece | 50 | 3400 | #VALUE! | #VALUE!
ALLIED BOLT, INC. | 5876 | Y | ALLIED BOLT, INC. , 5876 |  |  | 1.95 | 2002-03-14 16:16 | Anjanece | 50 | 3400 | #VALUE! | #VALUE!
ALLIED BOLT, INC. | 5876 | Y | ALLIED BOLT, INC. , 5876 |  |  | 1.96 | 2002-03-14 16:16 | Anjanece | 50 | 3400 | #VALUE! | #VALUE!
ALLIED BOLT, INC. | 5876 | Y | ALLIED BOLT, INC. , 5876 |  |  | 1.98 | 2002-03-14 16:16 | Anjanece | 50 | 3400 | #VALUE! | #VALUE!
ALLIED BOLT, INC. | 5876 | Y | ALLIED BOLT, INC. , 5876 |  |  | 2.02 | 2002-03-14 16:16 | Anjanece | 50 | 3400 | #VALUE! | #VALUE!
ALLIED BOLT, INC. | 5876 | Y | ALLIED BOLT, INC. , 5876 |  |  | 2.03 | 2002-03-14 16:16 | Anjanece | 50 | 3400 | #VALUE! | #VALUE!
ALLIED BOLT, INC. | 5876 | Y | ALLIED BOLT, INC. , 5876 |  |  | 2.05 | 2002-03-14 16:16 | Anjanece | 50 | 3400 | #VALUE! | #VALUE!
ALLIED BOLT, INC. | 5876 | Y | ALLIED BOLT, INC. , 5876 |  |  | 2.06 | 2002-03-14 16:16 | Anjanece | 50 | 3400 | #VALUE! | #VALUE!
ALLIED BOLT, INC. | 5876 | Y | ALLIED BOLT, INC. , 5876 |  |  | 2.07 | 2002-03-14 16:16 | Anjanece | 50 | 3400 | #VALUE! | #VALUE!
ALLIED BOLT, INC. | 5876 | Y | ALLIED BOLT, INC. , 5876 |  |  | 2.13 | 2002-03-14 16:16 | Anjanece | 50 | 3400 | #VALUE! | #VALUE!
ALLIED BOLT, INC. | 5876 | Y | ALLIED BOLT, INC. , 5876 |  | Storm Stores | 0 | 2018-04-16 10:27 | Anjanece | 50 | 3400 | #VALUE! | #VALUE!
ALLIED BOLT, INC. | 5876 | Y | ALLIED BOLT, INC. , 5876 |  |  | 1.19 | 2018-04-16 10:27 | Anjanece | 50 | 3400 | #VALUE! | #VALUE!
ALLIED BOLT, INC. | 5876 | Y | ALLIED BOLT, INC. , 5876 |  |  | 1.24 | 2018-04-16 10:27 | Anjanece | 50 | 3400 | #VALUE! | #VALUE!
ALLIED BOLT, INC. | 5876 | Y | ALLIED BOLT, INC. , 5876 |  |  | 1.36 | 2018-04-16 10:27 | Anjanece | 50 | 3400 | #VALUE! | #VALUE!
ALLIED BOLT, INC. | 5876 | Y | ALLIED BOLT, INC. , 5876 |  |  | 1.66 | 2018-04-16 10:27 | Anjanece | 50 | 3400 | #VALUE! | #VALUE!
ALLIED BOLT, INC. | 5876 | Y | ALLIED BOLT, INC. , 5876 |  |  | 1.72 | 2018-04-16 10:27 | Anjanece | 50 | 3400 | #VALUE! | #VALUE!
ALLIED BOLT, INC. | 5876 | Y | ALLIED BOLT, INC. , 5876 |  |  | 1.85 | 2018-04-16 10:27 | Anjanece | 50 | 3400 | #VALUE! | #VALUE!
ALLIED BOLT, INC. | 5876 | Y | ALLIED BOLT, INC. , 5876 |  |  | 1.87 | 2018-04-16 10:27 | Anjanece | 50 | 3400 | #VALUE! | #VALUE!
ALLIED BOLT, INC. | 5876 | Y | ALLIED BOLT, INC. , 5876 |  |  | 1.88 | 2018-04-16 10:27 | Anjanece | 50 | 3400 | #VALUE! | #VALUE!
ALUMA-FORM | AF1092 | Y | ALUMA-FORM , AF1092 | JEA OVERHEAD DISTRIBUTION | CSC Stores | 0.96 | 2002-03-14 16:16 | Anjanece | 50 | 3400 | #VALUE! | #VALUE!
ALUMA-FORM | AF1092 | Y | ALUMA-FORM , AF1092 |  |  | 0.97 | 2002-03-14 16:16 | Anjanece | 50 | 3400 | #VALUE! | #VALUE!
ALUMA-FORM | AF1092 | Y | ALUMA-FORM , AF1092 |  |  | 0.98 | 2002-03-14 16:16 | Anjanece | 50 | 3400 | #VALUE! | #VALUE!
ALUMA-FORM | AF1092 | Y | ALUMA-FORM , AF1092 |  |  | 0.99 | 2002-03-14 16:16 | Anjanece | 50 | 3400 | #VALUE! | #VALUE!
ALUMA-FORM | AF1092 | Y | ALUMA-FORM , AF1092 |  |  | 1 | 2002-03-14 16:16 | Anjanece | 50 | 3400 | #VALUE! | #VALUE!
ALUMA-FORM | AF1092 | Y | ALUMA-FORM , AF1092 |  |  | 1.05 | 2002-03-14 16:16 | Anjanece | 50 | 3400 | #VALUE! | #VALUE!
ALUMA-FORM | AF1092 | Y | ALUMA-FORM , AF1092 |  |  | 1.06 | 2002-03-14 16:16 | Anjanece | 50 | 3400 | #VALUE! | #VALUE!
ALUMA-FORM | AF1092 | Y | ALUMA-FORM , AF1092 |  |  | 1.11 | 2002-03-14 16:16 | Anjanece | 50 | 3400 | #VALUE! | #VALUE!
ALUMA-FORM | AF1092 | Y | ALUMA-FORM , AF1092 |  |  | 1.19 | 2002-03-14 16:16 | Anjanece | 50 | 3400 | #VALUE! | #VALUE!
ALUMA-FORM | AF1092 | Y | ALUMA-FORM , AF1092 |  |  | 1.2 | 2002-03-14 16:16 | Anjanece | 50 | 3400 | #VALUE! | #VALUE!
ALUMA-FORM | AF1092 | Y | ALUMA-FORM , AF1092 |  |  | 1.21 | 2002-03-14 16:16 | Anjanece | 50 | 3400 | #VALUE! | #VALUE!
ALUMA-FORM | AF1092 | Y | ALUMA-FORM , AF1092 |  |  | 1.22 | 2002-03-14 16:16 | Anjanece | 50 | 3400 | #VALUE! | #VALUE!
ALUMA-FORM | AF1092 | Y | ALUMA-FORM , AF1092 |  |  | 1.23 | 2002-03-14 16:16 | Anjanece | 50 | 3400 | #VALUE! | #VALUE!
ALUMA-FORM | AF1092 | Y | ALUMA-FORM , AF1092 |  |  | 1.24 | 2002-03-14 16:16 | Anjanece | 50 | 3400 | #VALUE! | #VALUE!
ALUMA-FORM | AF1092 | Y | ALUMA-FORM , AF1092 |  |  | 1.26 | 2002-03-14 16:16 | Anjanece | 50 | 3400 | #VALUE! | #VALUE!
ALUMA-FORM | AF1092 | Y | ALUMA-FORM , AF1092 |  |  | 1.34 | 2002-03-14 16:16 | Anjanece | 50 | 3400 | #VALUE! | #VALUE!
ALUMA-FORM | AF1092 | Y | ALUMA-FORM , AF1092 |  |  | 1.36 | 2002-03-14 16:16 | Anjanece | 50 | 3400 | #VALUE! | #VALUE!
ALUMA-FORM | AF1092 | Y | ALUMA-FORM , AF1092 |  |  | 1.58 | 2002-03-14 16:16 | Anjanece | 50 | 3400 | #VALUE! | #VALUE!
ALUMA-FORM | AF1092 | Y | ALUMA-FORM , AF1092 |  |  | 1.59 | 2002-03-14 16:16 | Anjanece | 50 | 3400 | #VALUE! | #VALUE!
ALUMA-FORM | AF1092 | Y | ALUMA-FORM , AF1092 |  |  | 1.61 | 2002-03-14 16:16 | Anjanece | 50 | 3400 | #VALUE! | #VALUE!
ALUMA-FORM | AF1092 | Y | ALUMA-FORM , AF1092 |  |  | 1.62 | 2002-03-14 16:16 | Anjanece | 50 | 3400 | #VALUE! | #VALUE!
ALUMA-FORM | AF1092 | Y | ALUMA-FORM , AF1092 |  |  | 1.63 | 2002-03-14 16:16 | Anjanece | 50 | 3400 | #VALUE! | #VALUE!
ALUMA-FORM | AF1092 | Y | ALUMA-FORM , AF1092 |  |  | 1.64 | 2002-03-14 16:16 | Anjanece | 50 | 3400 | #VALUE! | #VALUE!
ALUMA-FORM | AF1092 | Y | ALUMA-FORM , AF1092 |  |  | 1.66 | 2002-03-14 16:16 | Anjanece | 50 | 3400 | #VALUE! | #VALUE!
ALUMA-FORM | AF1092 | Y | ALUMA-FORM , AF1092 |  |  | 1.68 | 2002-03-14 16:16 | Anjanece | 50 | 3400 | #VALUE! | #VALUE!
ALUMA-FORM | AF1092 | Y | ALUMA-FORM , AF1092 |  |  | 1.73 | 2002-03-14 16:16 | Anjanece | 50 | 3400 | #VALUE! | #VALUE!
ALUMA-FORM | AF1092 | Y | ALUMA-FORM , AF1092 |  |  | 1.74 | 2002-03-14 16:16 | Anjanece | 50 | 3400 | #VALUE! | #VALUE!
ALUMA-FORM | AF1092 | Y | ALUMA-FORM , AF1092 |  |  | 1.81 | 2002-03-14 16:16 | Anjanece | 50 | 3400 | #VALUE! | #VALUE!
ALUMA-FORM | AF1092 | Y | ALUMA-FORM , AF1092 |  |  | 1.89 | 2002-03-14 16:16 | Anjanece | 50 | 3400 | #VALUE! | #VALUE!
ALUMA-FORM | AF1092 | Y | ALUMA-FORM , AF1092 |  |  | 1.9 | 2002-03-14 16:16 | Anjanece | 50 | 3400 | #VALUE! | #VALUE!
ALUMA-FORM | AF1092 | Y | ALUMA-FORM , AF1092 |  |  | 1.92 | 2002-03-14 16:16 | Anjanece | 50 | 3400 | #VALUE! | #VALUE!
ALUMA-FORM | AF1092 | Y | ALUMA-FORM , AF1092 |  |  | 1.95 | 2002-03-14 16:16 | Anjanece | 50 | 3400 | #VALUE! | #VALUE!
ALUMA-FORM | AF1092 | Y | ALUMA-FORM , AF1092 |  |  | 1.96 | 2002-03-14 16:16 | Anjanece | 50 | 3400 | #VALUE! | #VALUE!
ALUMA-FORM | AF1092 | Y | ALUMA-FORM , AF1092 |  |  | 1.98 | 2002-03-14 16:16 | Anjanece | 50 | 3400 | #VALUE! | #VALUE!
ALUMA-FORM | AF1092 | Y | ALUMA-FORM , AF1092 |  |  | 2.02 | 2002-03-14 16:16 | Anjanece | 50 | 3400 | #VALUE! | #VALUE!
ALUMA-FORM | AF1092 | Y | ALUMA-FORM , AF1092 |  |  | 2.03 | 2002-03-14 16:16 | Anjanece | 50 | 3400 | #VALUE! | #VALUE!
ALUMA-FORM | AF1092 | Y | ALUMA-FORM , AF1092 |  |  | 2.05 | 2002-03-14 16:16 | Anjanece | 50 | 3400 | #VALUE! | #VALUE!
ALUMA-FORM | AF1092 | Y | ALUMA-FORM , AF1092 |  |  | 2.06 | 2002-03-14 16:16 | Anjanece | 50 | 3400 | #VALUE! | #VALUE!
ALUMA-FORM | AF1092 | Y | ALUMA-FORM , AF1092 |  |  | 2.07 | 2002-03-14 16:16 | Anjanece | 50 | 3400 | #VALUE! | #VALUE!
ALUMA-FORM | AF1092 | Y | ALUMA-FORM , AF1092 |  |  | 2.13 | 2002-03-14 16:16 | Anjanece | 50 | 3400 | #VALUE! | #VALUE!
ALUMA-FORM | AF1092 | Y | ALUMA-FORM , AF1092 |  | Storm Stores | 0 | 2018-04-16 10:27 | Anjanece | 50 | 3400 | #VALUE! | #VALUE!
ALUMA-FORM | AF1092 | Y | ALUMA-FORM , AF1092 |  |  | 1.19 | 2018-04-16 10:27 | Anjanece | 50 | 3400 | #VALUE! | #VALUE!
ALUMA-FORM | AF1092 | Y | ALUMA-FORM , AF1092 |  |  | 1.24 | 2018-04-16 10:27 | Anjanece | 50 | 3400 | #VALUE! | #VALUE!
ALUMA-FORM | AF1092 | Y | ALUMA-FORM , AF1092 |  |  | 1.36 | 2018-04-16 10:27 | Anjanece | 50 | 3400 | #VALUE! | #VALUE!
ALUMA-FORM | AF1092 | Y | ALUMA-FORM , AF1092 |  |  | 1.66 | 2018-04-16 10:27 | Anjanece | 50 | 3400 | #VALUE! | #VALUE!
ALUMA-FORM | AF1092 | Y | ALUMA-FORM , AF1092 |  |  | 1.72 | 2018-04-16 10:27 | Anjanece | 50 | 3400 | #VALUE! | #VALUE!
ALUMA-FORM | AF1092 | Y | ALUMA-FORM , AF1092 |  |  | 1.85 | 2018-04-16 10:27 | Anjanece | 50 | 3400 | #VALUE! | #VALUE!
ALUMA-FORM | AF1092 | Y | ALUMA-FORM , AF1092 |  |  | 1.87 | 2018-04-16 10:27 | Anjanece | 50 | 3400 | #VALUE! | #VALUE!
ALUMA-FORM | AF1092 | Y | ALUMA-FORM , AF1092 |  |  | 1.88 | 2018-04-16 10:27 | Anjanece | 50 | 3400 | #VALUE! | #VALUE!
BARRON BETHEA | OEN-2A | Y | BARRON BETHEA , OEN-2A | JEA OVERHEAD DISTRIBUTION | CSC Stores | 0.96 | 2002-03-14 16:16 | Anjanece | 50 | 3400 | #VALUE! | #VALUE!
BARRON BETHEA | OEN-2A | Y | BARRON BETHEA , OEN-2A |  |  | 0.97 | 2002-03-14 16:16 | Anjanece | 50 | 3400 | #VALUE! | #VALUE!
BARRON BETHEA | OEN-2A | Y | BARRON BETHEA , OEN-2A |  |  | 0.98 | 2002-03-14 16:16 | Anjanece | 50 | 3400 | #VALUE! | #VALUE!
BARRON BETHEA | OEN-2A | Y | BARRON BETHEA , OEN-2A |  |  | 0.99 | 2002-03-14 16:16 | Anjanece | 50 | 3400 | #VALUE! | #VALUE!
BARRON BETHEA | OEN-2A | Y | BARRON BETHEA , OEN-2A |  |  | 1 | 2002-03-14 16:16 | Anjanece | 50 | 3400 | #VALUE! | #VALUE!
BARRON BETHEA | OEN-2A | Y | BARRON BETHEA , OEN-2A |  |  | 1.05 | 2002-03-14 16:16 | Anjanece | 50 | 3400 | #VALUE! | #VALUE!
BARRON BETHEA | OEN-2A | Y | BARRON BETHEA , OEN-2A |  |  | 1.06 | 2002-03-14 16:16 | Anjanece | 50 | 3400 | #VALUE! | #VALUE!
BARRON BETHEA | OEN-2A | Y | BARRON BETHEA , OEN-2A |  |  | 1.11 | 2002-03-14 16:16 | Anjanece | 50 | 3400 | #VALUE! | #VALUE!
BARRON BETHEA | OEN-2A | Y | BARRON BETHEA , OEN-2A |  |  | 1.19 | 2002-03-14 16:16 | Anjanece | 50 | 3400 | #VALUE! | #VALUE!
BARRON BETHEA | OEN-2A | Y | BARRON BETHEA , OEN-2A |  |  | 1.2 | 2002-03-14 16:16 | Anjanece | 50 | 3400 | #VALUE! | #VALUE!
BARRON BETHEA | OEN-2A | Y | BARRON BETHEA , OEN-2A |  |  | 1.21 | 2002-03-14 16:16 | Anjanece | 50 | 3400 | #VALUE! | #VALUE!
BARRON BETHEA | OEN-2A | Y | BARRON BETHEA , OEN-2A |  |  | 1.22 | 2002-03-14 16:16 | Anjanece | 50 | 3400 | #VALUE! | #VALUE!
BARRON BETHEA | OEN-2A | Y | BARRON BETHEA , OEN-2A |  |  | 1.23 | 2002-03-14 16:16 | Anjanece | 50 | 3400 | #VALUE! | #VALUE!
BARRON BETHEA | OEN-2A | Y | BARRON BETHEA , OEN-2A |  |  | 1.24 | 2002-03-14 16:16 | Anjanece | 50 | 3400 | #VALUE! | #VALUE!
BARRON BETHEA | OEN-2A | Y | BARRON BETHEA , OEN-2A |  |  | 1.26 | 2002-03-14 16:16 | Anjanece | 50 | 3400 | #VALUE! | #VALUE!
BARRON BETHEA | OEN-2A | Y | BARRON BETHEA , OEN-2A |  |  | 1.34 | 2002-03-14 16:16 | Anjanece | 50 | 3400 | #VALUE! | #VALUE!
BARRON BETHEA | OEN-2A | Y | BARRON BETHEA , OEN-2A |  |  | 1.36 | 2002-03-14 16:16 | Anjanece | 50 | 3400 | #VALUE! | #VALUE!
BARRON BETHEA | OEN-2A | Y | BARRON BETHEA , OEN-2A |  |  | 1.58 | 2002-03-14 16:16 | Anjanece | 50 | 3400 | #VALUE! | #VALUE!
BARRON BETHEA | OEN-2A | Y | BARRON BETHEA , OEN-2A |  |  | 1.59 | 2002-03-14 16:16 | Anjanece | 50 | 3400 | #VALUE! | #VALUE!
BARRON BETHEA | OEN-2A | Y | BARRON BETHEA , OEN-2A |  |  | 1.61 | 2002-03-14 16:16 | Anjanece | 50 | 3400 | #VALUE! | #VALUE!
BARRON BETHEA | OEN-2A | Y | BARRON BETHEA , OEN-2A |  |  | 1.62 | 2002-03-14 16:16 | Anjanece | 50 | 3400 | #VALUE! | #VALUE!
BARRON BETHEA | OEN-2A | Y | BARRON BETHEA , OEN-2A |  |  | 1.63 | 2002-03-14 16:16 | Anjanece | 50 | 3400 | #VALUE! | #VALUE!
BARRON BETHEA | OEN-2A | Y | BARRON BETHEA , OEN-2A |  |  | 1.64 | 2002-03-14 16:16 | Anjanece | 50 | 3400 | #VALUE! | #VALUE!
BARRON BETHEA | OEN-2A | Y | BARRON BETHEA , OEN-2A |  |  | 1.66 | 2002-03-14 16:16 | Anjanece | 50 | 3400 | #VALUE! | #VALUE!
BARRON BETHEA | OEN-2A | Y | BARRON BETHEA , OEN-2A |  |  | 1.68 | 2002-03-14 16:16 | Anjanece | 50 | 3400 | #VALUE! | #VALUE!
BARRON BETHEA | OEN-2A | Y | BARRON BETHEA , OEN-2A |  |  | 1.73 | 2002-03-14 16:16 | Anjanece | 50 | 3400 | #VALUE! | #VALUE!
BARRON BETHEA | OEN-2A | Y | BARRON BETHEA , OEN-2A |  |  | 1.74 | 2002-03-14 16:16 | Anjanece | 50 | 3400 | #VALUE! | #VALUE!
BARRON BETHEA | OEN-2A | Y | BARRON BETHEA , OEN-2A |  |  | 1.81 | 2002-03-14 16:16 | Anjanece | 50 | 3400 | #VALUE! | #VALUE!
BARRON BETHEA | OEN-2A | Y | BARRON BETHEA , OEN-2A |  |  | 1.89 | 2002-03-14 16:16 | Anjanece | 50 | 3400 | #VALUE! | #VALUE!
BARRON BETHEA | OEN-2A | Y | BARRON BETHEA , OEN-2A |  |  | 1.9 | 2002-03-14 16:16 | Anjanece | 50 | 3400 | #VALUE! | #VALUE!
BARRON BETHEA | OEN-2A | Y | BARRON BETHEA , OEN-2A |  |  | 1.92 | 2002-03-14 16:16 | Anjanece | 50 | 3400 | #VALUE! | #VALUE!
BARRON BETHEA | OEN-2A | Y | BARRON BETHEA , OEN-2A |  |  | 1.95 | 2002-03-14 16:16 | Anjanece | 50 | 3400 | #VALUE! | #VALUE!
BARRON BETHEA | OEN-2A | Y | BARRON BETHEA , OEN-2A |  |  | 1.96 | 2002-03-14 16:16 | Anjanece | 50 | 3400 | #VALUE! | #VALUE!
BARRON BETHEA | OEN-2A | Y | BARRON BETHEA , OEN-2A |  |  | 1.98 | 2002-03-14 16:16 | Anjanece | 50 | 3400 | #VALUE! | #VALUE!
BARRON BETHEA | OEN-2A | Y | BARRON BETHEA , OEN-2A |  |  | 2.02 | 2002-03-14 16:16 | Anjanece | 50 | 3400 | #VALUE! | #VALUE!
BARRON BETHEA | OEN-2A | Y | BARRON BETHEA , OEN-2A |  |  | 2.03 | 2002-03-14 16:16 | Anjanece | 50 | 3400 | #VALUE! | #VALUE!
BARRON BETHEA | OEN-2A | Y | BARRON BETHEA , OEN-2A |  |  | 2.05 | 2002-03-14 16:16 | Anjanece | 50 | 3400 | #VALUE! | #VALUE!
BARRON BETHEA | OEN-2A | Y | BARRON BETHEA , OEN-2A |  |  | 2.06 | 2002-03-14 16:16 | Anjanece | 50 | 3400 | #VALUE! | #VALUE!
BARRON BETHEA | OEN-2A | Y | BARRON BETHEA , OEN-2A |  |  | 2.07 | 2002-03-14 16:16 | Anjanece | 50 | 3400 | #VALUE! | #VALUE!
BARRON BETHEA | OEN-2A | Y | BARRON BETHEA , OEN-2A |  |  | 2.13 | 2002-03-14 16:16 | Anjanece | 50 | 3400 | #VALUE! | #VALUE!
BARRON BETHEA | OEN-2A | Y | BARRON BETHEA , OEN-2A |  | Storm Stores | 0 | 2018-04-16 10:27 | Anjanece | 50 | 3400 | #VALUE! | #VALUE!
BARRON BETHEA | OEN-2A | Y | BARRON BETHEA , OEN-2A |  |  | 1.19 | 2018-04-16 10:27 | Anjanece | 50 | 3400 | #VALUE! | #VALUE!
BARRON BETHEA | OEN-2A | Y | BARRON BETHEA , OEN-2A |  |  | 1.24 | 2018-04-16 10:27 | Anjanece | 50 | 3400 | #VALUE! | #VALUE!
BARRON BETHEA | OEN-2A | Y | BARRON BETHEA , OEN-2A |  |  | 1.36 | 2018-04-16 10:27 | Anjanece | 50 | 3400 | #VALUE! | #VALUE!
BARRON BETHEA | OEN-2A | Y | BARRON BETHEA , OEN-2A |  |  | 1.66 | 2018-04-16 10:27 | Anjanece | 50 | 3400 | #VALUE! | #VALUE!
BARRON BETHEA | OEN-2A | Y | BARRON BETHEA , OEN-2A |  |  | 1.72 | 2018-04-16 10:27 | Anjanece | 50 | 3400 | #VALUE! | #VALUE!
BARRON BETHEA | OEN-2A | Y | BARRON BETHEA , OEN-2A |  |  | 1.85 | 2018-04-16 10:27 | Anjanece | 50 | 3400 | #VALUE! | #VALUE!
BARRON BETHEA | OEN-2A | Y | BARRON BETHEA , OEN-2A |  |  | 1.87 | 2018-04-16 10:27 | Anjanece | 50 | 3400 | #VALUE! | #VALUE!
BARRON BETHEA | OEN-2A | Y | BARRON BETHEA , OEN-2A |  |  | 1.88 | 2018-04-16 10:27 | Anjanece | 50 | 3400 | #VALUE! | #VALUE!
CHAMP | CH58EN | Y | CHAMP , CH58EN | JEA OVERHEAD DISTRIBUTION | CSC Stores | 0.96 | 2002-03-14 16:16 | Anjanece | 50 | 3400 | #VALUE! | #VALUE!
CHAMP | CH58EN | Y | CHAMP , CH58EN |  |  | 0.97 | 2002-03-14 16:16 | Anjanece | 50 | 3400 | #VALUE! | #VALUE!
CHAMP | CH58EN | Y | CHAMP , CH58EN |  |  | 0.98 | 2002-03-14 16:16 | Anjanece | 50 | 3400 | #VALUE! | #VALUE!
CHAMP | CH58EN | Y | CHAMP , CH58EN |  |  | 0.99 | 2002-03-14 16:16 | Anjanece | 50 | 3400 | #VALUE! | #VALUE!
CHAMP | CH58EN | Y | CHAMP , CH58EN |  |  | 1 | 2002-03-14 16:16 | Anjanece | 50 | 3400 | #VALUE! | #VALUE!
CHAMP | CH58EN | Y | CHAMP , CH58EN |  |  | 1.05 | 2002-03-14 16:16 | Anjanece | 50 | 3400 | #VALUE! | #VALUE!
CHAMP | CH58EN | Y | CHAMP , CH58EN |  |  | 1.06 | 2002-03-14 16:16 | Anjanece | 50 | 3400 | #VALUE! | #VALUE!
CHAMP | CH58EN | Y | CHAMP , CH58EN |  |  | 1.11 | 2002-03-14 16:16 | Anjanece | 50 | 3400 | #VALUE! | #VALUE!
CHAMP | CH58EN | Y | CHAMP , CH58EN |  |  | 1.19 | 2002-03-14 16:16 | Anjanece | 50 | 3400 | #VALUE! | #VALUE!
CHAMP | CH58EN | Y | CHAMP , CH58EN |  |  | 1.2 | 2002-03-14 16:16 | Anjanece | 50 | 3400 | #VALUE! | #VALUE!
CHAMP | CH58EN | Y | CHAMP , CH58EN |  |  | 1.21 | 2002-03-14 16:16 | Anjanece | 50 | 3400 | #VALUE! | #VALUE!
CHAMP | CH58EN | Y | CHAMP , CH58EN |  |  | 1.22 | 2002-03-14 16:16 | Anjanece | 50 | 3400 | #VALUE! | #VALUE!
CHAMP | CH58EN | Y | CHAMP , CH58EN |  |  | 1.23 | 2002-03-14 16:16 | Anjanece | 50 | 3400 | #VALUE! | #VALUE!
CHAMP | CH58EN | Y | CHAMP , CH58EN |  |  | 1.24 | 2002-03-14 16:16 | Anjanece | 50 | 3400 | #VALUE! | #VALUE!
CHAMP | CH58EN | Y | CHAMP , CH58EN |  |  | 1.26 | 2002-03-14 16:16 | Anjanece | 50 | 3400 | #VALUE! | #VALUE!
CHAMP | CH58EN | Y | CHAMP , CH58EN |  |  | 1.34 | 2002-03-14 16:16 | Anjanece | 50 | 3400 | #VALUE! | #VALUE!
CHAMP | CH58EN | Y | CHAMP , CH58EN |  |  | 1.36 | 2002-03-14 16:16 | Anjanece | 50 | 3400 | #VALUE! | #VALUE!
CHAMP | CH58EN | Y | CHAMP , CH58EN |  |  | 1.58 | 2002-03-14 16:16 | Anjanece | 50 | 3400 | #VALUE! | #VALUE!
CHAMP | CH58EN | Y | CHAMP , CH58EN |  |  | 1.59 | 2002-03-14 16:16 | Anjanece | 50 | 3400 | #VALUE! | #VALUE!
CHAMP | CH58EN | Y | CHAMP , CH58EN |  |  | 1.61 | 2002-03-14 16:16 | Anjanece | 50 | 3400 | #VALUE! | #VALUE!
CHAMP | CH58EN | Y | CHAMP , CH58EN |  |  | 1.62 | 2002-03-14 16:16 | Anjanece | 50 | 3400 | #VALUE! | #VALUE!
CHAMP | CH58EN | Y | CHAMP , CH58EN |  |  | 1.63 | 2002-03-14 16:16 | Anjanece | 50 | 3400 | #VALUE! | #VALUE!
CHAMP | CH58EN | Y | CHAMP , CH58EN |  |  | 1.64 | 2002-03-14 16:16 | Anjanece | 50 | 3400 | #VALUE! | #VALUE!
CHAMP | CH58EN | Y | CHAMP , CH58EN |  |  | 1.66 | 2002-03-14 16:16 | Anjanece | 50 | 3400 | #VALUE! | #VALUE!
CHAMP | CH58EN | Y | CHAMP , CH58EN |  |  | 1.68 | 2002-03-14 16:16 | Anjanece | 50 | 3400 | #VALUE! | #VALUE!
CHAMP | CH58EN | Y | CHAMP , CH58EN |  |  | 1.73 | 2002-03-14 16:16 | Anjanece | 50 | 3400 | #VALUE! | #VALUE!
CHAMP | CH58EN | Y | CHAMP , CH58EN |  |  | 1.74 | 2002-03-14 16:16 | Anjanece | 50 | 3400 | #VALUE! | #VALUE!
CHAMP | CH58EN | Y | CHAMP , CH58EN |  |  | 1.81 | 2002-03-14 16:16 | Anjanece | 50 | 3400 | #VALUE! | #VALUE!
CHAMP | CH58EN | Y | CHAMP , CH58EN |  |  | 1.89 | 2002-03-14 16:16 | Anjanece | 50 | 3400 | #VALUE! | #VALUE!
CHAMP | CH58EN | Y | CHAMP , CH58EN |  |  | 1.9 | 2002-03-14 16:16 | Anjanece | 50 | 3400 | #VALUE! | #VALUE!
CHAMP | CH58EN | Y | CHAMP , CH58EN |  |  | 1.92 | 2002-03-14 16:16 | Anjanece | 50 | 3400 | #VALUE! | #VALUE!
CHAMP | CH58EN | Y | CHAMP , CH58EN |  |  | 1.95 | 2002-03-14 16:16 | Anjanece | 50 | 3400 | #VALUE! | #VALUE!
CHAMP | CH58EN | Y | CHAMP , CH58EN |  |  | 1.96 | 2002-03-14 16:16 | Anjanece | 50 | 3400 | #VALUE! | #VALUE!
CHAMP | CH58EN | Y | CHAMP , CH58EN |  |  | 1.98 | 2002-03-14 16:16 | Anjanece | 50 | 3400 | #VALUE! | #VALUE!
CHAMP | CH58EN | Y | CHAMP , CH58EN |  |  | 2.02 | 2002-03-14 16:16 | Anjanece | 50 | 3400 | #VALUE! | #VALUE!
CHAMP | CH58EN | Y | CHAMP , CH58EN |  |  | 2.03 | 2002-03-14 16:16 | Anjanece | 50 | 3400 | #VALUE! | #VALUE!
CHAMP | CH58EN | Y | CHAMP , CH58EN |  |  | 2.05 | 2002-03-14 16:16 | Anjanece | 50 | 3400 | #VALUE! | #VALUE!
CHAMP | CH58EN | Y | CHAMP , CH58EN |  |  | 2.06 | 2002-03-14 16:16 | Anjanece | 50 | 3400 | #VALUE! | #VALUE!
CHAMP | CH58EN | Y | CHAMP , CH58EN |  |  | 2.07 | 2002-03-14 16:16 | Anjanece | 50 | 3400 | #VALUE! | #VALUE!
CHAMP | CH58EN | Y | CHAMP , CH58EN |  |  | 2.13 | 2002-03-14 16:16 | Anjanece | 50 | 3400 | #VALUE! | #VALUE!
CHAMP | CH58EN | Y | CHAMP , CH58EN |  | Storm Stores | 0 | 2018-04-16 10:27 | Anjanece | 50 | 3400 | #VALUE! | #VALUE!
CHAMP | CH58EN | Y | CHAMP , CH58EN |  |  | 1.19 | 2018-04-16 10:27 | Anjanece | 50 | 3400 | #VALUE! | #VALUE!
CHAMP | CH58EN | Y | CHAMP , CH58EN |  |  | 1.24 | 2018-04-16 10:27 | Anjanece | 50 | 3400 | #VALUE! | #VALUE!
CHAMP | CH58EN | Y | CHAMP , CH58EN |  |  | 1.36 | 2018-04-16 10:27 | Anjanece | 50 | 3400 | #VALUE! | #VALUE!
CHAMP | CH58EN | Y | CHAMP , CH58EN |  |  | 1.66 | 2018-04-16 10:27 | Anjanece | 50 | 3400 | #VALUE! | #VALUE!
CHAMP | CH58EN | Y | CHAMP , CH58EN |  |  | 1.72 | 2018-04-16 10:27 | Anjanece | 50 | 3400 | #VALUE! | #VALUE!
CHAMP | CH58EN | Y | CHAMP , CH58EN |  |  | 1.85 | 2018-04-16 10:27 | Anjanece | 50 | 3400 | #VALUE! | #VALUE!
CHAMP | CH58EN | Y | CHAMP , CH58EN |  |  | 1.87 | 2018-04-16 10:27 | Anjanece | 50 | 3400 | #VALUE! | #VALUE!
CHAMP | CH58EN | Y | CHAMP , CH58EN |  |  | 1.88 | 2018-04-16 10:27 | Anjanece | 50 | 3400 | #VALUE! | #VALUE!
CHANCE | 6502 | Y | CHANCE , 6502 | JEA OVERHEAD DISTRIBUTION | CSC Stores | 0.96 | 2002-03-14 16:16 | Anjanece | 50 | 3400 | #VALUE! | #VALUE!
CHANCE | 6502 | Y | CHANCE , 6502 |  |  | 0.97 | 2002-03-14 16:16 | Anjanece | 50 | 3400 | #VALUE! | #VALUE!
CHANCE | 6502 | Y | CHANCE , 6502 |  |  | 0.98 | 2002-03-14 16:16 | Anjanece | 50 | 3400 | #VALUE! | #VALUE!
CHANCE | 6502 | Y | CHANCE , 6502 |  |  | 0.99 | 2002-03-14 16:16 | Anjanece | 50 | 3400 | #VALUE! | #VALUE!
CHANCE | 6502 | Y | CHANCE , 6502 |  |  | 1 | 2002-03-14 16:16 | Anjanece | 50 | 3400 | #VALUE! | #VALUE!
CHANCE | 6502 | Y | CHANCE , 6502 |  |  | 1.05 | 2002-03-14 16:16 | Anjanece | 50 | 3400 | #VALUE! | #VALUE!
CHANCE | 6502 | Y | CHANCE , 6502 |  |  | 1.06 | 2002-03-14 16:16 | Anjanece | 50 | 3400 | #VALUE! | #VALUE!
CHANCE | 6502 | Y | CHANCE , 6502 |  |  | 1.11 | 2002-03-14 16:16 | Anjanece | 50 | 3400 | #VALUE! | #VALUE!
CHANCE | 6502 | Y | CHANCE , 6502 |  |  | 1.19 | 2002-03-14 16:16 | Anjanece | 50 | 3400 | #VALUE! | #VALUE!
CHANCE | 6502 | Y | CHANCE , 6502 |  |  | 1.2 | 2002-03-14 16:16 | Anjanece | 50 | 3400 | #VALUE! | #VALUE!
CHANCE | 6502 | Y | CHANCE , 6502 |  |  | 1.21 | 2002-03-14 16:16 | Anjanece | 50 | 3400 | #VALUE! | #VALUE!
CHANCE | 6502 | Y | CHANCE , 6502 |  |  | 1.22 | 2002-03-14 16:16 | Anjanece | 50 | 3400 | #VALUE! | #VALUE!
CHANCE | 6502 | Y | CHANCE , 6502 |  |  | 1.23 | 2002-03-14 16:16 | Anjanece | 50 | 3400 | #VALUE! | #VALUE!
CHANCE | 6502 | Y | CHANCE , 6502 |  |  | 1.24 | 2002-03-14 16:16 | Anjanece | 50 | 3400 | #VALUE! | #VALUE!
CHANCE | 6502 | Y | CHANCE , 6502 |  |  | 1.26 | 2002-03-14 16:16 | Anjanece | 50 | 3400 | #VALUE! | #VALUE!
CHANCE | 6502 | Y | CHANCE , 6502 |  |  | 1.34 | 2002-03-14 16:16 | Anjanece | 50 | 3400 | #VALUE! | #VALUE!
CHANCE | 6502 | Y | CHANCE , 6502 |  |  | 1.36 | 2002-03-14 16:16 | Anjanece | 50 | 3400 | #VALUE! | #VALUE!
CHANCE | 6502 | Y | CHANCE , 6502 |  |  | 1.58 | 2002-03-14 16:16 | Anjanece | 50 | 3400 | #VALUE! | #VALUE!
CHANCE | 6502 | Y | CHANCE , 6502 |  |  | 1.59 | 2002-03-14 16:16 | Anjanece | 50 | 3400 | #VALUE! | #VALUE!
CHANCE | 6502 | Y | CHANCE , 6502 |  |  | 1.61 | 2002-03-14 16:16 | Anjanece | 50 | 3400 | #VALUE! | #VALUE!
CHANCE | 6502 | Y | CHANCE , 6502 |  |  | 1.62 | 2002-03-14 16:16 | Anjanece | 50 | 3400 | #VALUE! | #VALUE!
CHANCE | 6502 | Y | CHANCE , 6502 |  |  | 1.63 | 2002-03-14 16:16 | Anjanece | 50 | 3400 | #VALUE! | #VALUE!
CHANCE | 6502 | Y | CHANCE , 6502 |  |  | 1.64 | 2002-03-14 16:16 | Anjanece | 50 | 3400 | #VALUE! | #VALUE!
CHANCE | 6502 | Y | CHANCE , 6502 |  |  | 1.66 | 2002-03-14 16:16 | Anjanece | 50 | 3400 | #VALUE! | #VALUE!
CHANCE | 6502 | Y | CHANCE , 6502 |  |  | 1.68 | 2002-03-14 16:16 | Anjanece | 50 | 3400 | #VALUE! | #VALUE!
CHANCE | 6502 | Y | CHANCE , 6502 |  |  | 1.73 | 2002-03-14 16:16 | Anjanece | 50 | 3400 | #VALUE! | #VALUE!
CHANCE | 6502 | Y | CHANCE , 6502 |  |  | 1.74 | 2002-03-14 16:16 | Anjanece | 50 | 3400 | #VALUE! | #VALUE!
CHANCE | 6502 | Y | CHANCE , 6502 |  |  | 1.81 | 2002-03-14 16:16 | Anjanece | 50 | 3400 | #VALUE! | #VALUE!
CHANCE | 6502 | Y | CHANCE , 6502 |  |  | 1.89 | 2002-03-14 16:16 | Anjanece | 50 | 3400 | #VALUE! | #VALUE!
CHANCE | 6502 | Y | CHANCE , 6502 |  |  | 1.9 | 2002-03-14 16:16 | Anjanece | 50 | 3400 | #VALUE! | #VALUE!
CHANCE | 6502 | Y | CHANCE , 6502 |  |  | 1.92 | 2002-03-14 16:16 | Anjanece | 50 | 3400 | #VALUE! | #VALUE!
CHANCE | 6502 | Y | CHANCE , 6502 |  |  | 1.95 | 2002-03-14 16:16 | Anjanece | 50 | 3400 | #VALUE! | #VALUE!
CHANCE | 6502 | Y | CHANCE , 6502 |  |  | 1.96 | 2002-03-14 16:16 | Anjanece | 50 | 3400 | #VALUE! | #VALUE!
CHANCE | 6502 | Y | CHANCE , 6502 |  |  | 1.98 | 2002-03-14 16:16 | Anjanece | 50 | 3400 | #VALUE! | #VALUE!
CHANCE | 6502 | Y | CHANCE , 6502 |  |  | 2.02 | 2002-03-14 16:16 | Anjanece | 50 | 3400 | #VALUE! | #VALUE!
CHANCE | 6502 | Y | CHANCE , 6502 |  |  | 2.03 | 2002-03-14 16:16 | Anjanece | 50 | 3400 | #VALUE! | #VALUE!
CHANCE | 6502 | Y | CHANCE , 6502 |  |  | 2.05 | 2002-03-14 16:16 | Anjanece | 50 | 3400 | #VALUE! | #VALUE!
CHANCE | 6502 | Y | CHANCE , 6502 |  |  | 2.06 | 2002-03-14 16:16 | Anjanece | 50 | 3400 | #VALUE! | #VALUE!
CHANCE | 6502 | Y | CHANCE , 6502 |  |  | 2.07 | 2002-03-14 16:16 | Anjanece | 50 | 3400 | #VALUE! | #VALUE!
CHANCE | 6502 | Y | CHANCE , 6502 |  |  | 2.13 | 2002-03-14 16:16 | Anjanece | 50 | 3400 | #VALUE! | #VALUE!
CHANCE | 6502 | Y | CHANCE , 6502 |  | Storm Stores | 0 | 2018-04-16 10:27 | Anjanece | 50 | 3400 | #VALUE! | #VALUE!
CHANCE | 6502 | Y | CHANCE , 6502 |  |  | 1.19 | 2018-04-16 10:27 | Anjanece | 50 | 3400 | #VALUE! | #VALUE!
CHANCE | 6502 | Y | CHANCE , 6502 |  |  | 1.24 | 2018-04-16 10:27 | Anjanece | 50 | 3400 | #VALUE! | #VALUE!
CHANCE | 6502 | Y | CHANCE , 6502 |  |  | 1.36 | 2018-04-16 10:27 | Anjanece | 50 | 3400 | #VALUE! | #VALUE!
CHANCE | 6502 | Y | CHANCE , 6502 |  |  | 1.66 | 2018-04-16 10:27 | Anjanece | 50 | 3400 | #VALUE! | #VALUE!
CHANCE | 6502 | Y | CHANCE , 6502 |  |  | 1.72 | 2018-04-16 10:27 | Anjanece | 50 | 3400 | #VALUE! | #VALUE!
CHANCE | 6502 | Y | CHANCE , 6502 |  |  | 1.85 | 2018-04-16 10:27 | Anjanece | 50 | 3400 | #VALUE! | #VALUE!
CHANCE | 6502 | Y | CHANCE , 6502 |  |  | 1.87 | 2018-04-16 10:27 | Anjanece | 50 | 3400 | #VALUE! | #VALUE!
CHANCE | 6502 | Y | CHANCE , 6502 |  |  | 1.88 | 2018-04-16 10:27 | Anjanece | 50 | 3400 | #VALUE! | #VALUE!
CONTINENTAL ELECTRIC | EN-5 | Y | CONTINENTAL ELECTRIC , EN-5 | JEA OVERHEAD DISTRIBUTION | CSC Stores | 0.96 | 2002-03-14 16:16 | Anjanece | 50 | 3400 | #VALUE! | #VALUE!
CONTINENTAL ELECTRIC | EN-5 | Y | CONTINENTAL ELECTRIC , EN-5 |  |  | 0.97 | 2002-03-14 16:16 | Anjanece | 50 | 3400 | #VALUE! | #VALUE!
CONTINENTAL ELECTRIC | EN-5 | Y | CONTINENTAL ELECTRIC , EN-5 |  |  | 0.98 | 2002-03-14 16:16 | Anjanece | 50 | 3400 | #VALUE! | #VALUE!
CONTINENTAL ELECTRIC | EN-5 | Y | CONTINENTAL ELECTRIC , EN-5 |  |  | 0.99 | 2002-03-14 16:16 | Anjanece | 50 | 3400 | #VALUE! | #VALUE!
CONTINENTAL ELECTRIC | EN-5 | Y | CONTINENTAL ELECTRIC , EN-5 |  |  | 1 | 2002-03-14 16:16 | Anjanece | 50 | 3400 | #VALUE! | #VALUE!
CONTINENTAL ELECTRIC | EN-5 | Y | CONTINENTAL ELECTRIC , EN-5 |  |  | 1.05 | 2002-03-14 16:16 | Anjanece | 50 | 3400 | #VALUE! | #VALUE!
CONTINENTAL ELECTRIC | EN-5 | Y | CONTINENTAL ELECTRIC , EN-5 |  |  | 1.06 | 2002-03-14 16:16 | Anjanece | 50 | 3400 | #VALUE! | #VALUE!
CONTINENTAL ELECTRIC | EN-5 | Y | CONTINENTAL ELECTRIC , EN-5 |  |  | 1.11 | 2002-03-14 16:16 | Anjanece | 50 | 3400 | #VALUE! | #VALUE!
CONTINENTAL ELECTRIC | EN-5 | Y | CONTINENTAL ELECTRIC , EN-5 |  |  | 1.19 | 2002-03-14 16:16 | Anjanece | 50 | 3400 | #VALUE! | #VALUE!
CONTINENTAL ELECTRIC | EN-5 | Y | CONTINENTAL ELECTRIC , EN-5 |  |  | 1.2 | 2002-03-14 16:16 | Anjanece | 50 | 3400 | #VALUE! | #VALUE!
CONTINENTAL ELECTRIC | EN-5 | Y | CONTINENTAL ELECTRIC , EN-5 |  |  | 1.21 | 2002-03-14 16:16 | Anjanece | 50 | 3400 | #VALUE! | #VALUE!
CONTINENTAL ELECTRIC | EN-5 | Y | CONTINENTAL ELECTRIC , EN-5 |  |  | 1.22 | 2002-03-14 16:16 | Anjanece | 50 | 3400 | #VALUE! | #VALUE!
CONTINENTAL ELECTRIC | EN-5 | Y | CONTINENTAL ELECTRIC , EN-5 |  |  | 1.23 | 2002-03-14 16:16 | Anjanece | 50 | 3400 | #VALUE! | #VALUE!
CONTINENTAL ELECTRIC | EN-5 | Y | CONTINENTAL ELECTRIC , EN-5 |  |  | 1.24 | 2002-03-14 16:16 | Anjanece | 50 | 3400 | #VALUE! | #VALUE!
CONTINENTAL ELECTRIC | EN-5 | Y | CONTINENTAL ELECTRIC , EN-5 |  |  | 1.26 | 2002-03-14 16:16 | Anjanece | 50 | 3400 | #VALUE! | #VALUE!
CONTINENTAL ELECTRIC | EN-5 | Y | CONTINENTAL ELECTRIC , EN-5 |  |  | 1.34 | 2002-03-14 16:16 | Anjanece | 50 | 3400 | #VALUE! | #VALUE!
CONTINENTAL ELECTRIC | EN-5 | Y | CONTINENTAL ELECTRIC , EN-5 |  |  | 1.36 | 2002-03-14 16:16 | Anjanece | 50 | 3400 | #VALUE! | #VALUE!
CONTINENTAL ELECTRIC | EN-5 | Y | CONTINENTAL ELECTRIC , EN-5 |  |  | 1.58 | 2002-03-14 16:16 | Anjanece | 50 | 3400 | #VALUE! | #VALUE!
CONTINENTAL ELECTRIC | EN-5 | Y | CONTINENTAL ELECTRIC , EN-5 |  |  | 1.59 | 2002-03-14 16:16 | Anjanece | 50 | 3400 | #VALUE! | #VALUE!
CONTINENTAL ELECTRIC | EN-5 | Y | CONTINENTAL ELECTRIC , EN-5 |  |  | 1.61 | 2002-03-14 16:16 | Anjanece | 50 | 3400 | #VALUE! | #VALUE!
CONTINENTAL ELECTRIC | EN-5 | Y | CONTINENTAL ELECTRIC , EN-5 |  |  | 1.62 | 2002-03-14 16:16 | Anjanece | 50 | 3400 | #VALUE! | #VALUE!
CONTINENTAL ELECTRIC | EN-5 | Y | CONTINENTAL ELECTRIC , EN-5 |  |  | 1.63 | 2002-03-14 16:16 | Anjanece | 50 | 3400 | #VALUE! | #VALUE!
CONTINENTAL ELECTRIC | EN-5 | Y | CONTINENTAL ELECTRIC , EN-5 |  |  | 1.64 | 2002-03-14 16:16 | Anjanece | 50 | 3400 | #VALUE! | #VALUE!
CONTINENTAL ELECTRIC | EN-5 | Y | CONTINENTAL ELECTRIC , EN-5 |  |  | 1.66 | 2002-03-14 16:16 | Anjanece | 50 | 3400 | #VALUE! | #VALUE!
CONTINENTAL ELECTRIC | EN-5 | Y | CONTINENTAL ELECTRIC , EN-5 |  |  | 1.68 | 2002-03-14 16:16 | Anjanece | 50 | 3400 | #VALUE! | #VALUE!
CONTINENTAL ELECTRIC | EN-5 | Y | CONTINENTAL ELECTRIC , EN-5 |  |  | 1.73 | 2002-03-14 16:16 | Anjanece | 50 | 3400 | #VALUE! | #VALUE!
CONTINENTAL ELECTRIC | EN-5 | Y | CONTINENTAL ELECTRIC , EN-5 |  |  | 1.74 | 2002-03-14 16:16 | Anjanece | 50 | 3400 | #VALUE! | #VALUE!
CONTINENTAL ELECTRIC | EN-5 | Y | CONTINENTAL ELECTRIC , EN-5 |  |  | 1.81 | 2002-03-14 16:16 | Anjanece | 50 | 3400 | #VALUE! | #VALUE!
CONTINENTAL ELECTRIC | EN-5 | Y | CONTINENTAL ELECTRIC , EN-5 |  |  | 1.89 | 2002-03-14 16:16 | Anjanece | 50 | 3400 | #VALUE! | #VALUE!
CONTINENTAL ELECTRIC | EN-5 | Y | CONTINENTAL ELECTRIC , EN-5 |  |  | 1.9 | 2002-03-14 16:16 | Anjanece | 50 | 3400 | #VALUE! | #VALUE!
CONTINENTAL ELECTRIC | EN-5 | Y | CONTINENTAL ELECTRIC , EN-5 |  |  | 1.92 | 2002-03-14 16:16 | Anjanece | 50 | 3400 | #VALUE! | #VALUE!
CONTINENTAL ELECTRIC | EN-5 | Y | CONTINENTAL ELECTRIC , EN-5 |  |  | 1.95 | 2002-03-14 16:16 | Anjanece | 50 | 3400 | #VALUE! | #VALUE!
CONTINENTAL ELECTRIC | EN-5 | Y | CONTINENTAL ELECTRIC , EN-5 |  |  | 1.96 | 2002-03-14 16:16 | Anjanece | 50 | 3400 | #VALUE! | #VALUE!
CONTINENTAL ELECTRIC | EN-5 | Y | CONTINENTAL ELECTRIC , EN-5 |  |  | 1.98 | 2002-03-14 16:16 | Anjanece | 50 | 3400 | #VALUE! | #VALUE!
CONTINENTAL ELECTRIC | EN-5 | Y | CONTINENTAL ELECTRIC , EN-5 |  |  | 2.02 | 2002-03-14 16:16 | Anjanece | 50 | 3400 | #VALUE! | #VALUE!
CONTINENTAL ELECTRIC | EN-5 | Y | CONTINENTAL ELECTRIC , EN-5 |  |  | 2.03 | 2002-03-14 16:16 | Anjanece | 50 | 3400 | #VALUE! | #VALUE!
CONTINENTAL ELECTRIC | EN-5 | Y | CONTINENTAL ELECTRIC , EN-5 |  |  | 2.05 | 2002-03-14 16:16 | Anjanece | 50 | 3400 | #VALUE! | #VALUE!
CONTINENTAL ELECTRIC | EN-5 | Y | CONTINENTAL ELECTRIC , EN-5 |  |  | 2.06 | 2002-03-14 16:16 | Anjanece | 50 | 3400 | #VALUE! | #VALUE!
CONTINENTAL ELECTRIC | EN-5 | Y | CONTINENTAL ELECTRIC , EN-5 |  |  | 2.07 | 2002-03-14 16:16 | Anjanece | 50 | 3400 | #VALUE! | #VALUE!
CONTINENTAL ELECTRIC | EN-5 | Y | CONTINENTAL ELECTRIC , EN-5 |  |  | 2.13 | 2002-03-14 16:16 | Anjanece | 50 | 3400 | #VALUE! | #VALUE!
CONTINENTAL ELECTRIC | EN-5 | Y | CONTINENTAL ELECTRIC , EN-5 |  | Storm Stores | 0 | 2018-04-16 10:27 | Anjanece | 50 | 3400 | #VALUE! | #VALUE!
CONTINENTAL ELECTRIC | EN-5 | Y | CONTINENTAL ELECTRIC , EN-5 |  |  | 1.19 | 2018-04-16 10:27 | Anjanece | 50 | 3400 | #VALUE! | #VALUE!
CONTINENTAL ELECTRIC | EN-5 | Y | CONTINENTAL ELECTRIC , EN-5 |  |  | 1.24 | 2018-04-16 10:27 | Anjanece | 50 | 3400 | #VALUE! | #VALUE!
CONTINENTAL ELECTRIC | EN-5 | Y | CONTINENTAL ELECTRIC , EN-5 |  |  | 1.36 | 2018-04-16 10:27 | Anjanece | 50 | 3400 | #VALUE! | #VALUE!
CONTINENTAL ELECTRIC | EN-5 | Y | CONTINENTAL ELECTRIC , EN-5 |  |  | 1.66 | 2018-04-16 10:27 | Anjanece | 50 | 3400 | #VALUE! | #VALUE!
CONTINENTAL ELECTRIC | EN-5 | Y | CONTINENTAL ELECTRIC , EN-5 |  |  | 1.72 | 2018-04-16 10:27 | Anjanece | 50 | 3400 | #VALUE! | #VALUE!
CONTINENTAL ELECTRIC | EN-5 | Y | CONTINENTAL ELECTRIC , EN-5 |  |  | 1.85 | 2018-04-16 10:27 | Anjanece | 50 | 3400 | #VALUE! | #VALUE!
CONTINENTAL ELECTRIC | EN-5 | Y | CONTINENTAL ELECTRIC , EN-5 |  |  | 1.87 | 2018-04-16 10:27 | Anjanece | 50 | 3400 | #VALUE! | #VALUE!
CONTINENTAL ELECTRIC | EN-5 | Y | CONTINENTAL ELECTRIC , EN-5 |  |  | 1.88 | 2018-04-16 10:27 | Anjanece | 50 | 3400 | #VALUE! | #VALUE!
DIXIE ELECTRIC | D-6502 | Y | DIXIE ELECTRIC , D-6502 | JEA OVERHEAD DISTRIBUTION | CSC Stores | 0.96 | 2002-03-14 16:16 | Anjanece | 50 | 3400 | #VALUE! | #VALUE!
DIXIE ELECTRIC | D-6502 | Y | DIXIE ELECTRIC , D-6502 |  |  | 0.97 | 2002-03-14 16:16 | Anjanece | 50 | 3400 | #VALUE! | #VALUE!
DIXIE ELECTRIC | D-6502 | Y | DIXIE ELECTRIC , D-6502 |  |  | 0.98 | 2002-03-14 16:16 | Anjanece | 50 | 3400 | #VALUE! | #VALUE!
DIXIE ELECTRIC | D-6502 | Y | DIXIE ELECTRIC , D-6502 |  |  | 0.99 | 2002-03-14 16:16 | Anjanece | 50 | 3400 | #VALUE! | #VALUE!
DIXIE ELECTRIC | D-6502 | Y | DIXIE ELECTRIC , D-6502 |  |  | 1 | 2002-03-14 16:16 | Anjanece | 50 | 3400 | #VALUE! | #VALUE!
DIXIE ELECTRIC | D-6502 | Y | DIXIE ELECTRIC , D-6502 |  |  | 1.05 | 2002-03-14 16:16 | Anjanece | 50 | 3400 | #VALUE! | #VALUE!
DIXIE ELECTRIC | D-6502 | Y | DIXIE ELECTRIC , D-6502 |  |  | 1.06 | 2002-03-14 16:16 | Anjanece | 50 | 3400 | #VALUE! | #VALUE!
DIXIE ELECTRIC | D-6502 | Y | DIXIE ELECTRIC , D-6502 |  |  | 1.11 | 2002-03-14 16:16 | Anjanece | 50 | 3400 | #VALUE! | #VALUE!
DIXIE ELECTRIC | D-6502 | Y | DIXIE ELECTRIC , D-6502 |  |  | 1.19 | 2002-03-14 16:16 | Anjanece | 50 | 3400 | #VALUE! | #VALUE!
DIXIE ELECTRIC | D-6502 | Y | DIXIE ELECTRIC , D-6502 |  |  | 1.2 | 2002-03-14 16:16 | Anjanece | 50 | 3400 | #VALUE! | #VALUE!
DIXIE ELECTRIC | D-6502 | Y | DIXIE ELECTRIC , D-6502 |  |  | 1.21 | 2002-03-14 16:16 | Anjanece | 50 | 3400 | #VALUE! | #VALUE!
DIXIE ELECTRIC | D-6502 | Y | DIXIE ELECTRIC , D-6502 |  |  | 1.22 | 2002-03-14 16:16 | Anjanece | 50 | 3400 | #VALUE! | #VALUE!
DIXIE ELECTRIC | D-6502 | Y | DIXIE ELECTRIC , D-6502 |  |  | 1.23 | 2002-03-14 16:16 | Anjanece | 50 | 3400 | #VALUE! | #VALUE!
DIXIE ELECTRIC | D-6502 | Y | DIXIE ELECTRIC , D-6502 |  |  | 1.24 | 2002-03-14 16:16 | Anjanece | 50 | 3400 | #VALUE! | #VALUE!
DIXIE ELECTRIC | D-6502 | Y | DIXIE ELECTRIC , D-6502 |  |  | 1.26 | 2002-03-14 16:16 | Anjanece | 50 | 3400 | #VALUE! | #VALUE!
DIXIE ELECTRIC | D-6502 | Y | DIXIE ELECTRIC , D-6502 |  |  | 1.34 | 2002-03-14 16:16 | Anjanece | 50 | 3400 | #VALUE! | #VALUE!
DIXIE ELECTRIC | D-6502 | Y | DIXIE ELECTRIC , D-6502 |  |  | 1.36 | 2002-03-14 16:16 | Anjanece | 50 | 3400 | #VALUE! | #VALUE!
DIXIE ELECTRIC | D-6502 | Y | DIXIE ELECTRIC , D-6502 |  |  | 1.58 | 2002-03-14 16:16 | Anjanece | 50 | 3400 | #VALUE! | #VALUE!
DIXIE ELECTRIC | D-6502 | Y | DIXIE ELECTRIC , D-6502 |  |  | 1.59 | 2002-03-14 16:16 | Anjanece | 50 | 3400 | #VALUE! | #VALUE!
DIXIE ELECTRIC | D-6502 | Y | DIXIE ELECTRIC , D-6502 |  |  | 1.61 | 2002-03-14 16:16 | Anjanece | 50 | 3400 | #VALUE! | #VALUE!
DIXIE ELECTRIC | D-6502 | Y | DIXIE ELECTRIC , D-6502 |  |  | 1.62 | 2002-03-14 16:16 | Anjanece | 50 | 3400 | #VALUE! | #VALUE!
DIXIE ELECTRIC | D-6502 | Y | DIXIE ELECTRIC , D-6502 |  |  | 1.63 | 2002-03-14 16:16 | Anjanece | 50 | 3400 | #VALUE! | #VALUE!
DIXIE ELECTRIC | D-6502 | Y | DIXIE ELECTRIC , D-6502 |  |  | 1.64 | 2002-03-14 16:16 | Anjanece | 50 | 3400 | #VALUE! | #VALUE!
DIXIE ELECTRIC | D-6502 | Y | DIXIE ELECTRIC , D-6502 |  |  | 1.66 | 2002-03-14 16:16 | Anjanece | 50 | 3400 | #VALUE! | #VALUE!
DIXIE ELECTRIC | D-6502 | Y | DIXIE ELECTRIC , D-6502 |  |  | 1.68 | 2002-03-14 16:16 | Anjanece | 50 | 3400 | #VALUE! | #VALUE!
DIXIE ELECTRIC | D-6502 | Y | DIXIE ELECTRIC , D-6502 |  |  | 1.73 | 2002-03-14 16:16 | Anjanece | 50 | 3400 | #VALUE! | #VALUE!
DIXIE ELECTRIC | D-6502 | Y | DIXIE ELECTRIC , D-6502 |  |  | 1.74 | 2002-03-14 16:16 | Anjanece | 50 | 3400 | #VALUE! | #VALUE!
DIXIE ELECTRIC | D-6502 | Y | DIXIE ELECTRIC , D-6502 |  |  | 1.81 | 2002-03-14 16:16 | Anjanece | 50 | 3400 | #VALUE! | #VALUE!
DIXIE ELECTRIC | D-6502 | Y | DIXIE ELECTRIC , D-6502 |  |  | 1.89 | 2002-03-14 16:16 | Anjanece | 50 | 3400 | #VALUE! | #VALUE!
DIXIE ELECTRIC | D-6502 | Y | DIXIE ELECTRIC , D-6502 |  |  | 1.9 | 2002-03-14 16:16 | Anjanece | 50 | 3400 | #VALUE! | #VALUE!
DIXIE ELECTRIC | D-6502 | Y | DIXIE ELECTRIC , D-6502 |  |  | 1.92 | 2002-03-14 16:16 | Anjanece | 50 | 3400 | #VALUE! | #VALUE!
DIXIE ELECTRIC | D-6502 | Y | DIXIE ELECTRIC , D-6502 |  |  | 1.95 | 2002-03-14 16:16 | Anjanece | 50 | 3400 | #VALUE! | #VALUE!
DIXIE ELECTRIC | D-6502 | Y | DIXIE ELECTRIC , D-6502 |  |  | 1.96 | 2002-03-14 16:16 | Anjanece | 50 | 3400 | #VALUE! | #VALUE!
DIXIE ELECTRIC | D-6502 | Y | DIXIE ELECTRIC , D-6502 |  |  | 1.98 | 2002-03-14 16:16 | Anjanece | 50 | 3400 | #VALUE! | #VALUE!
DIXIE ELECTRIC | D-6502 | Y | DIXIE ELECTRIC , D-6502 |  |  | 2.02 | 2002-03-14 16:16 | Anjanece | 50 | 3400 | #VALUE! | #VALUE!
DIXIE ELECTRIC | D-6502 | Y | DIXIE ELECTRIC , D-6502 |  |  | 2.03 | 2002-03-14 16:16 | Anjanece | 50 | 3400 | #VALUE! | #VALUE!
DIXIE ELECTRIC | D-6502 | Y | DIXIE ELECTRIC , D-6502 |  |  | 2.05 | 2002-03-14 16:16 | Anjanece | 50 | 3400 | #VALUE! | #VALUE!
DIXIE ELECTRIC | D-6502 | Y | DIXIE ELECTRIC , D-6502 |  |  | 2.06 | 2002-03-14 16:16 | Anjanece | 50 | 3400 | #VALUE! | #VALUE!
DIXIE ELECTRIC | D-6502 | Y | DIXIE ELECTRIC , D-6502 |  |  | 2.07 | 2002-03-14 16:16 | Anjanece | 50 | 3400 | #VALUE! | #VALUE!
DIXIE ELECTRIC | D-6502 | Y | DIXIE ELECTRIC , D-6502 |  |  | 2.13 | 2002-03-14 16:16 | Anjanece | 50 | 3400 | #VALUE! | #VALUE!
DIXIE ELECTRIC | D-6502 | Y | DIXIE ELECTRIC , D-6502 |  | Storm Stores | 0 | 2018-04-16 10:27 | Anjanece | 50 | 3400 | #VALUE! | #VALUE!
DIXIE ELECTRIC | D-6502 | Y | DIXIE ELECTRIC , D-6502 |  |  | 1.19 | 2018-04-16 10:27 | Anjanece | 50 | 3400 | #VALUE! | #VALUE!
DIXIE ELECTRIC | D-6502 | Y | DIXIE ELECTRIC , D-6502 |  |  | 1.24 | 2018-04-16 10:27 | Anjanece | 50 | 3400 | #VALUE! | #VALUE!
DIXIE ELECTRIC | D-6502 | Y | DIXIE ELECTRIC , D-6502 |  |  | 1.36 | 2018-04-16 10:27 | Anjanece | 50 | 3400 | #VALUE! | #VALUE!
DIXIE ELECTRIC | D-6502 | Y | DIXIE ELECTRIC , D-6502 |  |  | 1.66 | 2018-04-16 10:27 | Anjanece | 50 | 3400 | #VALUE! | #VALUE!
DIXIE ELECTRIC | D-6502 | Y | DIXIE ELECTRIC , D-6502 |  |  | 1.72 | 2018-04-16 10:27 | Anjanece | 50 | 3400 | #VALUE! | #VALUE!
DIXIE ELECTRIC | D-6502 | Y | DIXIE ELECTRIC , D-6502 |  |  | 1.85 | 2018-04-16 10:27 | Anjanece | 50 | 3400 | #VALUE! | #VALUE!
DIXIE ELECTRIC | D-6502 | Y | DIXIE ELECTRIC , D-6502 |  |  | 1.87 | 2018-04-16 10:27 | Anjanece | 50 | 3400 | #VALUE! | #VALUE!
DIXIE ELECTRIC | D-6502 | Y | DIXIE ELECTRIC , D-6502 |  |  | 1.88 | 2018-04-16 10:27 | Anjanece | 50 | 3400 | #VALUE! | #VALUE!
FLORIDA WIRE AND CABLE | FW1092 | Y | FLORIDA WIRE AND CABLE , FW1092 | JEA OVERHEAD DISTRIBUTION | CSC Stores | 0.96 | 2002-03-14 16:16 | Anjanece | 50 | 3400 | #VALUE! | #VALUE!
FLORIDA WIRE AND CABLE | FW1092 | Y | FLORIDA WIRE AND CABLE , FW1092 |  |  | 0.97 | 2002-03-14 16:16 | Anjanece | 50 | 3400 | #VALUE! | #VALUE!
FLORIDA WIRE AND CABLE | FW1092 | Y | FLORIDA WIRE AND CABLE , FW1092 |  |  | 0.98 | 2002-03-14 16:16 | Anjanece | 50 | 3400 | #VALUE! | #VALUE!
FLORIDA WIRE AND CABLE | FW1092 | Y | FLORIDA WIRE AND CABLE , FW1092 |  |  | 0.99 | 2002-03-14 16:16 | Anjanece | 50 | 3400 | #VALUE! | #VALUE!
FLORIDA WIRE AND CABLE | FW1092 | Y | FLORIDA WIRE AND CABLE , FW1092 |  |  | 1 | 2002-03-14 16:16 | Anjanece | 50 | 3400 | #VALUE! | #VALUE!
FLORIDA WIRE AND CABLE | FW1092 | Y | FLORIDA WIRE AND CABLE , FW1092 |  |  | 1.05 | 2002-03-14 16:16 | Anjanece | 50 | 3400 | #VALUE! | #VALUE!
FLORIDA WIRE AND CABLE | FW1092 | Y | FLORIDA WIRE AND CABLE , FW1092 |  |  | 1.06 | 2002-03-14 16:16 | Anjanece | 50 | 3400 | #VALUE! | #VALUE!
FLORIDA WIRE AND CABLE | FW1092 | Y | FLORIDA WIRE AND CABLE , FW1092 |  |  | 1.11 | 2002-03-14 16:16 | Anjanece | 50 | 3400 | #VALUE! | #VALUE!
FLORIDA WIRE AND CABLE | FW1092 | Y | FLORIDA WIRE AND CABLE , FW1092 |  |  | 1.19 | 2002-03-14 16:16 | Anjanece | 50 | 3400 | #VALUE! | #VALUE!
FLORIDA WIRE AND CABLE | FW1092 | Y | FLORIDA WIRE AND CABLE , FW1092 |  |  | 1.2 | 2002-03-14 16:16 | Anjanece | 50 | 3400 | #VALUE! | #VALUE!
FLORIDA WIRE AND CABLE | FW1092 | Y | FLORIDA WIRE AND CABLE , FW1092 |  |  | 1.21 | 2002-03-14 16:16 | Anjanece | 50 | 3400 | #VALUE! | #VALUE!
FLORIDA WIRE AND CABLE | FW1092 | Y | FLORIDA WIRE AND CABLE , FW1092 |  |  | 1.22 | 2002-03-14 16:16 | Anjanece | 50 | 3400 | #VALUE! | #VALUE!
FLORIDA WIRE AND CABLE | FW1092 | Y | FLORIDA WIRE AND CABLE , FW1092 |  |  | 1.23 | 2002-03-14 16:16 | Anjanece | 50 | 3400 | #VALUE! | #VALUE!
FLORIDA WIRE AND CABLE | FW1092 | Y | FLORIDA WIRE AND CABLE , FW1092 |  |  | 1.24 | 2002-03-14 16:16 | Anjanece | 50 | 3400 | #VALUE! | #VALUE!
FLORIDA WIRE AND CABLE | FW1092 | Y | FLORIDA WIRE AND CABLE , FW1092 |  |  | 1.26 | 2002-03-14 16:16 | Anjanece | 50 | 3400 | #VALUE! | #VALUE!
FLORIDA WIRE AND CABLE | FW1092 | Y | FLORIDA WIRE AND CABLE , FW1092 |  |  | 1.34 | 2002-03-14 16:16 | Anjanece | 50 | 3400 | #VALUE! | #VALUE!
FLORIDA WIRE AND CABLE | FW1092 | Y | FLORIDA WIRE AND CABLE , FW1092 |  |  | 1.36 | 2002-03-14 16:16 | Anjanece | 50 | 3400 | #VALUE! | #VALUE!
FLORIDA WIRE AND CABLE | FW1092 | Y | FLORIDA WIRE AND CABLE , FW1092 |  |  | 1.58 | 2002-03-14 16:16 | Anjanece | 50 | 3400 | #VALUE! | #VALUE!
FLORIDA WIRE AND CABLE | FW1092 | Y | FLORIDA WIRE AND CABLE , FW1092 |  |  | 1.59 | 2002-03-14 16:16 | Anjanece | 50 | 3400 | #VALUE! | #VALUE!
FLORIDA WIRE AND CABLE | FW1092 | Y | FLORIDA WIRE AND CABLE , FW1092 |  |  | 1.61 | 2002-03-14 16:16 | Anjanece | 50 | 3400 | #VALUE! | #VALUE!
FLORIDA WIRE AND CABLE | FW1092 | Y | FLORIDA WIRE AND CABLE , FW1092 |  |  | 1.62 | 2002-03-14 16:16 | Anjanece | 50 | 3400 | #VALUE! | #VALUE!
FLORIDA WIRE AND CABLE | FW1092 | Y | FLORIDA WIRE AND CABLE , FW1092 |  |  | 1.63 | 2002-03-14 16:16 | Anjanece | 50 | 3400 | #VALUE! | #VALUE!
FLORIDA WIRE AND CABLE | FW1092 | Y | FLORIDA WIRE AND CABLE , FW1092 |  |  | 1.64 | 2002-03-14 16:16 | Anjanece | 50 | 3400 | #VALUE! | #VALUE!
FLORIDA WIRE AND CABLE | FW1092 | Y | FLORIDA WIRE AND CABLE , FW1092 |  |  | 1.66 | 2002-03-14 16:16 | Anjanece | 50 | 3400 | #VALUE! | #VALUE!
FLORIDA WIRE AND CABLE | FW1092 | Y | FLORIDA WIRE AND CABLE , FW1092 |  |  | 1.68 | 2002-03-14 16:16 | Anjanece | 50 | 3400 | #VALUE! | #VALUE!
FLORIDA WIRE AND CABLE | FW1092 | Y | FLORIDA WIRE AND CABLE , FW1092 |  |  | 1.73 | 2002-03-14 16:16 | Anjanece | 50 | 3400 | #VALUE! | #VALUE!
FLORIDA WIRE AND CABLE | FW1092 | Y | FLORIDA WIRE AND CABLE , FW1092 |  |  | 1.74 | 2002-03-14 16:16 | Anjanece | 50 | 3400 | #VALUE! | #VALUE!
FLORIDA WIRE AND CABLE | FW1092 | Y | FLORIDA WIRE AND CABLE , FW1092 |  |  | 1.81 | 2002-03-14 16:16 | Anjanece | 50 | 3400 | #VALUE! | #VALUE!
FLORIDA WIRE AND CABLE | FW1092 | Y | FLORIDA WIRE AND CABLE , FW1092 |  |  | 1.89 | 2002-03-14 16:16 | Anjanece | 50 | 3400 | #VALUE! | #VALUE!
FLORIDA WIRE AND CABLE | FW1092 | Y | FLORIDA WIRE AND CABLE , FW1092 |  |  | 1.9 | 2002-03-14 16:16 | Anjanece | 50 | 3400 | #VALUE! | #VALUE!
FLORIDA WIRE AND CABLE | FW1092 | Y | FLORIDA WIRE AND CABLE , FW1092 |  |  | 1.92 | 2002-03-14 16:16 | Anjanece | 50 | 3400 | #VALUE! | #VALUE!
FLORIDA WIRE AND CABLE | FW1092 | Y | FLORIDA WIRE AND CABLE , FW1092 |  |  | 1.95 | 2002-03-14 16:16 | Anjanece | 50 | 3400 | #VALUE! | #VALUE!
FLORIDA WIRE AND CABLE | FW1092 | Y | FLORIDA WIRE AND CABLE , FW1092 |  |  | 1.96 | 2002-03-14 16:16 | Anjanece | 50 | 3400 | #VALUE! | #VALUE!
FLORIDA WIRE AND CABLE | FW1092 | Y | FLORIDA WIRE AND CABLE , FW1092 |  |  | 1.98 | 2002-03-14 16:16 | Anjanece | 50 | 3400 | #VALUE! | #VALUE!
FLORIDA WIRE AND CABLE | FW1092 | Y | FLORIDA WIRE AND CABLE , FW1092 |  |  | 2.02 | 2002-03-14 16:16 | Anjanece | 50 | 3400 | #VALUE! | #VALUE!
FLORIDA WIRE AND CABLE | FW1092 | Y | FLORIDA WIRE AND CABLE , FW1092 |  |  | 2.03 | 2002-03-14 16:16 | Anjanece | 50 | 3400 | #VALUE! | #VALUE!
FLORIDA WIRE AND CABLE | FW1092 | Y | FLORIDA WIRE AND CABLE , FW1092 |  |  | 2.05 | 2002-03-14 16:16 | Anjanece | 50 | 3400 | #VALUE! | #VALUE!
FLORIDA WIRE AND CABLE | FW1092 | Y | FLORIDA WIRE AND CABLE , FW1092 |  |  | 2.06 | 2002-03-14 16:16 | Anjanece | 50 | 3400 | #VALUE! | #VALUE!
FLORIDA WIRE AND CABLE | FW1092 | Y | FLORIDA WIRE AND CABLE , FW1092 |  |  | 2.07 | 2002-03-14 16:16 | Anjanece | 50 | 3400 | #VALUE! | #VALUE!
FLORIDA WIRE AND CABLE | FW1092 | Y | FLORIDA WIRE AND CABLE , FW1092 |  |  | 2.13 | 2002-03-14 16:16 | Anjanece | 50 | 3400 | #VALUE! | #VALUE!
FLORIDA WIRE AND CABLE | FW1092 | Y | FLORIDA WIRE AND CABLE , FW1092 |  | Storm Stores | 0 | 2018-04-16 10:27 | Anjanece | 50 | 3400 | #VALUE! | #VALUE!
FLORIDA WIRE AND CABLE | FW1092 | Y | FLORIDA WIRE AND CABLE , FW1092 |  |  | 1.19 | 2018-04-16 10:27 | Anjanece | 50 | 3400 | #VALUE! | #VALUE!
FLORIDA WIRE AND CABLE | FW1092 | Y | FLORIDA WIRE AND CABLE , FW1092 |  |  | 1.24 | 2018-04-16 10:27 | Anjanece | 50 | 3400 | #VALUE! | #VALUE!
FLORIDA WIRE AND CABLE | FW1092 | Y | FLORIDA WIRE AND CABLE , FW1092 |  |  | 1.36 | 2018-04-16 10:27 | Anjanece | 50 | 3400 | #VALUE! | #VALUE!
FLORIDA WIRE AND CABLE | FW1092 | Y | FLORIDA WIRE AND CABLE , FW1092 |  |  | 1.66 | 2018-04-16 10:27 | Anjanece | 50 | 3400 | #VALUE! | #VALUE!
FLORIDA WIRE AND CABLE | FW1092 | Y | FLORIDA WIRE AND CABLE , FW1092 |  |  | 1.72 | 2018-04-16 10:27 | Anjanece | 50 | 3400 | #VALUE! | #VALUE!
FLORIDA WIRE AND CABLE | FW1092 | Y | FLORIDA WIRE AND CABLE , FW1092 |  |  | 1.85 | 2018-04-16 10:27 | Anjanece | 50 | 3400 | #VALUE! | #VALUE!
FLORIDA WIRE AND CABLE | FW1092 | Y | FLORIDA WIRE AND CABLE , FW1092 |  |  | 1.87 | 2018-04-16 10:27 | Anjanece | 50 | 3400 | #VALUE! | #VALUE!
FLORIDA WIRE AND CABLE | FW1092 | Y | FLORIDA WIRE AND CABLE , FW1092 |  |  | 1.88 | 2018-04-16 10:27 | Anjanece | 50 | 3400 | #VALUE! | #VALUE!
JOSLYN HI-VOLTAGE CORP. | J1092 | Y | JOSLYN HI-VOLTAGE CORP. , J1092 | JEA OVERHEAD DISTRIBUTION | CSC Stores | 0.96 | 2002-03-14 16:16 | Anjanece | 50 | 3400 | #VALUE! | #VALUE!
JOSLYN HI-VOLTAGE CORP. | J1092 | Y | JOSLYN HI-VOLTAGE CORP. , J1092 |  |  | 0.97 | 2002-03-14 16:16 | Anjanece | 50 | 3400 | #VALUE! | #VALUE!
JOSLYN HI-VOLTAGE CORP. | J1092 | Y | JOSLYN HI-VOLTAGE CORP. , J1092 |  |  | 0.98 | 2002-03-14 16:16 | Anjanece | 50 | 3400 | #VALUE! | #VALUE!
JOSLYN HI-VOLTAGE CORP. | J1092 | Y | JOSLYN HI-VOLTAGE CORP. , J1092 |  |  | 0.99 | 2002-03-14 16:16 | Anjanece | 50 | 3400 | #VALUE! | #VALUE!
JOSLYN HI-VOLTAGE CORP. | J1092 | Y | JOSLYN HI-VOLTAGE CORP. , J1092 |  |  | 1 | 2002-03-14 16:16 | Anjanece | 50 | 3400 | #VALUE! | #VALUE!
JOSLYN HI-VOLTAGE CORP. | J1092 | Y | JOSLYN HI-VOLTAGE CORP. , J1092 |  |  | 1.05 | 2002-03-14 16:16 | Anjanece | 50 | 3400 | #VALUE! | #VALUE!
JOSLYN HI-VOLTAGE CORP. | J1092 | Y | JOSLYN HI-VOLTAGE CORP. , J1092 |  |  | 1.06 | 2002-03-14 16:16 | Anjanece | 50 | 3400 | #VALUE! | #VALUE!
JOSLYN HI-VOLTAGE CORP. | J1092 | Y | JOSLYN HI-VOLTAGE CORP. , J1092 |  |  | 1.11 | 2002-03-14 16:16 | Anjanece | 50 | 3400 | #VALUE! | #VALUE!
JOSLYN HI-VOLTAGE CORP. | J1092 | Y | JOSLYN HI-VOLTAGE CORP. , J1092 |  |  | 1.19 | 2002-03-14 16:16 | Anjanece | 50 | 3400 | #VALUE! | #VALUE!
JOSLYN HI-VOLTAGE CORP. | J1092 | Y | JOSLYN HI-VOLTAGE CORP. , J1092 |  |  | 1.2 | 2002-03-14 16:16 | Anjanece | 50 | 3400 | #VALUE! | #VALUE!
JOSLYN HI-VOLTAGE CORP. | J1092 | Y | JOSLYN HI-VOLTAGE CORP. , J1092 |  |  | 1.21 | 2002-03-14 16:16 | Anjanece | 50 | 3400 | #VALUE! | #VALUE!
JOSLYN HI-VOLTAGE CORP. | J1092 | Y | JOSLYN HI-VOLTAGE CORP. , J1092 |  |  | 1.22 | 2002-03-14 16:16 | Anjanece | 50 | 3400 | #VALUE! | #VALUE!
JOSLYN HI-VOLTAGE CORP. | J1092 | Y | JOSLYN HI-VOLTAGE CORP. , J1092 |  |  | 1.23 | 2002-03-14 16:16 | Anjanece | 50 | 3400 | #VALUE! | #VALUE!
JOSLYN HI-VOLTAGE CORP. | J1092 | Y | JOSLYN HI-VOLTAGE CORP. , J1092 |  |  | 1.24 | 2002-03-14 16:16 | Anjanece | 50 | 3400 | #VALUE! | #VALUE!
JOSLYN HI-VOLTAGE CORP. | J1092 | Y | JOSLYN HI-VOLTAGE CORP. , J1092 |  |  | 1.26 | 2002-03-14 16:16 | Anjanece | 50 | 3400 | #VALUE! | #VALUE!
JOSLYN HI-VOLTAGE CORP. | J1092 | Y | JOSLYN HI-VOLTAGE CORP. , J1092 |  |  | 1.34 | 2002-03-14 16:16 | Anjanece | 50 | 3400 | #VALUE! | #VALUE!
JOSLYN HI-VOLTAGE CORP. | J1092 | Y | JOSLYN HI-VOLTAGE CORP. , J1092 |  |  | 1.36 | 2002-03-14 16:16 | Anjanece | 50 | 3400 | #VALUE! | #VALUE!
JOSLYN HI-VOLTAGE CORP. | J1092 | Y | JOSLYN HI-VOLTAGE CORP. , J1092 |  |  | 1.58 | 2002-03-14 16:16 | Anjanece | 50 | 3400 | #VALUE! | #VALUE!
JOSLYN HI-VOLTAGE CORP. | J1092 | Y | JOSLYN HI-VOLTAGE CORP. , J1092 |  |  | 1.59 | 2002-03-14 16:16 | Anjanece | 50 | 3400 | #VALUE! | #VALUE!
JOSLYN HI-VOLTAGE CORP. | J1092 | Y | JOSLYN HI-VOLTAGE CORP. , J1092 |  |  | 1.61 | 2002-03-14 16:16 | Anjanece | 50 | 3400 | #VALUE! | #VALUE!
JOSLYN HI-VOLTAGE CORP. | J1092 | Y | JOSLYN HI-VOLTAGE CORP. , J1092 |  |  | 1.62 | 2002-03-14 16:16 | Anjanece | 50 | 3400 | #VALUE! | #VALUE!
JOSLYN HI-VOLTAGE CORP. | J1092 | Y | JOSLYN HI-VOLTAGE CORP. , J1092 |  |  | 1.63 | 2002-03-14 16:16 | Anjanece | 50 | 3400 | #VALUE! | #VALUE!
JOSLYN HI-VOLTAGE CORP. | J1092 | Y | JOSLYN HI-VOLTAGE CORP. , J1092 |  |  | 1.64 | 2002-03-14 16:16 | Anjanece | 50 | 3400 | #VALUE! | #VALUE!
JOSLYN HI-VOLTAGE CORP. | J1092 | Y | JOSLYN HI-VOLTAGE CORP. , J1092 |  |  | 1.66 | 2002-03-14 16:16 | Anjanece | 50 | 3400 | #VALUE! | #VALUE!
JOSLYN HI-VOLTAGE CORP. | J1092 | Y | JOSLYN HI-VOLTAGE CORP. , J1092 |  |  | 1.68 | 2002-03-14 16:16 | Anjanece | 50 | 3400 | #VALUE! | #VALUE!
JOSLYN HI-VOLTAGE CORP. | J1092 | Y | JOSLYN HI-VOLTAGE CORP. , J1092 |  |  | 1.73 | 2002-03-14 16:16 | Anjanece | 50 | 3400 | #VALUE! | #VALUE!
JOSLYN HI-VOLTAGE CORP. | J1092 | Y | JOSLYN HI-VOLTAGE CORP. , J1092 |  |  | 1.74 | 2002-03-14 16:16 | Anjanece | 50 | 3400 | #VALUE! | #VALUE!
JOSLYN HI-VOLTAGE CORP. | J1092 | Y | JOSLYN HI-VOLTAGE CORP. , J1092 |  |  | 1.81 | 2002-03-14 16:16 | Anjanece | 50 | 3400 | #VALUE! | #VALUE!
JOSLYN HI-VOLTAGE CORP. | J1092 | Y | JOSLYN HI-VOLTAGE CORP. , J1092 |  |  | 1.89 | 2002-03-14 16:16 | Anjanece | 50 | 3400 | #VALUE! | #VALUE!
JOSLYN HI-VOLTAGE CORP. | J1092 | Y | JOSLYN HI-VOLTAGE CORP. , J1092 |  |  | 1.9 | 2002-03-14 16:16 | Anjanece | 50 | 3400 | #VALUE! | #VALUE!
JOSLYN HI-VOLTAGE CORP. | J1092 | Y | JOSLYN HI-VOLTAGE CORP. , J1092 |  |  | 1.92 | 2002-03-14 16:16 | Anjanece | 50 | 3400 | #VALUE! | #VALUE!
JOSLYN HI-VOLTAGE CORP. | J1092 | Y | JOSLYN HI-VOLTAGE CORP. , J1092 |  |  | 1.95 | 2002-03-14 16:16 | Anjanece | 50 | 3400 | #VALUE! | #VALUE!
JOSLYN HI-VOLTAGE CORP. | J1092 | Y | JOSLYN HI-VOLTAGE CORP. , J1092 |  |  | 1.96 | 2002-03-14 16:16 | Anjanece | 50 | 3400 | #VALUE! | #VALUE!
JOSLYN HI-VOLTAGE CORP. | J1092 | Y | JOSLYN HI-VOLTAGE CORP. , J1092 |  |  | 1.98 | 2002-03-14 16:16 | Anjanece | 50 | 3400 | #VALUE! | #VALUE!
JOSLYN HI-VOLTAGE CORP. | J1092 | Y | JOSLYN HI-VOLTAGE CORP. , J1092 |  |  | 2.02 | 2002-03-14 16:16 | Anjanece | 50 | 3400 | #VALUE! | #VALUE!
JOSLYN HI-VOLTAGE CORP. | J1092 | Y | JOSLYN HI-VOLTAGE CORP. , J1092 |  |  | 2.03 | 2002-03-14 16:16 | Anjanece | 50 | 3400 | #VALUE! | #VALUE!
JOSLYN HI-VOLTAGE CORP. | J1092 | Y | JOSLYN HI-VOLTAGE CORP. , J1092 |  |  | 2.05 | 2002-03-14 16:16 | Anjanece | 50 | 3400 | #VALUE! | #VALUE!
JOSLYN HI-VOLTAGE CORP. | J1092 | Y | JOSLYN HI-VOLTAGE CORP. , J1092 |  |  | 2.06 | 2002-03-14 16:16 | Anjanece | 50 | 3400 | #VALUE! | #VALUE!
JOSLYN HI-VOLTAGE CORP. | J1092 | Y | JOSLYN HI-VOLTAGE CORP. , J1092 |  |  | 2.07 | 2002-03-14 16:16 | Anjanece | 50 | 3400 | #VALUE! | #VALUE!
JOSLYN HI-VOLTAGE CORP. | J1092 | Y | JOSLYN HI-VOLTAGE CORP. , J1092 |  |  | 2.13 | 2002-03-14 16:16 | Anjanece | 50 | 3400 | #VALUE! | #VALUE!
JOSLYN HI-VOLTAGE CORP. | J1092 | Y | JOSLYN HI-VOLTAGE CORP. , J1092 |  | Storm Stores | 0 | 2018-04-16 10:27 | Anjanece | 50 | 3400 | #VALUE! | #VALUE!
JOSLYN HI-VOLTAGE CORP. | J1092 | Y | JOSLYN HI-VOLTAGE CORP. , J1092 |  |  | 1.19 | 2018-04-16 10:27 | Anjanece | 50 | 3400 | #VALUE! | #VALUE!
JOSLYN HI-VOLTAGE CORP. | J1092 | Y | JOSLYN HI-VOLTAGE CORP. , J1092 |  |  | 1.24 | 2018-04-16 10:27 | Anjanece | 50 | 3400 | #VALUE! | #VALUE!
JOSLYN HI-VOLTAGE CORP. | J1092 | Y | JOSLYN HI-VOLTAGE CORP. , J1092 |  |  | 1.36 | 2018-04-16 10:27 | Anjanece | 50 | 3400 | #VALUE! | #VALUE!
JOSLYN HI-VOLTAGE CORP. | J1092 | Y | JOSLYN HI-VOLTAGE CORP. , J1092 |  |  | 1.66 | 2018-04-16 10:27 | Anjanece | 50 | 3400 | #VALUE! | #VALUE!
JOSLYN HI-VOLTAGE CORP. | J1092 | Y | JOSLYN HI-VOLTAGE CORP. , J1092 |  |  | 1.72 | 2018-04-16 10:27 | Anjanece | 50 | 3400 | #VALUE! | #VALUE!
JOSLYN HI-VOLTAGE CORP. | J1092 | Y | JOSLYN HI-VOLTAGE CORP. , J1092 |  |  | 1.85 | 2018-04-16 10:27 | Anjanece | 50 | 3400 | #VALUE! | #VALUE!
JOSLYN HI-VOLTAGE CORP. | J1092 | Y | JOSLYN HI-VOLTAGE CORP. , J1092 |  |  | 1.87 | 2018-04-16 10:27 | Anjanece | 50 | 3400 | #VALUE! | #VALUE!
JOSLYN HI-VOLTAGE CORP. | J1092 | Y | JOSLYN HI-VOLTAGE CORP. , J1092 |  |  | 1.88 | 2018-04-16 10:27 | Anjanece | 50 | 3400 | #VALUE! | #VALUE!
MC GRAW EDISON | DG2E3 | Y | MC GRAW EDISON , DG2E3 | JEA OVERHEAD DISTRIBUTION | CSC Stores | 0.96 | 2002-03-14 16:16 | Anjanece | 50 | 3400 | #VALUE! | #VALUE!
MC GRAW EDISON | DG2E3 | Y | MC GRAW EDISON , DG2E3 |  |  | 0.97 | 2002-03-14 16:16 | Anjanece | 50 | 3400 | #VALUE! | #VALUE!
MC GRAW EDISON | DG2E3 | Y | MC GRAW EDISON , DG2E3 |  |  | 0.98 | 2002-03-14 16:16 | Anjanece | 50 | 3400 | #VALUE! | #VALUE!
MC GRAW EDISON | DG2E3 | Y | MC GRAW EDISON , DG2E3 |  |  | 0.99 | 2002-03-14 16:16 | Anjanece | 50 | 3400 | #VALUE! | #VALUE!
MC GRAW EDISON | DG2E3 | Y | MC GRAW EDISON , DG2E3 |  |  | 1 | 2002-03-14 16:16 | Anjanece | 50 | 3400 | #VALUE! | #VALUE!
MC GRAW EDISON | DG2E3 | Y | MC GRAW EDISON , DG2E3 |  |  | 1.05 | 2002-03-14 16:16 | Anjanece | 50 | 3400 | #VALUE! | #VALUE!
MC GRAW EDISON | DG2E3 | Y | MC GRAW EDISON , DG2E3 |  |  | 1.06 | 2002-03-14 16:16 | Anjanece | 50 | 3400 | #VALUE! | #VALUE!
MC GRAW EDISON | DG2E3 | Y | MC GRAW EDISON , DG2E3 |  |  | 1.11 | 2002-03-14 16:16 | Anjanece | 50 | 3400 | #VALUE! | #VALUE!
MC GRAW EDISON | DG2E3 | Y | MC GRAW EDISON , DG2E3 |  |  | 1.19 | 2002-03-14 16:16 | Anjanece | 50 | 3400 | #VALUE! | #VALUE!
MC GRAW EDISON | DG2E3 | Y | MC GRAW EDISON , DG2E3 |  |  | 1.2 | 2002-03-14 16:16 | Anjanece | 50 | 3400 | #VALUE! | #VALUE!
MC GRAW EDISON | DG2E3 | Y | MC GRAW EDISON , DG2E3 |  |  | 1.21 | 2002-03-14 16:16 | Anjanece | 50 | 3400 | #VALUE! | #VALUE!
MC GRAW EDISON | DG2E3 | Y | MC GRAW EDISON , DG2E3 |  |  | 1.22 | 2002-03-14 16:16 | Anjanece | 50 | 3400 | #VALUE! | #VALUE!
MC GRAW EDISON | DG2E3 | Y | MC GRAW EDISON , DG2E3 |  |  | 1.23 | 2002-03-14 16:16 | Anjanece | 50 | 3400 | #VALUE! | #VALUE!
MC GRAW EDISON | DG2E3 | Y | MC GRAW EDISON , DG2E3 |  |  | 1.24 | 2002-03-14 16:16 | Anjanece | 50 | 3400 | #VALUE! | #VALUE!
MC GRAW EDISON | DG2E3 | Y | MC GRAW EDISON , DG2E3 |  |  | 1.26 | 2002-03-14 16:16 | Anjanece | 50 | 3400 | #VALUE! | #VALUE!
MC GRAW EDISON | DG2E3 | Y | MC GRAW EDISON , DG2E3 |  |  | 1.34 | 2002-03-14 16:16 | Anjanece | 50 | 3400 | #VALUE! | #VALUE!
MC GRAW EDISON | DG2E3 | Y | MC GRAW EDISON , DG2E3 |  |  | 1.36 | 2002-03-14 16:16 | Anjanece | 50 | 3400 | #VALUE! | #VALUE!
MC GRAW EDISON | DG2E3 | Y | MC GRAW EDISON , DG2E3 |  |  | 1.58 | 2002-03-14 16:16 | Anjanece | 50 | 3400 | #VALUE! | #VALUE!
MC GRAW EDISON | DG2E3 | Y | MC GRAW EDISON , DG2E3 |  |  | 1.59 | 2002-03-14 16:16 | Anjanece | 50 | 3400 | #VALUE! | #VALUE!
MC GRAW EDISON | DG2E3 | Y | MC GRAW EDISON , DG2E3 |  |  | 1.61 | 2002-03-14 16:16 | Anjanece | 50 | 3400 | #VALUE! | #VALUE!
MC GRAW EDISON | DG2E3 | Y | MC GRAW EDISON , DG2E3 |  |  | 1.62 | 2002-03-14 16:16 | Anjanece | 50 | 3400 | #VALUE! | #VALUE!
MC GRAW EDISON | DG2E3 | Y | MC GRAW EDISON , DG2E3 |  |  | 1.63 | 2002-03-14 16:16 | Anjanece | 50 | 3400 | #VALUE! | #VALUE!
MC GRAW EDISON | DG2E3 | Y | MC GRAW EDISON , DG2E3 |  |  | 1.64 | 2002-03-14 16:16 | Anjanece | 50 | 3400 | #VALUE! | #VALUE!
MC GRAW EDISON | DG2E3 | Y | MC GRAW EDISON , DG2E3 |  |  | 1.66 | 2002-03-14 16:16 | Anjanece | 50 | 3400 | #VALUE! | #VALUE!
MC GRAW EDISON | DG2E3 | Y | MC GRAW EDISON , DG2E3 |  |  | 1.68 | 2002-03-14 16:16 | Anjanece | 50 | 3400 | #VALUE! | #VALUE!
MC GRAW EDISON | DG2E3 | Y | MC GRAW EDISON , DG2E3 |  |  | 1.73 | 2002-03-14 16:16 | Anjanece | 50 | 3400 | #VALUE! | #VALUE!
MC GRAW EDISON | DG2E3 | Y | MC GRAW EDISON , DG2E3 |  |  | 1.74 | 2002-03-14 16:16 | Anjanece | 50 | 3400 | #VALUE! | #VALUE!
MC GRAW EDISON | DG2E3 | Y | MC GRAW EDISON , DG2E3 |  |  | 1.81 | 2002-03-14 16:16 | Anjanece | 50 | 3400 | #VALUE! | #VALUE!
MC GRAW EDISON | DG2E3 | Y | MC GRAW EDISON , DG2E3 |  |  | 1.89 | 2002-03-14 16:16 | Anjanece | 50 | 3400 | #VALUE! | #VALUE!
MC GRAW EDISON | DG2E3 | Y | MC GRAW EDISON , DG2E3 |  |  | 1.9 | 2002-03-14 16:16 | Anjanece | 50 | 3400 | #VALUE! | #VALUE!
MC GRAW EDISON | DG2E3 | Y | MC GRAW EDISON , DG2E3 |  |  | 1.92 | 2002-03-14 16:16 | Anjanece | 50 | 3400 | #VALUE! | #VALUE!
MC GRAW EDISON | DG2E3 | Y | MC GRAW EDISON , DG2E3 |  |  | 1.95 | 2002-03-14 16:16 | Anjanece | 50 | 3400 | #VALUE! | #VALUE!
MC GRAW EDISON | DG2E3 | Y | MC GRAW EDISON , DG2E3 |  |  | 1.96 | 2002-03-14 16:16 | Anjanece | 50 | 3400 | #VALUE! | #VALUE!
MC GRAW EDISON | DG2E3 | Y | MC GRAW EDISON , DG2E3 |  |  | 1.98 | 2002-03-14 16:16 | Anjanece | 50 | 3400 | #VALUE! | #VALUE!
MC GRAW EDISON | DG2E3 | Y | MC GRAW EDISON , DG2E3 |  |  | 2.02 | 2002-03-14 16:16 | Anjanece | 50 | 3400 | #VALUE! | #VALUE!
MC GRAW EDISON | DG2E3 | Y | MC GRAW EDISON , DG2E3 |  |  | 2.03 | 2002-03-14 16:16 | Anjanece | 50 | 3400 | #VALUE! | #VALUE!
MC GRAW EDISON | DG2E3 | Y | MC GRAW EDISON , DG2E3 |  |  | 2.05 | 2002-03-14 16:16 | Anjanece | 50 | 3400 | #VALUE! | #VALUE!
MC GRAW EDISON | DG2E3 | Y | MC GRAW EDISON , DG2E3 |  |  | 2.06 | 2002-03-14 16:16 | Anjanece | 50 | 3400 | #VALUE! | #VALUE!
MC GRAW EDISON | DG2E3 | Y | MC GRAW EDISON , DG2E3 |  |  | 2.07 | 2002-03-14 16:16 | Anjanece | 50 | 3400 | #VALUE! | #VALUE!
MC GRAW EDISON | DG2E3 | Y | MC GRAW EDISON , DG2E3 |  |  | 2.13 | 2002-03-14 16:16 | Anjanece | 50 | 3400 | #VALUE! | #VALUE!
MC GRAW EDISON | DG2E3 | Y | MC GRAW EDISON , DG2E3 |  | Storm Stores | 0 | 2018-04-16 10:27 | Anjanece | 50 | 3400 | #VALUE! | #VALUE!
MC GRAW EDISON | DG2E3 | Y | MC GRAW EDISON , DG2E3 |  |  | 1.19 | 2018-04-16 10:27 | Anjanece | 50 | 3400 | #VALUE! | #VALUE!
MC GRAW EDISON | DG2E3 | Y | MC GRAW EDISON , DG2E3 |  |  | 1.24 | 2018-04-16 10:27 | Anjanece | 50 | 3400 | #VALUE! | #VALUE!
MC GRAW EDISON | DG2E3 | Y | MC GRAW EDISON , DG2E3 |  |  | 1.36 | 2018-04-16 10:27 | Anjanece | 50 | 3400 | #VALUE! | #VALUE!
MC GRAW EDISON | DG2E3 | Y | MC GRAW EDISON , DG2E3 |  |  | 1.66 | 2018-04-16 10:27 | Anjanece | 50 | 3400 | #VALUE! | #VALUE!
MC GRAW EDISON | DG2E3 | Y | MC GRAW EDISON , DG2E3 |  |  | 1.72 | 2018-04-16 10:27 | Anjanece | 50 | 3400 | #VALUE! | #VALUE!
MC GRAW EDISON | DG2E3 | Y | MC GRAW EDISON , DG2E3 |  |  | 1.85 | 2018-04-16 10:27 | Anjanece | 50 | 3400 | #VALUE! | #VALUE!
MC GRAW EDISON | DG2E3 | Y | MC GRAW EDISON , DG2E3 |  |  | 1.87 | 2018-04-16 10:27 | Anjanece | 50 | 3400 | #VALUE! | #VALUE!
MC GRAW EDISON | DG2E3 | Y | MC GRAW EDISON , DG2E3 |  |  | 1.88 | 2018-04-16 10:27 | Anjanece | 50 | 3400 | #VALUE! | #VALUE!
PLP | EN-5 | Y | PLP , EN-5 | JEA OVERHEAD DISTRIBUTION | CSC Stores | 0.96 | 2002-03-14 16:16 | Anjanece | 50 | 3400 | #VALUE! | #VALUE!
PLP | EN-5 | Y | PLP , EN-5 |  |  | 0.97 | 2002-03-14 16:16 | Anjanece | 50 | 3400 | #VALUE! | #VALUE!
PLP | EN-5 | Y | PLP , EN-5 |  |  | 0.98 | 2002-03-14 16:16 | Anjanece | 50 | 3400 | #VALUE! | #VALUE!
PLP | EN-5 | Y | PLP , EN-5 |  |  | 0.99 | 2002-03-14 16:16 | Anjanece | 50 | 3400 | #VALUE! | #VALUE!
PLP | EN-5 | Y | PLP , EN-5 |  |  | 1 | 2002-03-14 16:16 | Anjanece | 50 | 3400 | #VALUE! | #VALUE!
PLP | EN-5 | Y | PLP , EN-5 |  |  | 1.05 | 2002-03-14 16:16 | Anjanece | 50 | 3400 | #VALUE! | #VALUE!
PLP | EN-5 | Y | PLP , EN-5 |  |  | 1.06 | 2002-03-14 16:16 | Anjanece | 50 | 3400 | #VALUE! | #VALUE!
PLP | EN-5 | Y | PLP , EN-5 |  |  | 1.11 | 2002-03-14 16:16 | Anjanece | 50 | 3400 | #VALUE! | #VALUE!
PLP | EN-5 | Y | PLP , EN-5 |  |  | 1.19 | 2002-03-14 16:16 | Anjanece | 50 | 3400 | #VALUE! | #VALUE!
PLP | EN-5 | Y | PLP , EN-5 |  |  | 1.2 | 2002-03-14 16:16 | Anjanece | 50 | 3400 | #VALUE! | #VALUE!
PLP | EN-5 | Y | PLP , EN-5 |  |  | 1.21 | 2002-03-14 16:16 | Anjanece | 50 | 3400 | #VALUE! | #VALUE!
PLP | EN-5 | Y | PLP , EN-5 |  |  | 1.22 | 2002-03-14 16:16 | Anjanece | 50 | 3400 | #VALUE! | #VALUE!
PLP | EN-5 | Y | PLP , EN-5 |  |  | 1.23 | 2002-03-14 16:16 | Anjanece | 50 | 3400 | #VALUE! | #VALUE!
PLP | EN-5 | Y | PLP , EN-5 |  |  | 1.24 | 2002-03-14 16:16 | Anjanece | 50 | 3400 | #VALUE! | #VALUE!
PLP | EN-5 | Y | PLP , EN-5 |  |  | 1.26 | 2002-03-14 16:16 | Anjanece | 50 | 3400 | #VALUE! | #VALUE!
PLP | EN-5 | Y | PLP , EN-5 |  |  | 1.34 | 2002-03-14 16:16 | Anjanece | 50 | 3400 | #VALUE! | #VALUE!
PLP | EN-5 | Y | PLP , EN-5 |  |  | 1.36 | 2002-03-14 16:16 | Anjanece | 50 | 3400 | #VALUE! | #VALUE!
PLP | EN-5 | Y | PLP , EN-5 |  |  | 1.58 | 2002-03-14 16:16 | Anjanece | 50 | 3400 | #VALUE! | #VALUE!
PLP | EN-5 | Y | PLP , EN-5 |  |  | 1.59 | 2002-03-14 16:16 | Anjanece | 50 | 3400 | #VALUE! | #VALUE!
PLP | EN-5 | Y | PLP , EN-5 |  |  | 1.61 | 2002-03-14 16:16 | Anjanece | 50 | 3400 | #VALUE! | #VALUE!
PLP | EN-5 | Y | PLP , EN-5 |  |  | 1.62 | 2002-03-14 16:16 | Anjanece | 50 | 3400 | #VALUE! | #VALUE!
PLP | EN-5 | Y | PLP , EN-5 |  |  | 1.63 | 2002-03-14 16:16 | Anjanece | 50 | 3400 | #VALUE! | #VALUE!
PLP | EN-5 | Y | PLP , EN-5 |  |  | 1.64 | 2002-03-14 16:16 | Anjanece | 50 | 3400 | #VALUE! | #VALUE!
PLP | EN-5 | Y | PLP , EN-5 |  |  | 1.66 | 2002-03-14 16:16 | Anjanece | 50 | 3400 | #VALUE! | #VALUE!
PLP | EN-5 | Y | PLP , EN-5 |  |  | 1.68 | 2002-03-14 16:16 | Anjanece | 50 | 3400 | #VALUE! | #VALUE!
PLP | EN-5 | Y | PLP , EN-5 |  |  | 1.73 | 2002-03-14 16:16 | Anjanece | 50 | 3400 | #VALUE! | #VALUE!
PLP | EN-5 | Y | PLP , EN-5 |  |  | 1.74 | 2002-03-14 16:16 | Anjanece | 50 | 3400 | #VALUE! | #VALUE!
PLP | EN-5 | Y | PLP , EN-5 |  |  | 1.81 | 2002-03-14 16:16 | Anjanece | 50 | 3400 | #VALUE! | #VALUE!
PLP | EN-5 | Y | PLP , EN-5 |  |  | 1.89 | 2002-03-14 16:16 | Anjanece | 50 | 3400 | #VALUE! | #VALUE!
PLP | EN-5 | Y | PLP , EN-5 |  |  | 1.9 | 2002-03-14 16:16 | Anjanece | 50 | 3400 | #VALUE! | #VALUE!
PLP | EN-5 | Y | PLP , EN-5 |  |  | 1.92 | 2002-03-14 16:16 | Anjanece | 50 | 3400 | #VALUE! | #VALUE!
PLP | EN-5 | Y | PLP , EN-5 |  |  | 1.95 | 2002-03-14 16:16 | Anjanece | 50 | 3400 | #VALUE! | #VALUE!
PLP | EN-5 | Y | PLP , EN-5 |  |  | 1.96 | 2002-03-14 16:16 | Anjanece | 50 | 3400 | #VALUE! | #VALUE!
PLP | EN-5 | Y | PLP , EN-5 |  |  | 1.98 | 2002-03-14 16:16 | Anjanece | 50 | 3400 | #VALUE! | #VALUE!
PLP | EN-5 | Y | PLP , EN-5 |  |  | 2.02 | 2002-03-14 16:16 | Anjanece | 50 | 3400 | #VALUE! | #VALUE!
PLP | EN-5 | Y | PLP , EN-5 |  |  | 2.03 | 2002-03-14 16:16 | Anjanece | 50 | 3400 | #VALUE! | #VALUE!
PLP | EN-5 | Y | PLP , EN-5 |  |  | 2.05 | 2002-03-14 16:16 | Anjanece | 50 | 3400 | #VALUE! | #VALUE!
PLP | EN-5 | Y | PLP , EN-5 |  |  | 2.06 | 2002-03-14 16:16 | Anjanece | 50 | 3400 | #VALUE! | #VALUE!
PLP | EN-5 | Y | PLP , EN-5 |  |  | 2.07 | 2002-03-14 16:16 | Anjanece | 50 | 3400 | #VALUE! | #VALUE!
PLP | EN-5 | Y | PLP , EN-5 |  |  | 2.13 | 2002-03-14 16:16 | Anjanece | 50 | 3400 | #VALUE! | #VALUE!
PLP | EN-5 | Y | PLP , EN-5 |  | Storm Stores | 0 | 2018-04-16 10:27 | Anjanece | 50 | 3400 | #VALUE! | #VALUE!
PLP | EN-5 | Y | PLP , EN-5 |  |  | 1.19 | 2018-04-16 10:27 | Anjanece | 50 | 3400 | #VALUE! | #VALUE!
PLP | EN-5 | Y | PLP , EN-5 |  |  | 1.24 | 2018-04-16 10:27 | Anjanece | 50 | 3400 | #VALUE! | #VALUE!
PLP | EN-5 | Y | PLP , EN-5 |  |  | 1.36 | 2018-04-16 10:27 | Anjanece | 50 | 3400 | #VALUE! | #VALUE!
PLP | EN-5 | Y | PLP , EN-5 |  |  | 1.66 | 2018-04-16 10:27 | Anjanece | 50 | 3400 | #VALUE! | #VALUE!
PLP | EN-5 | Y | PLP , EN-5 |  |  | 1.72 | 2018-04-16 10:27 | Anjanece | 50 | 3400 | #VALUE! | #VALUE!
PLP | EN-5 | Y | PLP , EN-5 |  |  | 1.85 | 2018-04-16 10:27 | Anjanece | 50 | 3400 | #VALUE! | #VALUE!
PLP | EN-5 | Y | PLP , EN-5 |  |  | 1.87 | 2018-04-16 10:27 | Anjanece | 50 | 3400 | #VALUE! | #VALUE!
PLP | EN-5 | Y | PLP , EN-5 |  |  | 1.88 | 2018-04-16 10:27 | Anjanece | 50 | 3400 | #VALUE! | #VALUE!
POLE LINE HARDWARE CO. | OEN-58 | Y | POLE LINE HARDWARE CO. , OEN-58 | JEA OVERHEAD DISTRIBUTION | CSC Stores | 0.96 | 2002-03-14 16:16 | Anjanece | 50 | 3400 | #VALUE! | #VALUE!
POLE LINE HARDWARE CO. | OEN-58 | Y | POLE LINE HARDWARE CO. , OEN-58 |  |  | 0.97 | 2002-03-14 16:16 | Anjanece | 50 | 3400 | #VALUE! | #VALUE!
POLE LINE HARDWARE CO. | OEN-58 | Y | POLE LINE HARDWARE CO. , OEN-58 |  |  | 0.98 | 2002-03-14 16:16 | Anjanece | 50 | 3400 | #VALUE! | #VALUE!
POLE LINE HARDWARE CO. | OEN-58 | Y | POLE LINE HARDWARE CO. , OEN-58 |  |  | 0.99 | 2002-03-14 16:16 | Anjanece | 50 | 3400 | #VALUE! | #VALUE!
POLE LINE HARDWARE CO. | OEN-58 | Y | POLE LINE HARDWARE CO. , OEN-58 |  |  | 1 | 2002-03-14 16:16 | Anjanece | 50 | 3400 | #VALUE! | #VALUE!
POLE LINE HARDWARE CO. | OEN-58 | Y | POLE LINE HARDWARE CO. , OEN-58 |  |  | 1.05 | 2002-03-14 16:16 | Anjanece | 50 | 3400 | #VALUE! | #VALUE!
POLE LINE HARDWARE CO. | OEN-58 | Y | POLE LINE HARDWARE CO. , OEN-58 |  |  | 1.06 | 2002-03-14 16:16 | Anjanece | 50 | 3400 | #VALUE! | #VALUE!
POLE LINE HARDWARE CO. | OEN-58 | Y | POLE LINE HARDWARE CO. , OEN-58 |  |  | 1.11 | 2002-03-14 16:16 | Anjanece | 50 | 3400 | #VALUE! | #VALUE!
POLE LINE HARDWARE CO. | OEN-58 | Y | POLE LINE HARDWARE CO. , OEN-58 |  |  | 1.19 | 2002-03-14 16:16 | Anjanece | 50 | 3400 | #VALUE! | #VALUE!
POLE LINE HARDWARE CO. | OEN-58 | Y | POLE LINE HARDWARE CO. , OEN-58 |  |  | 1.2 | 2002-03-14 16:16 | Anjanece | 50 | 3400 | #VALUE! | #VALUE!
POLE LINE HARDWARE CO. | OEN-58 | Y | POLE LINE HARDWARE CO. , OEN-58 |  |  | 1.21 | 2002-03-14 16:16 | Anjanece | 50 | 3400 | #VALUE! | #VALUE!
POLE LINE HARDWARE CO. | OEN-58 | Y | POLE LINE HARDWARE CO. , OEN-58 |  |  | 1.22 | 2002-03-14 16:16 | Anjanece | 50 | 3400 | #VALUE! | #VALUE!
POLE LINE HARDWARE CO. | OEN-58 | Y | POLE LINE HARDWARE CO. , OEN-58 |  |  | 1.23 | 2002-03-14 16:16 | Anjanece | 50 | 3400 | #VALUE! | #VALUE!
POLE LINE HARDWARE CO. | OEN-58 | Y | POLE LINE HARDWARE CO. , OEN-58 |  |  | 1.24 | 2002-03-14 16:16 | Anjanece | 50 | 3400 | #VALUE! | #VALUE!
POLE LINE HARDWARE CO. | OEN-58 | Y | POLE LINE HARDWARE CO. , OEN-58 |  |  | 1.26 | 2002-03-14 16:16 | Anjanece | 50 | 3400 | #VALUE! | #VALUE!
POLE LINE HARDWARE CO. | OEN-58 | Y | POLE LINE HARDWARE CO. , OEN-58 |  |  | 1.34 | 2002-03-14 16:16 | Anjanece | 50 | 3400 | #VALUE! | #VALUE!
POLE LINE HARDWARE CO. | OEN-58 | Y | POLE LINE HARDWARE CO. , OEN-58 |  |  | 1.36 | 2002-03-14 16:16 | Anjanece | 50 | 3400 | #VALUE! | #VALUE!
POLE LINE HARDWARE CO. | OEN-58 | Y | POLE LINE HARDWARE CO. , OEN-58 |  |  | 1.58 | 2002-03-14 16:16 | Anjanece | 50 | 3400 | #VALUE! | #VALUE!
POLE LINE HARDWARE CO. | OEN-58 | Y | POLE LINE HARDWARE CO. , OEN-58 |  |  | 1.59 | 2002-03-14 16:16 | Anjanece | 50 | 3400 | #VALUE! | #VALUE!
POLE LINE HARDWARE CO. | OEN-58 | Y | POLE LINE HARDWARE CO. , OEN-58 |  |  | 1.61 | 2002-03-14 16:16 | Anjanece | 50 | 3400 | #VALUE! | #VALUE!
POLE LINE HARDWARE CO. | OEN-58 | Y | POLE LINE HARDWARE CO. , OEN-58 |  |  | 1.62 | 2002-03-14 16:16 | Anjanece | 50 | 3400 | #VALUE! | #VALUE!
POLE LINE HARDWARE CO. | OEN-58 | Y | POLE LINE HARDWARE CO. , OEN-58 |  |  | 1.63 | 2002-03-14 16:16 | Anjanece | 50 | 3400 | #VALUE! | #VALUE!
POLE LINE HARDWARE CO. | OEN-58 | Y | POLE LINE HARDWARE CO. , OEN-58 |  |  | 1.64 | 2002-03-14 16:16 | Anjanece | 50 | 3400 | #VALUE! | #VALUE!
POLE LINE HARDWARE CO. | OEN-58 | Y | POLE LINE HARDWARE CO. , OEN-58 |  |  | 1.66 | 2002-03-14 16:16 | Anjanece | 50 | 3400 | #VALUE! | #VALUE!
POLE LINE HARDWARE CO. | OEN-58 | Y | POLE LINE HARDWARE CO. , OEN-58 |  |  | 1.68 | 2002-03-14 16:16 | Anjanece | 50 | 3400 | #VALUE! | #VALUE!
POLE LINE HARDWARE CO. | OEN-58 | Y | POLE LINE HARDWARE CO. , OEN-58 |  |  | 1.73 | 2002-03-14 16:16 | Anjanece | 50 | 3400 | #VALUE! | #VALUE!
POLE LINE HARDWARE CO. | OEN-58 | Y | POLE LINE HARDWARE CO. , OEN-58 |  |  | 1.74 | 2002-03-14 16:16 | Anjanece | 50 | 3400 | #VALUE! | #VALUE!
POLE LINE HARDWARE CO. | OEN-58 | Y | POLE LINE HARDWARE CO. , OEN-58 |  |  | 1.81 | 2002-03-14 16:16 | Anjanece | 50 | 3400 | #VALUE! | #VALUE!
POLE LINE HARDWARE CO. | OEN-58 | Y | POLE LINE HARDWARE CO. , OEN-58 |  |  | 1.89 | 2002-03-14 16:16 | Anjanece | 50 | 3400 | #VALUE! | #VALUE!
POLE LINE HARDWARE CO. | OEN-58 | Y | POLE LINE HARDWARE CO. , OEN-58 |  |  | 1.9 | 2002-03-14 16:16 | Anjanece | 50 | 3400 | #VALUE! | #VALUE!
POLE LINE HARDWARE CO. | OEN-58 | Y | POLE LINE HARDWARE CO. , OEN-58 |  |  | 1.92 | 2002-03-14 16:16 | Anjanece | 50 | 3400 | #VALUE! | #VALUE!
POLE LINE HARDWARE CO. | OEN-58 | Y | POLE LINE HARDWARE CO. , OEN-58 |  |  | 1.95 | 2002-03-14 16:16 | Anjanece | 50 | 3400 | #VALUE! | #VALUE!
POLE LINE HARDWARE CO. | OEN-58 | Y | POLE LINE HARDWARE CO. , OEN-58 |  |  | 1.96 | 2002-03-14 16:16 | Anjanece | 50 | 3400 | #VALUE! | #VALUE!
POLE LINE HARDWARE CO. | OEN-58 | Y | POLE LINE HARDWARE CO. , OEN-58 |  |  | 1.98 | 2002-03-14 16:16 | Anjanece | 50 | 3400 | #VALUE! | #VALUE!
POLE LINE HARDWARE CO. | OEN-58 | Y | POLE LINE HARDWARE CO. , OEN-58 |  |  | 2.02 | 2002-03-14 16:16 | Anjanece | 50 | 3400 | #VALUE! | #VALUE!
POLE LINE HARDWARE CO. | OEN-58 | Y | POLE LINE HARDWARE CO. , OEN-58 |  |  | 2.03 | 2002-03-14 16:16 | Anjanece | 50 | 3400 | #VALUE! | #VALUE!
POLE LINE HARDWARE CO. | OEN-58 | Y | POLE LINE HARDWARE CO. , OEN-58 |  |  | 2.05 | 2002-03-14 16:16 | Anjanece | 50 | 3400 | #VALUE! | #VALUE!
POLE LINE HARDWARE CO. | OEN-58 | Y | POLE LINE HARDWARE CO. , OEN-58 |  |  | 2.06 | 2002-03-14 16:16 | Anjanece | 50 | 3400 | #VALUE! | #VALUE!
POLE LINE HARDWARE CO. | OEN-58 | Y | POLE LINE HARDWARE CO. , OEN-58 |  |  | 2.07 | 2002-03-14 16:16 | Anjanece | 50 | 3400 | #VALUE! | #VALUE!
POLE LINE HARDWARE CO. | OEN-58 | Y | POLE LINE HARDWARE CO. , OEN-58 |  |  | 2.13 | 2002-03-14 16:16 | Anjanece | 50 | 3400 | #VALUE! | #VALUE!
POLE LINE HARDWARE CO. | OEN-58 | Y | POLE LINE HARDWARE CO. , OEN-58 |  | Storm Stores | 0 | 2018-04-16 10:27 | Anjanece | 50 | 3400 | #VALUE! | #VALUE!
POLE LINE HARDWARE CO. | OEN-58 | Y | POLE LINE HARDWARE CO. , OEN-58 |  |  | 1.19 | 2018-04-16 10:27 | Anjanece | 50 | 3400 | #VALUE! | #VALUE!
POLE LINE HARDWARE CO. | OEN-58 | Y | POLE LINE HARDWARE CO. , OEN-58 |  |  | 1.24 | 2018-04-16 10:27 | Anjanece | 50 | 3400 | #VALUE! | #VALUE!
POLE LINE HARDWARE CO. | OEN-58 | Y | POLE LINE HARDWARE CO. , OEN-58 |  |  | 1.36 | 2018-04-16 10:27 | Anjanece | 50 | 3400 | #VALUE! | #VALUE!
POLE LINE HARDWARE CO. | OEN-58 | Y | POLE LINE HARDWARE CO. , OEN-58 |  |  | 1.66 | 2018-04-16 10:27 | Anjanece | 50 | 3400 | #VALUE! | #VALUE!
POLE LINE HARDWARE CO. | OEN-58 | Y | POLE LINE HARDWARE CO. , OEN-58 |  |  | 1.72 | 2018-04-16 10:27 | Anjanece | 50 | 3400 | #VALUE! | #VALUE!
POLE LINE HARDWARE CO. | OEN-58 | Y | POLE LINE HARDWARE CO. , OEN-58 |  |  | 1.85 | 2018-04-16 10:27 | Anjanece | 50 | 3400 | #VALUE! | #VALUE!
POLE LINE HARDWARE CO. | OEN-58 | Y | POLE LINE HARDWARE CO. , OEN-58 |  |  | 1.87 | 2018-04-16 10:27 | Anjanece | 50 | 3400 | #VALUE! | #VALUE!
POLE LINE HARDWARE CO. | OEN-58 | Y | POLE LINE HARDWARE CO. , OEN-58 |  |  | 1.88 | 2018-04-16 10:27 | Anjanece | 50 | 3400 | #VALUE! | #VALUE!
POWERLINE HARDWARE CO. | P1092 | Y | POWERLINE HARDWARE CO. , P1092 | JEA OVERHEAD DISTRIBUTION | CSC Stores | 0.96 | 2002-03-14 16:16 | Anjanece | 50 | 3400 | #VALUE! | #VALUE!
POWERLINE HARDWARE CO. | P1092 | Y | POWERLINE HARDWARE CO. , P1092 |  |  | 0.97 | 2002-03-14 16:16 | Anjanece | 50 | 3400 | #VALUE! | #VALUE!
POWERLINE HARDWARE CO. | P1092 | Y | POWERLINE HARDWARE CO. , P1092 |  |  | 0.98 | 2002-03-14 16:16 | Anjanece | 50 | 3400 | #VALUE! | #VALUE!
POWERLINE HARDWARE CO. | P1092 | Y | POWERLINE HARDWARE CO. , P1092 |  |  | 0.99 | 2002-03-14 16:16 | Anjanece | 50 | 3400 | #VALUE! | #VALUE!
POWERLINE HARDWARE CO. | P1092 | Y | POWERLINE HARDWARE CO. , P1092 |  |  | 1 | 2002-03-14 16:16 | Anjanece | 50 | 3400 | #VALUE! | #VALUE!
POWERLINE HARDWARE CO. | P1092 | Y | POWERLINE HARDWARE CO. , P1092 |  |  | 1.05 | 2002-03-14 16:16 | Anjanece | 50 | 3400 | #VALUE! | #VALUE!
POWERLINE HARDWARE CO. | P1092 | Y | POWERLINE HARDWARE CO. , P1092 |  |  | 1.06 | 2002-03-14 16:16 | Anjanece | 50 | 3400 | #VALUE! | #VALUE!
POWERLINE HARDWARE CO. | P1092 | Y | POWERLINE HARDWARE CO. , P1092 |  |  | 1.11 | 2002-03-14 16:16 | Anjanece | 50 | 3400 | #VALUE! | #VALUE!
POWERLINE HARDWARE CO. | P1092 | Y | POWERLINE HARDWARE CO. , P1092 |  |  | 1.19 | 2002-03-14 16:16 | Anjanece | 50 | 3400 | #VALUE! | #VALUE!
POWERLINE HARDWARE CO. | P1092 | Y | POWERLINE HARDWARE CO. , P1092 |  |  | 1.2 | 2002-03-14 16:16 | Anjanece | 50 | 3400 | #VALUE! | #VALUE!
POWERLINE HARDWARE CO. | P1092 | Y | POWERLINE HARDWARE CO. , P1092 |  |  | 1.21 | 2002-03-14 16:16 | Anjanece | 50 | 3400 | #VALUE! | #VALUE!
POWERLINE HARDWARE CO. | P1092 | Y | POWERLINE HARDWARE CO. , P1092 |  |  | 1.22 | 2002-03-14 16:16 | Anjanece | 50 | 3400 | #VALUE! | #VALUE!
POWERLINE HARDWARE CO. | P1092 | Y | POWERLINE HARDWARE CO. , P1092 |  |  | 1.23 | 2002-03-14 16:16 | Anjanece | 50 | 3400 | #VALUE! | #VALUE!
POWERLINE HARDWARE CO. | P1092 | Y | POWERLINE HARDWARE CO. , P1092 |  |  | 1.24 | 2002-03-14 16:16 | Anjanece | 50 | 3400 | #VALUE! | #VALUE!
POWERLINE HARDWARE CO. | P1092 | Y | POWERLINE HARDWARE CO. , P1092 |  |  | 1.26 | 2002-03-14 16:16 | Anjanece | 50 | 3400 | #VALUE! | #VALUE!
POWERLINE HARDWARE CO. | P1092 | Y | POWERLINE HARDWARE CO. , P1092 |  |  | 1.34 | 2002-03-14 16:16 | Anjanece | 50 | 3400 | #VALUE! | #VALUE!
POWERLINE HARDWARE CO. | P1092 | Y | POWERLINE HARDWARE CO. , P1092 |  |  | 1.36 | 2002-03-14 16:16 | Anjanece | 50 | 3400 | #VALUE! | #VALUE!
POWERLINE HARDWARE CO. | P1092 | Y | POWERLINE HARDWARE CO. , P1092 |  |  | 1.58 | 2002-03-14 16:16 | Anjanece | 50 | 3400 | #VALUE! | #VALUE!
POWERLINE HARDWARE CO. | P1092 | Y | POWERLINE HARDWARE CO. , P1092 |  |  | 1.59 | 2002-03-14 16:16 | Anjanece | 50 | 3400 | #VALUE! | #VALUE!
POWERLINE HARDWARE CO. | P1092 | Y | POWERLINE HARDWARE CO. , P1092 |  |  | 1.61 | 2002-03-14 16:16 | Anjanece | 50 | 3400 | #VALUE! | #VALUE!
POWERLINE HARDWARE CO. | P1092 | Y | POWERLINE HARDWARE CO. , P1092 |  |  | 1.62 | 2002-03-14 16:16 | Anjanece | 50 | 3400 | #VALUE! | #VALUE!
POWERLINE HARDWARE CO. | P1092 | Y | POWERLINE HARDWARE CO. , P1092 |  |  | 1.63 | 2002-03-14 16:16 | Anjanece | 50 | 3400 | #VALUE! | #VALUE!
POWERLINE HARDWARE CO. | P1092 | Y | POWERLINE HARDWARE CO. , P1092 |  |  | 1.64 | 2002-03-14 16:16 | Anjanece | 50 | 3400 | #VALUE! | #VALUE!
POWERLINE HARDWARE CO. | P1092 | Y | POWERLINE HARDWARE CO. , P1092 |  |  | 1.66 | 2002-03-14 16:16 | Anjanece | 50 | 3400 | #VALUE! | #VALUE!
POWERLINE HARDWARE CO. | P1092 | Y | POWERLINE HARDWARE CO. , P1092 |  |  | 1.68 | 2002-03-14 16:16 | Anjanece | 50 | 3400 | #VALUE! | #VALUE!
POWERLINE HARDWARE CO. | P1092 | Y | POWERLINE HARDWARE CO. , P1092 |  |  | 1.73 | 2002-03-14 16:16 | Anjanece | 50 | 3400 | #VALUE! | #VALUE!
POWERLINE HARDWARE CO. | P1092 | Y | POWERLINE HARDWARE CO. , P1092 |  |  | 1.74 | 2002-03-14 16:16 | Anjanece | 50 | 3400 | #VALUE! | #VALUE!
POWERLINE HARDWARE CO. | P1092 | Y | POWERLINE HARDWARE CO. , P1092 |  |  | 1.81 | 2002-03-14 16:16 | Anjanece | 50 | 3400 | #VALUE! | #VALUE!
POWERLINE HARDWARE CO. | P1092 | Y | POWERLINE HARDWARE CO. , P1092 |  |  | 1.89 | 2002-03-14 16:16 | Anjanece | 50 | 3400 | #VALUE! | #VALUE!
POWERLINE HARDWARE CO. | P1092 | Y | POWERLINE HARDWARE CO. , P1092 |  |  | 1.9 | 2002-03-14 16:16 | Anjanece | 50 | 3400 | #VALUE! | #VALUE!
POWERLINE HARDWARE CO. | P1092 | Y | POWERLINE HARDWARE CO. , P1092 |  |  | 1.92 | 2002-03-14 16:16 | Anjanece | 50 | 3400 | #VALUE! | #VALUE!
POWERLINE HARDWARE CO. | P1092 | Y | POWERLINE HARDWARE CO. , P1092 |  |  | 1.95 | 2002-03-14 16:16 | Anjanece | 50 | 3400 | #VALUE! | #VALUE!
POWERLINE HARDWARE CO. | P1092 | Y | POWERLINE HARDWARE CO. , P1092 |  |  | 1.96 | 2002-03-14 16:16 | Anjanece | 50 | 3400 | #VALUE! | #VALUE!
POWERLINE HARDWARE CO. | P1092 | Y | POWERLINE HARDWARE CO. , P1092 |  |  | 1.98 | 2002-03-14 16:16 | Anjanece | 50 | 3400 | #VALUE! | #VALUE!
POWERLINE HARDWARE CO. | P1092 | Y | POWERLINE HARDWARE CO. , P1092 |  |  | 2.02 | 2002-03-14 16:16 | Anjanece | 50 | 3400 | #VALUE! | #VALUE!
POWERLINE HARDWARE CO. | P1092 | Y | POWERLINE HARDWARE CO. , P1092 |  |  | 2.03 | 2002-03-14 16:16 | Anjanece | 50 | 3400 | #VALUE! | #VALUE!
POWERLINE HARDWARE CO. | P1092 | Y | POWERLINE HARDWARE CO. , P1092 |  |  | 2.05 | 2002-03-14 16:16 | Anjanece | 50 | 3400 | #VALUE! | #VALUE!
POWERLINE HARDWARE CO. | P1092 | Y | POWERLINE HARDWARE CO. , P1092 |  |  | 2.06 | 2002-03-14 16:16 | Anjanece | 50 | 3400 | #VALUE! | #VALUE!
POWERLINE HARDWARE CO. | P1092 | Y | POWERLINE HARDWARE CO. , P1092 |  |  | 2.07 | 2002-03-14 16:16 | Anjanece | 50 | 3400 | #VALUE! | #VALUE!
POWERLINE HARDWARE CO. | P1092 | Y | POWERLINE HARDWARE CO. , P1092 |  |  | 2.13 | 2002-03-14 16:16 | Anjanece | 50 | 3400 | #VALUE! | #VALUE!
POWERLINE HARDWARE CO. | P1092 | Y | POWERLINE HARDWARE CO. , P1092 |  | Storm Stores | 0 | 2018-04-16 10:27 | Anjanece | 50 | 3400 | #VALUE! | #VALUE!
POWERLINE HARDWARE CO. | P1092 | Y | POWERLINE HARDWARE CO. , P1092 |  |  | 1.19 | 2018-04-16 10:27 | Anjanece | 50 | 3400 | #VALUE! | #VALUE!
POWERLINE HARDWARE CO. | P1092 | Y | POWERLINE HARDWARE CO. , P1092 |  |  | 1.24 | 2018-04-16 10:27 | Anjanece | 50 | 3400 | #VALUE! | #VALUE!
POWERLINE HARDWARE CO. | P1092 | Y | POWERLINE HARDWARE CO. , P1092 |  |  | 1.36 | 2018-04-16 10:27 | Anjanece | 50 | 3400 | #VALUE! | #VALUE!
POWERLINE HARDWARE CO. | P1092 | Y | POWERLINE HARDWARE CO. , P1092 |  |  | 1.66 | 2018-04-16 10:27 | Anjanece | 50 | 3400 | #VALUE! | #VALUE!
POWERLINE HARDWARE CO. | P1092 | Y | POWERLINE HARDWARE CO. , P1092 |  |  | 1.72 | 2018-04-16 10:27 | Anjanece | 50 | 3400 | #VALUE! | #VALUE!
POWERLINE HARDWARE CO. | P1092 | Y | POWERLINE HARDWARE CO. , P1092 |  |  | 1.85 | 2018-04-16 10:27 | Anjanece | 50 | 3400 | #VALUE! | #VALUE!
POWERLINE HARDWARE CO. | P1092 | Y | POWERLINE HARDWARE CO. , P1092 |  |  | 1.87 | 2018-04-16 10:27 | Anjanece | 50 | 3400 | #VALUE! | #VALUE!
POWERLINE HARDWARE CO. | P1092 | Y | POWERLINE HARDWARE CO. , P1092 |  |  | 1.88 | 2018-04-16 10:27 | Anjanece | 50 | 3400 | #VALUE! | #VALUE!
RICHARDS MFG. CO. | RENUT-1 | Y | RICHARDS MFG. CO. , RENUT-1 | JEA OVERHEAD DISTRIBUTION | CSC Stores | 0.96 | 2002-03-14 16:16 | Anjanece | 50 | 3400 | #VALUE! | #VALUE!
RICHARDS MFG. CO. | RENUT-1 | Y | RICHARDS MFG. CO. , RENUT-1 |  |  | 0.97 | 2002-03-14 16:16 | Anjanece | 50 | 3400 | #VALUE! | #VALUE!
RICHARDS MFG. CO. | RENUT-1 | Y | RICHARDS MFG. CO. , RENUT-1 |  |  | 0.98 | 2002-03-14 16:16 | Anjanece | 50 | 3400 | #VALUE! | #VALUE!
RICHARDS MFG. CO. | RENUT-1 | Y | RICHARDS MFG. CO. , RENUT-1 |  |  | 0.99 | 2002-03-14 16:16 | Anjanece | 50 | 3400 | #VALUE! | #VALUE!
RICHARDS MFG. CO. | RENUT-1 | Y | RICHARDS MFG. CO. , RENUT-1 |  |  | 1 | 2002-03-14 16:16 | Anjanece | 50 | 3400 | #VALUE! | #VALUE!
RICHARDS MFG. CO. | RENUT-1 | Y | RICHARDS MFG. CO. , RENUT-1 |  |  | 1.05 | 2002-03-14 16:16 | Anjanece | 50 | 3400 | #VALUE! | #VALUE!
RICHARDS MFG. CO. | RENUT-1 | Y | RICHARDS MFG. CO. , RENUT-1 |  |  | 1.06 | 2002-03-14 16:16 | Anjanece | 50 | 3400 | #VALUE! | #VALUE!
RICHARDS MFG. CO. | RENUT-1 | Y | RICHARDS MFG. CO. , RENUT-1 |  |  | 1.11 | 2002-03-14 16:16 | Anjanece | 50 | 3400 | #VALUE! | #VALUE!
RICHARDS MFG. CO. | RENUT-1 | Y | RICHARDS MFG. CO. , RENUT-1 |  |  | 1.19 | 2002-03-14 16:16 | Anjanece | 50 | 3400 | #VALUE! | #VALUE!
RICHARDS MFG. CO. | RENUT-1 | Y | RICHARDS MFG. CO. , RENUT-1 |  |  | 1.2 | 2002-03-14 16:16 | Anjanece | 50 | 3400 | #VALUE! | #VALUE!
RICHARDS MFG. CO. | RENUT-1 | Y | RICHARDS MFG. CO. , RENUT-1 |  |  | 1.21 | 2002-03-14 16:16 | Anjanece | 50 | 3400 | #VALUE! | #VALUE!
RICHARDS MFG. CO. | RENUT-1 | Y | RICHARDS MFG. CO. , RENUT-1 |  |  | 1.22 | 2002-03-14 16:16 | Anjanece | 50 | 3400 | #VALUE! | #VALUE!
RICHARDS MFG. CO. | RENUT-1 | Y | RICHARDS MFG. CO. , RENUT-1 |  |  | 1.23 | 2002-03-14 16:16 | Anjanece | 50 | 3400 | #VALUE! | #VALUE!
RICHARDS MFG. CO. | RENUT-1 | Y | RICHARDS MFG. CO. , RENUT-1 |  |  | 1.24 | 2002-03-14 16:16 | Anjanece | 50 | 3400 | #VALUE! | #VALUE!
RICHARDS MFG. CO. | RENUT-1 | Y | RICHARDS MFG. CO. , RENUT-1 |  |  | 1.26 | 2002-03-14 16:16 | Anjanece | 50 | 3400 | #VALUE! | #VALUE!
RICHARDS MFG. CO. | RENUT-1 | Y | RICHARDS MFG. CO. , RENUT-1 |  |  | 1.34 | 2002-03-14 16:16 | Anjanece | 50 | 3400 | #VALUE! | #VALUE!
RICHARDS MFG. CO. | RENUT-1 | Y | RICHARDS MFG. CO. , RENUT-1 |  |  | 1.36 | 2002-03-14 16:16 | Anjanece | 50 | 3400 | #VALUE! | #VALUE!
RICHARDS MFG. CO. | RENUT-1 | Y | RICHARDS MFG. CO. , RENUT-1 |  |  | 1.58 | 2002-03-14 16:16 | Anjanece | 50 | 3400 | #VALUE! | #VALUE!
RICHARDS MFG. CO. | RENUT-1 | Y | RICHARDS MFG. CO. , RENUT-1 |  |  | 1.59 | 2002-03-14 16:16 | Anjanece | 50 | 3400 | #VALUE! | #VALUE!
RICHARDS MFG. CO. | RENUT-1 | Y | RICHARDS MFG. CO. , RENUT-1 |  |  | 1.61 | 2002-03-14 16:16 | Anjanece | 50 | 3400 | #VALUE! | #VALUE!
RICHARDS MFG. CO. | RENUT-1 | Y | RICHARDS MFG. CO. , RENUT-1 |  |  | 1.62 | 2002-03-14 16:16 | Anjanece | 50 | 3400 | #VALUE! | #VALUE!
RICHARDS MFG. CO. | RENUT-1 | Y | RICHARDS MFG. CO. , RENUT-1 |  |  | 1.63 | 2002-03-14 16:16 | Anjanece | 50 | 3400 | #VALUE! | #VALUE!
RICHARDS MFG. CO. | RENUT-1 | Y | RICHARDS MFG. CO. , RENUT-1 |  |  | 1.64 | 2002-03-14 16:16 | Anjanece | 50 | 3400 | #VALUE! | #VALUE!
RICHARDS MFG. CO. | RENUT-1 | Y | RICHARDS MFG. CO. , RENUT-1 |  |  | 1.66 | 2002-03-14 16:16 | Anjanece | 50 | 3400 | #VALUE! | #VALUE!
RICHARDS MFG. CO. | RENUT-1 | Y | RICHARDS MFG. CO. , RENUT-1 |  |  | 1.68 | 2002-03-14 16:16 | Anjanece | 50 | 3400 | #VALUE! | #VALUE!
RICHARDS MFG. CO. | RENUT-1 | Y | RICHARDS MFG. CO. , RENUT-1 |  |  | 1.73 | 2002-03-14 16:16 | Anjanece | 50 | 3400 | #VALUE! | #VALUE!
RICHARDS MFG. CO. | RENUT-1 | Y | RICHARDS MFG. CO. , RENUT-1 |  |  | 1.74 | 2002-03-14 16:16 | Anjanece | 50 | 3400 | #VALUE! | #VALUE!
RICHARDS MFG. CO. | RENUT-1 | Y | RICHARDS MFG. CO. , RENUT-1 |  |  | 1.81 | 2002-03-14 16:16 | Anjanece | 50 | 3400 | #VALUE! | #VALUE!
RICHARDS MFG. CO. | RENUT-1 | Y | RICHARDS MFG. CO. , RENUT-1 |  |  | 1.89 | 2002-03-14 16:16 | Anjanece | 50 | 3400 | #VALUE! | #VALUE!
RICHARDS MFG. CO. | RENUT-1 | Y | RICHARDS MFG. CO. , RENUT-1 |  |  | 1.9 | 2002-03-14 16:16 | Anjanece | 50 | 3400 | #VALUE! | #VALUE!
RICHARDS MFG. CO. | RENUT-1 | Y | RICHARDS MFG. CO. , RENUT-1 |  |  | 1.92 | 2002-03-14 16:16 | Anjanece | 50 | 3400 | #VALUE! | #VALUE!
RICHARDS MFG. CO. | RENUT-1 | Y | RICHARDS MFG. CO. , RENUT-1 |  |  | 1.95 | 2002-03-14 16:16 | Anjanece | 50 | 3400 | #VALUE! | #VALUE!
RICHARDS MFG. CO. | RENUT-1 | Y | RICHARDS MFG. CO. , RENUT-1 |  |  | 1.96 | 2002-03-14 16:16 | Anjanece | 50 | 3400 | #VALUE! | #VALUE!
RICHARDS MFG. CO. | RENUT-1 | Y | RICHARDS MFG. CO. , RENUT-1 |  |  | 1.98 | 2002-03-14 16:16 | Anjanece | 50 | 3400 | #VALUE! | #VALUE!
RICHARDS MFG. CO. | RENUT-1 | Y | RICHARDS MFG. CO. , RENUT-1 |  |  | 2.02 | 2002-03-14 16:16 | Anjanece | 50 | 3400 | #VALUE! | #VALUE!
RICHARDS MFG. CO. | RENUT-1 | Y | RICHARDS MFG. CO. , RENUT-1 |  |  | 2.03 | 2002-03-14 16:16 | Anjanece | 50 | 3400 | #VALUE! | #VALUE!
RICHARDS MFG. CO. | RENUT-1 | Y | RICHARDS MFG. CO. , RENUT-1 |  |  | 2.05 | 2002-03-14 16:16 | Anjanece | 50 | 3400 | #VALUE! | #VALUE!
RICHARDS MFG. CO. | RENUT-1 | Y | RICHARDS MFG. CO. , RENUT-1 |  |  | 2.06 | 2002-03-14 16:16 | Anjanece | 50 | 3400 | #VALUE! | #VALUE!
RICHARDS MFG. CO. | RENUT-1 | Y | RICHARDS MFG. CO. , RENUT-1 |  |  | 2.07 | 2002-03-14 16:16 | Anjanece | 50 | 3400 | #VALUE! | #VALUE!
RICHARDS MFG. CO. | RENUT-1 | Y | RICHARDS MFG. CO. , RENUT-1 |  |  | 2.13 | 2002-03-14 16:16 | Anjanece | 50 | 3400 | #VALUE! | #VALUE!
RICHARDS MFG. CO. | RENUT-1 | Y | RICHARDS MFG. CO. , RENUT-1 |  | Storm Stores | 0 | 2018-04-16 10:27 | Anjanece | 50 | 3400 | #VALUE! | #VALUE!
RICHARDS MFG. CO. | RENUT-1 | Y | RICHARDS MFG. CO. , RENUT-1 |  |  | 1.19 | 2018-04-16 10:27 | Anjanece | 50 | 3400 | #VALUE! | #VALUE!
RICHARDS MFG. CO. | RENUT-1 | Y | RICHARDS MFG. CO. , RENUT-1 |  |  | 1.24 | 2018-04-16 10:27 | Anjanece | 50 | 3400 | #VALUE! | #VALUE!
RICHARDS MFG. CO. | RENUT-1 | Y | RICHARDS MFG. CO. , RENUT-1 |  |  | 1.36 | 2018-04-16 10:27 | Anjanece | 50 | 3400 | #VALUE! | #VALUE!
RICHARDS MFG. CO. | RENUT-1 | Y | RICHARDS MFG. CO. , RENUT-1 |  |  | 1.66 | 2018-04-16 10:27 | Anjanece | 50 | 3400 | #VALUE! | #VALUE!
RICHARDS MFG. CO. | RENUT-1 | Y | RICHARDS MFG. CO. , RENUT-1 |  |  | 1.72 | 2018-04-16 10:27 | Anjanece | 50 | 3400 | #VALUE! | #VALUE!
RICHARDS MFG. CO. | RENUT-1 | Y | RICHARDS MFG. CO. , RENUT-1 |  |  | 1.85 | 2018-04-16 10:27 | Anjanece | 50 | 3400 | #VALUE! | #VALUE!
RICHARDS MFG. CO. | RENUT-1 | Y | RICHARDS MFG. CO. , RENUT-1 |  |  | 1.87 | 2018-04-16 10:27 | Anjanece | 50 | 3400 | #VALUE! | #VALUE!
RICHARDS MFG. CO. | RENUT-1 | Y | RICHARDS MFG. CO. , RENUT-1 |  |  | 1.88 | 2018-04-16 10:27 | Anjanece | 50 | 3400 | #VALUE! | #VALUE!
THREADED FASTENERS INC. | TF1092 | Y | THREADED FASTENERS INC. , TF1092 | JEA OVERHEAD DISTRIBUTION | CSC Stores | 0.96 | 2002-03-14 16:16 | Anjanece | 50 | 3400 | #VALUE! | #VALUE!
THREADED FASTENERS INC. | TF1092 | Y | THREADED FASTENERS INC. , TF1092 |  |  | 0.97 | 2002-03-14 16:16 | Anjanece | 50 | 3400 | #VALUE! | #VALUE!
THREADED FASTENERS INC. | TF1092 | Y | THREADED FASTENERS INC. , TF1092 |  |  | 0.98 | 2002-03-14 16:16 | Anjanece | 50 | 3400 | #VALUE! | #VALUE!
THREADED FASTENERS INC. | TF1092 | Y | THREADED FASTENERS INC. , TF1092 |  |  | 0.99 | 2002-03-14 16:16 | Anjanece | 50 | 3400 | #VALUE! | #VALUE!
THREADED FASTENERS INC. | TF1092 | Y | THREADED FASTENERS INC. , TF1092 |  |  | 1 | 2002-03-14 16:16 | Anjanece | 50 | 3400 | #VALUE! | #VALUE!
THREADED FASTENERS INC. | TF1092 | Y | THREADED FASTENERS INC. , TF1092 |  |  | 1.05 | 2002-03-14 16:16 | Anjanece | 50 | 3400 | #VALUE! | #VALUE!
THREADED FASTENERS INC. | TF1092 | Y | THREADED FASTENERS INC. , TF1092 |  |  | 1.06 | 2002-03-14 16:16 | Anjanece | 50 | 3400 | #VALUE! | #VALUE!
THREADED FASTENERS INC. | TF1092 | Y | THREADED FASTENERS INC. , TF1092 |  |  | 1.11 | 2002-03-14 16:16 | Anjanece | 50 | 3400 | #VALUE! | #VALUE!
THREADED FASTENERS INC. | TF1092 | Y | THREADED FASTENERS INC. , TF1092 |  |  | 1.19 | 2002-03-14 16:16 | Anjanece | 50 | 3400 | #VALUE! | #VALUE!
THREADED FASTENERS INC. | TF1092 | Y | THREADED FASTENERS INC. , TF1092 |  |  | 1.2 | 2002-03-14 16:16 | Anjanece | 50 | 3400 | #VALUE! | #VALUE!
THREADED FASTENERS INC. | TF1092 | Y | THREADED FASTENERS INC. , TF1092 |  |  | 1.21 | 2002-03-14 16:16 | Anjanece | 50 | 3400 | #VALUE! | #VALUE!
THREADED FASTENERS INC. | TF1092 | Y | THREADED FASTENERS INC. , TF1092 |  |  | 1.22 | 2002-03-14 16:16 | Anjanece | 50 | 3400 | #VALUE! | #VALUE!
THREADED FASTENERS INC. | TF1092 | Y | THREADED FASTENERS INC. , TF1092 |  |  | 1.23 | 2002-03-14 16:16 | Anjanece | 50 | 3400 | #VALUE! | #VALUE!
THREADED FASTENERS INC. | TF1092 | Y | THREADED FASTENERS INC. , TF1092 |  |  | 1.24 | 2002-03-14 16:16 | Anjanece | 50 | 3400 | #VALUE! | #VALUE!
THREADED FASTENERS INC. | TF1092 | Y | THREADED FASTENERS INC. , TF1092 |  |  | 1.26 | 2002-03-14 16:16 | Anjanece | 50 | 3400 | #VALUE! | #VALUE!
THREADED FASTENERS INC. | TF1092 | Y | THREADED FASTENERS INC. , TF1092 |  |  | 1.34 | 2002-03-14 16:16 | Anjanece | 50 | 3400 | #VALUE! | #VALUE!
THREADED FASTENERS INC. | TF1092 | Y | THREADED FASTENERS INC. , TF1092 |  |  | 1.36 | 2002-03-14 16:16 | Anjanece | 50 | 3400 | #VALUE! | #VALUE!
THREADED FASTENERS INC. | TF1092 | Y | THREADED FASTENERS INC. , TF1092 |  |  | 1.58 | 2002-03-14 16:16 | Anjanece | 50 | 3400 | #VALUE! | #VALUE!
THREADED FASTENERS INC. | TF1092 | Y | THREADED FASTENERS INC. , TF1092 |  |  | 1.59 | 2002-03-14 16:16 | Anjanece | 50 | 3400 | #VALUE! | #VALUE!
THREADED FASTENERS INC. | TF1092 | Y | THREADED FASTENERS INC. , TF1092 |  |  | 1.61 | 2002-03-14 16:16 | Anjanece | 50 | 3400 | #VALUE! | #VALUE!
THREADED FASTENERS INC. | TF1092 | Y | THREADED FASTENERS INC. , TF1092 |  |  | 1.62 | 2002-03-14 16:16 | Anjanece | 50 | 3400 | #VALUE! | #VALUE!
THREADED FASTENERS INC. | TF1092 | Y | THREADED FASTENERS INC. , TF1092 |  |  | 1.63 | 2002-03-14 16:16 | Anjanece | 50 | 3400 | #VALUE! | #VALUE!
THREADED FASTENERS INC. | TF1092 | Y | THREADED FASTENERS INC. , TF1092 |  |  | 1.64 | 2002-03-14 16:16 | Anjanece | 50 | 3400 | #VALUE! | #VALUE!
THREADED FASTENERS INC. | TF1092 | Y | THREADED FASTENERS INC. , TF1092 |  |  | 1.66 | 2002-03-14 16:16 | Anjanece | 50 | 3400 | #VALUE! | #VALUE!
THREADED FASTENERS INC. | TF1092 | Y | THREADED FASTENERS INC. , TF1092 |  |  | 1.68 | 2002-03-14 16:16 | Anjanece | 50 | 3400 | #VALUE! | #VALUE!
THREADED FASTENERS INC. | TF1092 | Y | THREADED FASTENERS INC. , TF1092 |  |  | 1.73 | 2002-03-14 16:16 | Anjanece | 50 | 3400 | #VALUE! | #VALUE!
THREADED FASTENERS INC. | TF1092 | Y | THREADED FASTENERS INC. , TF1092 |  |  | 1.74 | 2002-03-14 16:16 | Anjanece | 50 | 3400 | #VALUE! | #VALUE!
THREADED FASTENERS INC. | TF1092 | Y | THREADED FASTENERS INC. , TF1092 |  |  | 1.81 | 2002-03-14 16:16 | Anjanece | 50 | 3400 | #VALUE! | #VALUE!
THREADED FASTENERS INC. | TF1092 | Y | THREADED FASTENERS INC. , TF1092 |  |  | 1.89 | 2002-03-14 16:16 | Anjanece | 50 | 3400 | #VALUE! | #VALUE!
THREADED FASTENERS INC. | TF1092 | Y | THREADED FASTENERS INC. , TF1092 |  |  | 1.9 | 2002-03-14 16:16 | Anjanece | 50 | 3400 | #VALUE! | #VALUE!
THREADED FASTENERS INC. | TF1092 | Y | THREADED FASTENERS INC. , TF1092 |  |  | 1.92 | 2002-03-14 16:16 | Anjanece | 50 | 3400 | #VALUE! | #VALUE!
THREADED FASTENERS INC. | TF1092 | Y | THREADED FASTENERS INC. , TF1092 |  |  | 1.95 | 2002-03-14 16:16 | Anjanece | 50 | 3400 | #VALUE! | #VALUE!
THREADED FASTENERS INC. | TF1092 | Y | THREADED FASTENERS INC. , TF1092 |  |  | 1.96 | 2002-03-14 16:16 | Anjanece | 50 | 3400 | #VALUE! | #VALUE!
THREADED FASTENERS INC. | TF1092 | Y | THREADED FASTENERS INC. , TF1092 |  |  | 1.98 | 2002-03-14 16:16 | Anjanece | 50 | 3400 | #VALUE! | #VALUE!
THREADED FASTENERS INC. | TF1092 | Y | THREADED FASTENERS INC. , TF1092 |  |  | 2.02 | 2002-03-14 16:16 | Anjanece | 50 | 3400 | #VALUE! | #VALUE!
THREADED FASTENERS INC. | TF1092 | Y | THREADED FASTENERS INC. , TF1092 |  |  | 2.03 | 2002-03-14 16:16 | Anjanece | 50 | 3400 | #VALUE! | #VALUE!
THREADED FASTENERS INC. | TF1092 | Y | THREADED FASTENERS INC. , TF1092 |  |  | 2.05 | 2002-03-14 16:16 | Anjanece | 50 | 3400 | #VALUE! | #VALUE!
THREADED FASTENERS INC. | TF1092 | Y | THREADED FASTENERS INC. , TF1092 |  |  | 2.06 | 2002-03-14 16:16 | Anjanece | 50 | 3400 | #VALUE! | #VALUE!
THREADED FASTENERS INC. | TF1092 | Y | THREADED FASTENERS INC. , TF1092 |  |  | 2.07 | 2002-03-14 16:16 | Anjanece | 50 | 3400 | #VALUE! | #VALUE!
THREADED FASTENERS INC. | TF1092 | Y | THREADED FASTENERS INC. , TF1092 |  |  | 2.13 | 2002-03-14 16:16 | Anjanece | 50 | 3400 | #VALUE! | #VALUE!
THREADED FASTENERS INC. | TF1092 | Y | THREADED FASTENERS INC. , TF1092 |  | Storm Stores | 0 | 2018-04-16 10:27 | Anjanece | 50 | 3400 | #VALUE! | #VALUE!
THREADED FASTENERS INC. | TF1092 | Y | THREADED FASTENERS INC. , TF1092 |  |  | 1.19 | 2018-04-16 10:27 | Anjanece | 50 | 3400 | #VALUE! | #VALUE!
THREADED FASTENERS INC. | TF1092 | Y | THREADED FASTENERS INC. , TF1092 |  |  | 1.24 | 2018-04-16 10:27 | Anjanece | 50 | 3400 | #VALUE! | #VALUE!
THREADED FASTENERS INC. | TF1092 | Y | THREADED FASTENERS INC. , TF1092 |  |  | 1.36 | 2018-04-16 10:27 | Anjanece | 50 | 3400 | #VALUE! | #VALUE!
THREADED FASTENERS INC. | TF1092 | Y | THREADED FASTENERS INC. , TF1092 |  |  | 1.66 | 2018-04-16 10:27 | Anjanece | 50 | 3400 | #VALUE! | #VALUE!
THREADED FASTENERS INC. | TF1092 | Y | THREADED FASTENERS INC. , TF1092 |  |  | 1.72 | 2018-04-16 10:27 | Anjanece | 50 | 3400 | #VALUE! | #VALUE!
THREADED FASTENERS INC. | TF1092 | Y | THREADED FASTENERS INC. , TF1092 |  |  | 1.85 | 2018-04-16 10:27 | Anjanece | 50 | 3400 | #VALUE! | #VALUE!
THREADED FASTENERS INC. | TF1092 | Y | THREADED FASTENERS INC. , TF1092 |  |  | 1.87 | 2018-04-16 10:27 | Anjanece | 50 | 3400 | #VALUE! | #VALUE!
THREADED FASTENERS INC. | TF1092 | Y | THREADED FASTENERS INC. , TF1092 |  |  | 1.88 | 2018-04-16 10:27 | Anjanece | 50 | 3400 | #VALUE! | #VALUE!
UTILITIES SERVICE | 450 | Y | UTILITIES SERVICE , 450 | JEA OVERHEAD DISTRIBUTION | CSC Stores | 0.96 | 2002-03-14 16:16 | Anjanece | 50 | 3400 | #VALUE! | #VALUE!
UTILITIES SERVICE | 450 | Y | UTILITIES SERVICE , 450 |  |  | 0.97 | 2002-03-14 16:16 | Anjanece | 50 | 3400 | #VALUE! | #VALUE!
UTILITIES SERVICE | 450 | Y | UTILITIES SERVICE , 450 |  |  | 0.98 | 2002-03-14 16:16 | Anjanece | 50 | 3400 | #VALUE! | #VALUE!
UTILITIES SERVICE | 450 | Y | UTILITIES SERVICE , 450 |  |  | 0.99 | 2002-03-14 16:16 | Anjanece | 50 | 3400 | #VALUE! | #VALUE!
UTILITIES SERVICE | 450 | Y | UTILITIES SERVICE , 450 |  |  | 1 | 2002-03-14 16:16 | Anjanece | 50 | 3400 | #VALUE! | #VALUE!
UTILITIES SERVICE | 450 | Y | UTILITIES SERVICE , 450 |  |  | 1.05 | 2002-03-14 16:16 | Anjanece | 50 | 3400 | #VALUE! | #VALUE!
UTILITIES SERVICE | 450 | Y | UTILITIES SERVICE , 450 |  |  | 1.06 | 2002-03-14 16:16 | Anjanece | 50 | 3400 | #VALUE! | #VALUE!
UTILITIES SERVICE | 450 | Y | UTILITIES SERVICE , 450 |  |  | 1.11 | 2002-03-14 16:16 | Anjanece | 50 | 3400 | #VALUE! | #VALUE!
UTILITIES SERVICE | 450 | Y | UTILITIES SERVICE , 450 |  |  | 1.19 | 2002-03-14 16:16 | Anjanece | 50 | 3400 | #VALUE! | #VALUE!
UTILITIES SERVICE | 450 | Y | UTILITIES SERVICE , 450 |  |  | 1.2 | 2002-03-14 16:16 | Anjanece | 50 | 3400 | #VALUE! | #VALUE!
UTILITIES SERVICE | 450 | Y | UTILITIES SERVICE , 450 |  |  | 1.21 | 2002-03-14 16:16 | Anjanece | 50 | 3400 | #VALUE! | #VALUE!
UTILITIES SERVICE | 450 | Y | UTILITIES SERVICE , 450 |  |  | 1.22 | 2002-03-14 16:16 | Anjanece | 50 | 3400 | #VALUE! | #VALUE!
UTILITIES SERVICE | 450 | Y | UTILITIES SERVICE , 450 |  |  | 1.23 | 2002-03-14 16:16 | Anjanece | 50 | 3400 | #VALUE! | #VALUE!
UTILITIES SERVICE | 450 | Y | UTILITIES SERVICE , 450 |  |  | 1.24 | 2002-03-14 16:16 | Anjanece | 50 | 3400 | #VALUE! | #VALUE!
UTILITIES SERVICE | 450 | Y | UTILITIES SERVICE , 450 |  |  | 1.26 | 2002-03-14 16:16 | Anjanece | 50 | 3400 | #VALUE! | #VALUE!
UTILITIES SERVICE | 450 | Y | UTILITIES SERVICE , 450 |  |  | 1.34 | 2002-03-14 16:16 | Anjanece | 50 | 3400 | #VALUE! | #VALUE!
UTILITIES SERVICE | 450 | Y | UTILITIES SERVICE , 450 |  |  | 1.36 | 2002-03-14 16:16 | Anjanece | 50 | 3400 | #VALUE! | #VALUE!
UTILITIES SERVICE | 450 | Y | UTILITIES SERVICE , 450 |  |  | 1.58 | 2002-03-14 16:16 | Anjanece | 50 | 3400 | #VALUE! | #VALUE!
UTILITIES SERVICE | 450 | Y | UTILITIES SERVICE , 450 |  |  | 1.59 | 2002-03-14 16:16 | Anjanece | 50 | 3400 | #VALUE! | #VALUE!
UTILITIES SERVICE | 450 | Y | UTILITIES SERVICE , 450 |  |  | 1.61 | 2002-03-14 16:16 | Anjanece | 50 | 3400 | #VALUE! | #VALUE!
UTILITIES SERVICE | 450 | Y | UTILITIES SERVICE , 450 |  |  | 1.62 | 2002-03-14 16:16 | Anjanece | 50 | 3400 | #VALUE! | #VALUE!
UTILITIES SERVICE | 450 | Y | UTILITIES SERVICE , 450 |  |  | 1.63 | 2002-03-14 16:16 | Anjanece | 50 | 3400 | #VALUE! | #VALUE!
UTILITIES SERVICE | 450 | Y | UTILITIES SERVICE , 450 |  |  | 1.64 | 2002-03-14 16:16 | Anjanece | 50 | 3400 | #VALUE! | #VALUE!
UTILITIES SERVICE | 450 | Y | UTILITIES SERVICE , 450 |  |  | 1.66 | 2002-03-14 16:16 | Anjanece | 50 | 3400 | #VALUE! | #VALUE!
UTILITIES SERVICE | 450 | Y | UTILITIES SERVICE , 450 |  |  | 1.68 | 2002-03-14 16:16 | Anjanece | 50 | 3400 | #VALUE! | #VALUE!
UTILITIES SERVICE | 450 | Y | UTILITIES SERVICE , 450 |  |  | 1.73 | 2002-03-14 16:16 | Anjanece | 50 | 3400 | #VALUE! | #VALUE!
UTILITIES SERVICE | 450 | Y | UTILITIES SERVICE , 450 |  |  | 1.74 | 2002-03-14 16:16 | Anjanece | 50 | 3400 | #VALUE! | #VALUE!
UTILITIES SERVICE | 450 | Y | UTILITIES SERVICE , 450 |  |  | 1.81 | 2002-03-14 16:16 | Anjanece | 50 | 3400 | #VALUE! | #VALUE!
UTILITIES SERVICE | 450 | Y | UTILITIES SERVICE , 450 |  |  | 1.89 | 2002-03-14 16:16 | Anjanece | 50 | 3400 | #VALUE! | #VALUE!
UTILITIES SERVICE | 450 | Y | UTILITIES SERVICE , 450 |  |  | 1.9 | 2002-03-14 16:16 | Anjanece | 50 | 3400 | #VALUE! | #VALUE!
UTILITIES SERVICE | 450 | Y | UTILITIES SERVICE , 450 |  |  | 1.92 | 2002-03-14 16:16 | Anjanece | 50 | 3400 | #VALUE! | #VALUE!
UTILITIES SERVICE | 450 | Y | UTILITIES SERVICE , 450 |  |  | 1.95 | 2002-03-14 16:16 | Anjanece | 50 | 3400 | #VALUE! | #VALUE!
UTILITIES SERVICE | 450 | Y | UTILITIES SERVICE , 450 |  |  | 1.96 | 2002-03-14 16:16 | Anjanece | 50 | 3400 | #VALUE! | #VALUE!
UTILITIES SERVICE | 450 | Y | UTILITIES SERVICE , 450 |  |  | 1.98 | 2002-03-14 16:16 | Anjanece | 50 | 3400 | #VALUE! | #VALUE!
UTILITIES SERVICE | 450 | Y | UTILITIES SERVICE , 450 |  |  | 2.02 | 2002-03-14 16:16 | Anjanece | 50 | 3400 | #VALUE! | #VALUE!
UTILITIES SERVICE | 450 | Y | UTILITIES SERVICE , 450 |  |  | 2.03 | 2002-03-14 16:16 | Anjanece | 50 | 3400 | #VALUE! | #VALUE!
UTILITIES SERVICE | 450 | Y | UTILITIES SERVICE , 450 |  |  | 2.05 | 2002-03-14 16:16 | Anjanece | 50 | 3400 | #VALUE! | #VALUE!
UTILITIES SERVICE | 450 | Y | UTILITIES SERVICE , 450 |  |  | 2.06 | 2002-03-14 16:16 | Anjanece | 50 | 3400 | #VALUE! | #VALUE!
UTILITIES SERVICE | 450 | Y | UTILITIES SERVICE , 450 |  |  | 2.07 | 2002-03-14 16:16 | Anjanece | 50 | 3400 | #VALUE! | #VALUE!
UTILITIES SERVICE | 450 | Y | UTILITIES SERVICE , 450 |  |  | 2.13 | 2002-03-14 16:16 | Anjanece | 50 | 3400 | #VALUE! | #VALUE!
UTILITIES SERVICE | 450 | Y | UTILITIES SERVICE , 450 |  | Storm Stores | 0 | 2018-04-16 10:27 | Anjanece | 50 | 3400 | #VALUE! | #VALUE!
UTILITIES SERVICE | 450 | Y | UTILITIES SERVICE , 450 |  |  | 1.19 | 2018-04-16 10:27 | Anjanece | 50 | 3400 | #VALUE! | #VALUE!
UTILITIES SERVICE | 450 | Y | UTILITIES SERVICE , 450 |  |  | 1.24 | 2018-04-16 10:27 | Anjanece | 50 | 3400 | #VALUE! | #VALUE!
UTILITIES SERVICE | 450 | Y | UTILITIES SERVICE , 450 |  |  | 1.36 | 2018-04-16 10:27 | Anjanece | 50 | 3400 | #VALUE! | #VALUE!
UTILITIES SERVICE | 450 | Y | UTILITIES SERVICE , 450 |  |  | 1.66 | 2018-04-16 10:27 | Anjanece | 50 | 3400 | #VALUE! | #VALUE!
UTILITIES SERVICE | 450 | Y | UTILITIES SERVICE , 450 |  |  | 1.72 | 2018-04-16 10:27 | Anjanece | 50 | 3400 | #VALUE! | #VALUE!
UTILITIES SERVICE | 450 | Y | UTILITIES SERVICE , 450 |  |  | 1.85 | 2018-04-16 10:27 | Anjanece | 50 | 3400 | #VALUE! | #VALUE!
UTILITIES SERVICE | 450 | Y | UTILITIES SERVICE , 450 |  |  | 1.87 | 2018-04-16 10:27 | Anjanece | 50 | 3400 | #VALUE! | #VALUE!
UTILITIES SERVICE | 450 | Y | UTILITIES SERVICE , 450 |  |  | 1.88 | 2018-04-16 10:27 | Anjanece | 50 | 3400 | #VALUE! | #VALUE!
ALLIED BOLT, INC. | 5877 | Y | ALLIED BOLT, INC. , 5877 | JEA OVERHEAD DISTRIBUTION | CSC Stores | 1.02 | 2002-03-14 16:17 | Anjanece | 50 | 2400 | #VALUE! | #VALUE!
ALLIED BOLT, INC. | 5877 | Y | ALLIED BOLT, INC. , 5877 |  |  | 1.03 | 2002-03-14 16:17 | Anjanece | 50 | 2400 | #VALUE! | #VALUE!
ALLIED BOLT, INC. | 5877 | Y | ALLIED BOLT, INC. , 5877 |  |  | 1.04 | 2002-03-14 16:17 | Anjanece | 50 | 2400 | #VALUE! | #VALUE!
ALLIED BOLT, INC. | 5877 | Y | ALLIED BOLT, INC. , 5877 |  |  | 1.05 | 2002-03-14 16:17 | Anjanece | 50 | 2400 | #VALUE! | #VALUE!
ALLIED BOLT, INC. | 5877 | Y | ALLIED BOLT, INC. , 5877 |  |  | 1.17 | 2002-03-14 16:17 | Anjanece | 50 | 2400 | #VALUE! | #VALUE!
ALLIED BOLT, INC. | 5877 | Y | ALLIED BOLT, INC. , 5877 |  |  | 1.2 | 2002-03-14 16:17 | Anjanece | 50 | 2400 | #VALUE! | #VALUE!
ALLIED BOLT, INC. | 5877 | Y | ALLIED BOLT, INC. , 5877 |  |  | 1.23 | 2002-03-14 16:17 | Anjanece | 50 | 2400 | #VALUE! | #VALUE!
ALLIED BOLT, INC. | 5877 | Y | ALLIED BOLT, INC. , 5877 |  |  | 1.24 | 2002-03-14 16:17 | Anjanece | 50 | 2400 | #VALUE! | #VALUE!
ALLIED BOLT, INC. | 5877 | Y | ALLIED BOLT, INC. , 5877 |  |  | 1.25 | 2002-03-14 16:17 | Anjanece | 50 | 2400 | #VALUE! | #VALUE!
ALLIED BOLT, INC. | 5877 | Y | ALLIED BOLT, INC. , 5877 |  |  | 1.29 | 2002-03-14 16:17 | Anjanece | 50 | 2400 | #VALUE! | #VALUE!
ALLIED BOLT, INC. | 5877 | Y | ALLIED BOLT, INC. , 5877 |  |  | 1.3 | 2002-03-14 16:17 | Anjanece | 50 | 2400 | #VALUE! | #VALUE!
ALLIED BOLT, INC. | 5877 | Y | ALLIED BOLT, INC. , 5877 |  |  | 1.31 | 2002-03-14 16:17 | Anjanece | 50 | 2400 | #VALUE! | #VALUE!
ALLIED BOLT, INC. | 5877 | Y | ALLIED BOLT, INC. , 5877 |  |  | 1.33 | 2002-03-14 16:17 | Anjanece | 50 | 2400 | #VALUE! | #VALUE!
ALLIED BOLT, INC. | 5877 | Y | ALLIED BOLT, INC. , 5877 |  |  | 1.37 | 2002-03-14 16:17 | Anjanece | 50 | 2400 | #VALUE! | #VALUE!
ALLIED BOLT, INC. | 5877 | Y | ALLIED BOLT, INC. , 5877 |  |  | 1.38 | 2002-03-14 16:17 | Anjanece | 50 | 2400 | #VALUE! | #VALUE!
ALLIED BOLT, INC. | 5877 | Y | ALLIED BOLT, INC. , 5877 |  |  | 1.39 | 2002-03-14 16:17 | Anjanece | 50 | 2400 | #VALUE! | #VALUE!
ALLIED BOLT, INC. | 5877 | Y | ALLIED BOLT, INC. , 5877 |  |  | 1.43 | 2002-03-14 16:17 | Anjanece | 50 | 2400 | #VALUE! | #VALUE!
ALLIED BOLT, INC. | 5877 | Y | ALLIED BOLT, INC. , 5877 |  |  | 1.46 | 2002-03-14 16:17 | Anjanece | 50 | 2400 | #VALUE! | #VALUE!
ALLIED BOLT, INC. | 5877 | Y | ALLIED BOLT, INC. , 5877 |  |  | 1.48 | 2002-03-14 16:17 | Anjanece | 50 | 2400 | #VALUE! | #VALUE!
ALLIED BOLT, INC. | 5877 | Y | ALLIED BOLT, INC. , 5877 |  |  | 1.5 | 2002-03-14 16:17 | Anjanece | 50 | 2400 | #VALUE! | #VALUE!
ALLIED BOLT, INC. | 5877 | Y | ALLIED BOLT, INC. , 5877 |  |  | 1.51 | 2002-03-14 16:17 | Anjanece | 50 | 2400 | #VALUE! | #VALUE!
ALLIED BOLT, INC. | 5877 | Y | ALLIED BOLT, INC. , 5877 |  |  | 1.55 | 2002-03-14 16:17 | Anjanece | 50 | 2400 | #VALUE! | #VALUE!
ALLIED BOLT, INC. | 5877 | Y | ALLIED BOLT, INC. , 5877 |  |  | 1.57 | 2002-03-14 16:17 | Anjanece | 50 | 2400 | #VALUE! | #VALUE!
ALLIED BOLT, INC. | 5877 | Y | ALLIED BOLT, INC. , 5877 |  |  | 1.65 | 2002-03-14 16:17 | Anjanece | 50 | 2400 | #VALUE! | #VALUE!
ALLIED BOLT, INC. | 5877 | Y | ALLIED BOLT, INC. , 5877 |  |  | 1.69 | 2002-03-14 16:17 | Anjanece | 50 | 2400 | #VALUE! | #VALUE!
ALLIED BOLT, INC. | 5877 | Y | ALLIED BOLT, INC. , 5877 |  |  | 1.96 | 2002-03-14 16:17 | Anjanece | 50 | 2400 | #VALUE! | #VALUE!
ALLIED BOLT, INC. | 5877 | Y | ALLIED BOLT, INC. , 5877 |  |  | 1.99 | 2002-03-14 16:17 | Anjanece | 50 | 2400 | #VALUE! | #VALUE!
ALLIED BOLT, INC. | 5877 | Y | ALLIED BOLT, INC. , 5877 |  |  | 2.08 | 2002-03-14 16:17 | Anjanece | 50 | 2400 | #VALUE! | #VALUE!
ALLIED BOLT, INC. | 5877 | Y | ALLIED BOLT, INC. , 5877 |  |  | 2.13 | 2002-03-14 16:17 | Anjanece | 50 | 2400 | #VALUE! | #VALUE!
ALLIED BOLT, INC. | 5877 | Y | ALLIED BOLT, INC. , 5877 |  |  | 2.24 | 2002-03-14 16:17 | Anjanece | 50 | 2400 | #VALUE! | #VALUE!
ALLIED BOLT, INC. | 5877 | Y | ALLIED BOLT, INC. , 5877 |  |  | 2.26 | 2002-03-14 16:17 | Anjanece | 50 | 2400 | #VALUE! | #VALUE!
ALLIED BOLT, INC. | 5877 | Y | ALLIED BOLT, INC. , 5877 |  |  | 2.29 | 2002-03-14 16:17 | Anjanece | 50 | 2400 | #VALUE! | #VALUE!
ALLIED BOLT, INC. | 5877 | Y | ALLIED BOLT, INC. , 5877 |  |  | 2.3 | 2002-03-14 16:17 | Anjanece | 50 | 2400 | #VALUE! | #VALUE!
ALLIED BOLT, INC. | 5877 | Y | ALLIED BOLT, INC. , 5877 |  |  | 2.31 | 2002-03-14 16:17 | Anjanece | 50 | 2400 | #VALUE! | #VALUE!
ALLIED BOLT, INC. | 5877 | Y | ALLIED BOLT, INC. , 5877 |  |  | 2.59 | 2002-03-14 16:17 | Anjanece | 50 | 2400 | #VALUE! | #VALUE!
ALLIED BOLT, INC. | 5877 | Y | ALLIED BOLT, INC. , 5877 |  |  | 2.77 | 2002-03-14 16:17 | Anjanece | 50 | 2400 | #VALUE! | #VALUE!
ALLIED BOLT, INC. | 5877 | Y | ALLIED BOLT, INC. , 5877 |  | Storm Stores | 0 | 2018-04-16 10:27 | Anjanece | 50 | 2400 | #VALUE! | #VALUE!
ALLIED BOLT, INC. | 5877 | Y | ALLIED BOLT, INC. , 5877 |  |  | 1.14 | 2018-04-16 10:27 | Anjanece | 50 | 2400 | #VALUE! | #VALUE!
ALLIED BOLT, INC. | 5877 | Y | ALLIED BOLT, INC. , 5877 |  |  | 1.33 | 2018-04-16 10:27 | Anjanece | 50 | 2400 | #VALUE! | #VALUE!
ALLIED BOLT, INC. | 5877 | Y | ALLIED BOLT, INC. , 5877 |  |  | 1.48 | 2018-04-16 10:27 | Anjanece | 50 | 2400 | #VALUE! | #VALUE!
ALLIED BOLT, INC. | 5877 | Y | ALLIED BOLT, INC. , 5877 |  |  | 1.52 | 2018-04-16 10:27 | Anjanece | 50 | 2400 | #VALUE! | #VALUE!
ALLIED BOLT, INC. | 5877 | Y | ALLIED BOLT, INC. , 5877 |  |  | 1.55 | 2018-04-16 10:27 | Anjanece | 50 | 2400 | #VALUE! | #VALUE!
ALUMA-FORM | AF1093 | Y | ALUMA-FORM , AF1093 | JEA OVERHEAD DISTRIBUTION | CSC Stores | 1.02 | 2002-03-14 16:17 | Anjanece | 50 | 2400 | #VALUE! | #VALUE!
ALUMA-FORM | AF1093 | Y | ALUMA-FORM , AF1093 |  |  | 1.03 | 2002-03-14 16:17 | Anjanece | 50 | 2400 | #VALUE! | #VALUE!
ALUMA-FORM | AF1093 | Y | ALUMA-FORM , AF1093 |  |  | 1.04 | 2002-03-14 16:17 | Anjanece | 50 | 2400 | #VALUE! | #VALUE!
ALUMA-FORM | AF1093 | Y | ALUMA-FORM , AF1093 |  |  | 1.05 | 2002-03-14 16:17 | Anjanece | 50 | 2400 | #VALUE! | #VALUE!
ALUMA-FORM | AF1093 | Y | ALUMA-FORM , AF1093 |  |  | 1.17 | 2002-03-14 16:17 | Anjanece | 50 | 2400 | #VALUE! | #VALUE!
ALUMA-FORM | AF1093 | Y | ALUMA-FORM , AF1093 |  |  | 1.2 | 2002-03-14 16:17 | Anjanece | 50 | 2400 | #VALUE! | #VALUE!
ALUMA-FORM | AF1093 | Y | ALUMA-FORM , AF1093 |  |  | 1.23 | 2002-03-14 16:17 | Anjanece | 50 | 2400 | #VALUE! | #VALUE!
ALUMA-FORM | AF1093 | Y | ALUMA-FORM , AF1093 |  |  | 1.24 | 2002-03-14 16:17 | Anjanece | 50 | 2400 | #VALUE! | #VALUE!
ALUMA-FORM | AF1093 | Y | ALUMA-FORM , AF1093 |  |  | 1.25 | 2002-03-14 16:17 | Anjanece | 50 | 2400 | #VALUE! | #VALUE!
ALUMA-FORM | AF1093 | Y | ALUMA-FORM , AF1093 |  |  | 1.29 | 2002-03-14 16:17 | Anjanece | 50 | 2400 | #VALUE! | #VALUE!
ALUMA-FORM | AF1093 | Y | ALUMA-FORM , AF1093 |  |  | 1.3 | 2002-03-14 16:17 | Anjanece | 50 | 2400 | #VALUE! | #VALUE!
ALUMA-FORM | AF1093 | Y | ALUMA-FORM , AF1093 |  |  | 1.31 | 2002-03-14 16:17 | Anjanece | 50 | 2400 | #VALUE! | #VALUE!
ALUMA-FORM | AF1093 | Y | ALUMA-FORM , AF1093 |  |  | 1.33 | 2002-03-14 16:17 | Anjanece | 50 | 2400 | #VALUE! | #VALUE!
ALUMA-FORM | AF1093 | Y | ALUMA-FORM , AF1093 |  |  | 1.37 | 2002-03-14 16:17 | Anjanece | 50 | 2400 | #VALUE! | #VALUE!
ALUMA-FORM | AF1093 | Y | ALUMA-FORM , AF1093 |  |  | 1.38 | 2002-03-14 16:17 | Anjanece | 50 | 2400 | #VALUE! | #VALUE!
ALUMA-FORM | AF1093 | Y | ALUMA-FORM , AF1093 |  |  | 1.39 | 2002-03-14 16:17 | Anjanece | 50 | 2400 | #VALUE! | #VALUE!
ALUMA-FORM | AF1093 | Y | ALUMA-FORM , AF1093 |  |  | 1.43 | 2002-03-14 16:17 | Anjanece | 50 | 2400 | #VALUE! | #VALUE!
ALUMA-FORM | AF1093 | Y | ALUMA-FORM , AF1093 |  |  | 1.46 | 2002-03-14 16:17 | Anjanece | 50 | 2400 | #VALUE! | #VALUE!
ALUMA-FORM | AF1093 | Y | ALUMA-FORM , AF1093 |  |  | 1.48 | 2002-03-14 16:17 | Anjanece | 50 | 2400 | #VALUE! | #VALUE!
ALUMA-FORM | AF1093 | Y | ALUMA-FORM , AF1093 |  |  | 1.5 | 2002-03-14 16:17 | Anjanece | 50 | 2400 | #VALUE! | #VALUE!
ALUMA-FORM | AF1093 | Y | ALUMA-FORM , AF1093 |  |  | 1.51 | 2002-03-14 16:17 | Anjanece | 50 | 2400 | #VALUE! | #VALUE!
ALUMA-FORM | AF1093 | Y | ALUMA-FORM , AF1093 |  |  | 1.55 | 2002-03-14 16:17 | Anjanece | 50 | 2400 | #VALUE! | #VALUE!
ALUMA-FORM | AF1093 | Y | ALUMA-FORM , AF1093 |  |  | 1.57 | 2002-03-14 16:17 | Anjanece | 50 | 2400 | #VALUE! | #VALUE!
ALUMA-FORM | AF1093 | Y | ALUMA-FORM , AF1093 |  |  | 1.65 | 2002-03-14 16:17 | Anjanece | 50 | 2400 | #VALUE! | #VALUE!
ALUMA-FORM | AF1093 | Y | ALUMA-FORM , AF1093 |  |  | 1.69 | 2002-03-14 16:17 | Anjanece | 50 | 2400 | #VALUE! | #VALUE!
ALUMA-FORM | AF1093 | Y | ALUMA-FORM , AF1093 |  |  | 1.96 | 2002-03-14 16:17 | Anjanece | 50 | 2400 | #VALUE! | #VALUE!
ALUMA-FORM | AF1093 | Y | ALUMA-FORM , AF1093 |  |  | 1.99 | 2002-03-14 16:17 | Anjanece | 50 | 2400 | #VALUE! | #VALUE!
ALUMA-FORM | AF1093 | Y | ALUMA-FORM , AF1093 |  |  | 2.08 | 2002-03-14 16:17 | Anjanece | 50 | 2400 | #VALUE! | #VALUE!
ALUMA-FORM | AF1093 | Y | ALUMA-FORM , AF1093 |  |  | 2.13 | 2002-03-14 16:17 | Anjanece | 50 | 2400 | #VALUE! | #VALUE!
ALUMA-FORM | AF1093 | Y | ALUMA-FORM , AF1093 |  |  | 2.24 | 2002-03-14 16:17 | Anjanece | 50 | 2400 | #VALUE! | #VALUE!
ALUMA-FORM | AF1093 | Y | ALUMA-FORM , AF1093 |  |  | 2.26 | 2002-03-14 16:17 | Anjanece | 50 | 2400 | #VALUE! | #VALUE!
ALUMA-FORM | AF1093 | Y | ALUMA-FORM , AF1093 |  |  | 2.29 | 2002-03-14 16:17 | Anjanece | 50 | 2400 | #VALUE! | #VALUE!
ALUMA-FORM | AF1093 | Y | ALUMA-FORM , AF1093 |  |  | 2.3 | 2002-03-14 16:17 | Anjanece | 50 | 2400 | #VALUE! | #VALUE!
ALUMA-FORM | AF1093 | Y | ALUMA-FORM , AF1093 |  |  | 2.31 | 2002-03-14 16:17 | Anjanece | 50 | 2400 | #VALUE! | #VALUE!
ALUMA-FORM | AF1093 | Y | ALUMA-FORM , AF1093 |  |  | 2.59 | 2002-03-14 16:17 | Anjanece | 50 | 2400 | #VALUE! | #VALUE!
ALUMA-FORM | AF1093 | Y | ALUMA-FORM , AF1093 |  |  | 2.77 | 2002-03-14 16:17 | Anjanece | 50 | 2400 | #VALUE! | #VALUE!
ALUMA-FORM | AF1093 | Y | ALUMA-FORM , AF1093 |  | Storm Stores | 0 | 2018-04-16 10:27 | Anjanece | 50 | 2400 | #VALUE! | #VALUE!
ALUMA-FORM | AF1093 | Y | ALUMA-FORM , AF1093 |  |  | 1.14 | 2018-04-16 10:27 | Anjanece | 50 | 2400 | #VALUE! | #VALUE!
ALUMA-FORM | AF1093 | Y | ALUMA-FORM , AF1093 |  |  | 1.33 | 2018-04-16 10:27 | Anjanece | 50 | 2400 | #VALUE! | #VALUE!
ALUMA-FORM | AF1093 | Y | ALUMA-FORM , AF1093 |  |  | 1.48 | 2018-04-16 10:27 | Anjanece | 50 | 2400 | #VALUE! | #VALUE!
ALUMA-FORM | AF1093 | Y | ALUMA-FORM , AF1093 |  |  | 1.52 | 2018-04-16 10:27 | Anjanece | 50 | 2400 | #VALUE! | #VALUE!
ALUMA-FORM | AF1093 | Y | ALUMA-FORM , AF1093 |  |  | 1.55 | 2018-04-16 10:27 | Anjanece | 50 | 2400 | #VALUE! | #VALUE!
BARRON BETHEA | OEN-2B | Y | BARRON BETHEA , OEN-2B | JEA OVERHEAD DISTRIBUTION | CSC Stores | 1.02 | 2002-03-14 16:17 | Anjanece | 50 | 2400 | #VALUE! | #VALUE!
BARRON BETHEA | OEN-2B | Y | BARRON BETHEA , OEN-2B |  |  | 1.03 | 2002-03-14 16:17 | Anjanece | 50 | 2400 | #VALUE! | #VALUE!
BARRON BETHEA | OEN-2B | Y | BARRON BETHEA , OEN-2B |  |  | 1.04 | 2002-03-14 16:17 | Anjanece | 50 | 2400 | #VALUE! | #VALUE!
BARRON BETHEA | OEN-2B | Y | BARRON BETHEA , OEN-2B |  |  | 1.05 | 2002-03-14 16:17 | Anjanece | 50 | 2400 | #VALUE! | #VALUE!
BARRON BETHEA | OEN-2B | Y | BARRON BETHEA , OEN-2B |  |  | 1.17 | 2002-03-14 16:17 | Anjanece | 50 | 2400 | #VALUE! | #VALUE!
BARRON BETHEA | OEN-2B | Y | BARRON BETHEA , OEN-2B |  |  | 1.2 | 2002-03-14 16:17 | Anjanece | 50 | 2400 | #VALUE! | #VALUE!
BARRON BETHEA | OEN-2B | Y | BARRON BETHEA , OEN-2B |  |  | 1.23 | 2002-03-14 16:17 | Anjanece | 50 | 2400 | #VALUE! | #VALUE!
BARRON BETHEA | OEN-2B | Y | BARRON BETHEA , OEN-2B |  |  | 1.24 | 2002-03-14 16:17 | Anjanece | 50 | 2400 | #VALUE! | #VALUE!
BARRON BETHEA | OEN-2B | Y | BARRON BETHEA , OEN-2B |  |  | 1.25 | 2002-03-14 16:17 | Anjanece | 50 | 2400 | #VALUE! | #VALUE!
BARRON BETHEA | OEN-2B | Y | BARRON BETHEA , OEN-2B |  |  | 1.29 | 2002-03-14 16:17 | Anjanece | 50 | 2400 | #VALUE! | #VALUE!
BARRON BETHEA | OEN-2B | Y | BARRON BETHEA , OEN-2B |  |  | 1.3 | 2002-03-14 16:17 | Anjanece | 50 | 2400 | #VALUE! | #VALUE!
BARRON BETHEA | OEN-2B | Y | BARRON BETHEA , OEN-2B |  |  | 1.31 | 2002-03-14 16:17 | Anjanece | 50 | 2400 | #VALUE! | #VALUE!
BARRON BETHEA | OEN-2B | Y | BARRON BETHEA , OEN-2B |  |  | 1.33 | 2002-03-14 16:17 | Anjanece | 50 | 2400 | #VALUE! | #VALUE!
BARRON BETHEA | OEN-2B | Y | BARRON BETHEA , OEN-2B |  |  | 1.37 | 2002-03-14 16:17 | Anjanece | 50 | 2400 | #VALUE! | #VALUE!
BARRON BETHEA | OEN-2B | Y | BARRON BETHEA , OEN-2B |  |  | 1.38 | 2002-03-14 16:17 | Anjanece | 50 | 2400 | #VALUE! | #VALUE!
BARRON BETHEA | OEN-2B | Y | BARRON BETHEA , OEN-2B |  |  | 1.39 | 2002-03-14 16:17 | Anjanece | 50 | 2400 | #VALUE! | #VALUE!
BARRON BETHEA | OEN-2B | Y | BARRON BETHEA , OEN-2B |  |  | 1.43 | 2002-03-14 16:17 | Anjanece | 50 | 2400 | #VALUE! | #VALUE!
BARRON BETHEA | OEN-2B | Y | BARRON BETHEA , OEN-2B |  |  | 1.46 | 2002-03-14 16:17 | Anjanece | 50 | 2400 | #VALUE! | #VALUE!
BARRON BETHEA | OEN-2B | Y | BARRON BETHEA , OEN-2B |  |  | 1.48 | 2002-03-14 16:17 | Anjanece | 50 | 2400 | #VALUE! | #VALUE!
BARRON BETHEA | OEN-2B | Y | BARRON BETHEA , OEN-2B |  |  | 1.5 | 2002-03-14 16:17 | Anjanece | 50 | 2400 | #VALUE! | #VALUE!
BARRON BETHEA | OEN-2B | Y | BARRON BETHEA , OEN-2B |  |  | 1.51 | 2002-03-14 16:17 | Anjanece | 50 | 2400 | #VALUE! | #VALUE!
BARRON BETHEA | OEN-2B | Y | BARRON BETHEA , OEN-2B |  |  | 1.55 | 2002-03-14 16:17 | Anjanece | 50 | 2400 | #VALUE! | #VALUE!
BARRON BETHEA | OEN-2B | Y | BARRON BETHEA , OEN-2B |  |  | 1.57 | 2002-03-14 16:17 | Anjanece | 50 | 2400 | #VALUE! | #VALUE!
BARRON BETHEA | OEN-2B | Y | BARRON BETHEA , OEN-2B |  |  | 1.65 | 2002-03-14 16:17 | Anjanece | 50 | 2400 | #VALUE! | #VALUE!
BARRON BETHEA | OEN-2B | Y | BARRON BETHEA , OEN-2B |  |  | 1.69 | 2002-03-14 16:17 | Anjanece | 50 | 2400 | #VALUE! | #VALUE!
BARRON BETHEA | OEN-2B | Y | BARRON BETHEA , OEN-2B |  |  | 1.96 | 2002-03-14 16:17 | Anjanece | 50 | 2400 | #VALUE! | #VALUE!
BARRON BETHEA | OEN-2B | Y | BARRON BETHEA , OEN-2B |  |  | 1.99 | 2002-03-14 16:17 | Anjanece | 50 | 2400 | #VALUE! | #VALUE!
BARRON BETHEA | OEN-2B | Y | BARRON BETHEA , OEN-2B |  |  | 2.08 | 2002-03-14 16:17 | Anjanece | 50 | 2400 | #VALUE! | #VALUE!
BARRON BETHEA | OEN-2B | Y | BARRON BETHEA , OEN-2B |  |  | 2.13 | 2002-03-14 16:17 | Anjanece | 50 | 2400 | #VALUE! | #VALUE!
BARRON BETHEA | OEN-2B | Y | BARRON BETHEA , OEN-2B |  |  | 2.24 | 2002-03-14 16:17 | Anjanece | 50 | 2400 | #VALUE! | #VALUE!
BARRON BETHEA | OEN-2B | Y | BARRON BETHEA , OEN-2B |  |  | 2.26 | 2002-03-14 16:17 | Anjanece | 50 | 2400 | #VALUE! | #VALUE!
BARRON BETHEA | OEN-2B | Y | BARRON BETHEA , OEN-2B |  |  | 2.29 | 2002-03-14 16:17 | Anjanece | 50 | 2400 | #VALUE! | #VALUE!
BARRON BETHEA | OEN-2B | Y | BARRON BETHEA , OEN-2B |  |  | 2.3 | 2002-03-14 16:17 | Anjanece | 50 | 2400 | #VALUE! | #VALUE!
BARRON BETHEA | OEN-2B | Y | BARRON BETHEA , OEN-2B |  |  | 2.31 | 2002-03-14 16:17 | Anjanece | 50 | 2400 | #VALUE! | #VALUE!
BARRON BETHEA | OEN-2B | Y | BARRON BETHEA , OEN-2B |  |  | 2.59 | 2002-03-14 16:17 | Anjanece | 50 | 2400 | #VALUE! | #VALUE!
BARRON BETHEA | OEN-2B | Y | BARRON BETHEA , OEN-2B |  |  | 2.77 | 2002-03-14 16:17 | Anjanece | 50 | 2400 | #VALUE! | #VALUE!
BARRON BETHEA | OEN-2B | Y | BARRON BETHEA , OEN-2B |  | Storm Stores | 0 | 2018-04-16 10:27 | Anjanece | 50 | 2400 | #VALUE! | #VALUE!
BARRON BETHEA | OEN-2B | Y | BARRON BETHEA , OEN-2B |  |  | 1.14 | 2018-04-16 10:27 | Anjanece | 50 | 2400 | #VALUE! | #VALUE!
BARRON BETHEA | OEN-2B | Y | BARRON BETHEA , OEN-2B |  |  | 1.33 | 2018-04-16 10:27 | Anjanece | 50 | 2400 | #VALUE! | #VALUE!
BARRON BETHEA | OEN-2B | Y | BARRON BETHEA , OEN-2B |  |  | 1.48 | 2018-04-16 10:27 | Anjanece | 50 | 2400 | #VALUE! | #VALUE!
BARRON BETHEA | OEN-2B | Y | BARRON BETHEA , OEN-2B |  |  | 1.52 | 2018-04-16 10:27 | Anjanece | 50 | 2400 | #VALUE! | #VALUE!
BARRON BETHEA | OEN-2B | Y | BARRON BETHEA , OEN-2B |  |  | 1.55 | 2018-04-16 10:27 | Anjanece | 50 | 2400 | #VALUE! | #VALUE!
CHAMP | CH34EN | Y | CHAMP , CH34EN | JEA OVERHEAD DISTRIBUTION | CSC Stores | 1.02 | 2002-03-14 16:17 | Anjanece | 50 | 2400 | #VALUE! | #VALUE!
CHAMP | CH34EN | Y | CHAMP , CH34EN |  |  | 1.03 | 2002-03-14 16:17 | Anjanece | 50 | 2400 | #VALUE! | #VALUE!
CHAMP | CH34EN | Y | CHAMP , CH34EN |  |  | 1.04 | 2002-03-14 16:17 | Anjanece | 50 | 2400 | #VALUE! | #VALUE!
CHAMP | CH34EN | Y | CHAMP , CH34EN |  |  | 1.05 | 2002-03-14 16:17 | Anjanece | 50 | 2400 | #VALUE! | #VALUE!
CHAMP | CH34EN | Y | CHAMP , CH34EN |  |  | 1.17 | 2002-03-14 16:17 | Anjanece | 50 | 2400 | #VALUE! | #VALUE!
CHAMP | CH34EN | Y | CHAMP , CH34EN |  |  | 1.2 | 2002-03-14 16:17 | Anjanece | 50 | 2400 | #VALUE! | #VALUE!
CHAMP | CH34EN | Y | CHAMP , CH34EN |  |  | 1.23 | 2002-03-14 16:17 | Anjanece | 50 | 2400 | #VALUE! | #VALUE!
CHAMP | CH34EN | Y | CHAMP , CH34EN |  |  | 1.24 | 2002-03-14 16:17 | Anjanece | 50 | 2400 | #VALUE! | #VALUE!
CHAMP | CH34EN | Y | CHAMP , CH34EN |  |  | 1.25 | 2002-03-14 16:17 | Anjanece | 50 | 2400 | #VALUE! | #VALUE!
CHAMP | CH34EN | Y | CHAMP , CH34EN |  |  | 1.29 | 2002-03-14 16:17 | Anjanece | 50 | 2400 | #VALUE! | #VALUE!
CHAMP | CH34EN | Y | CHAMP , CH34EN |  |  | 1.3 | 2002-03-14 16:17 | Anjanece | 50 | 2400 | #VALUE! | #VALUE!
CHAMP | CH34EN | Y | CHAMP , CH34EN |  |  | 1.31 | 2002-03-14 16:17 | Anjanece | 50 | 2400 | #VALUE! | #VALUE!
CHAMP | CH34EN | Y | CHAMP , CH34EN |  |  | 1.33 | 2002-03-14 16:17 | Anjanece | 50 | 2400 | #VALUE! | #VALUE!
CHAMP | CH34EN | Y | CHAMP , CH34EN |  |  | 1.37 | 2002-03-14 16:17 | Anjanece | 50 | 2400 | #VALUE! | #VALUE!
CHAMP | CH34EN | Y | CHAMP , CH34EN |  |  | 1.38 | 2002-03-14 16:17 | Anjanece | 50 | 2400 | #VALUE! | #VALUE!
CHAMP | CH34EN | Y | CHAMP , CH34EN |  |  | 1.39 | 2002-03-14 16:17 | Anjanece | 50 | 2400 | #VALUE! | #VALUE!
CHAMP | CH34EN | Y | CHAMP , CH34EN |  |  | 1.43 | 2002-03-14 16:17 | Anjanece | 50 | 2400 | #VALUE! | #VALUE!
CHAMP | CH34EN | Y | CHAMP , CH34EN |  |  | 1.46 | 2002-03-14 16:17 | Anjanece | 50 | 2400 | #VALUE! | #VALUE!
CHAMP | CH34EN | Y | CHAMP , CH34EN |  |  | 1.48 | 2002-03-14 16:17 | Anjanece | 50 | 2400 | #VALUE! | #VALUE!
CHAMP | CH34EN | Y | CHAMP , CH34EN |  |  | 1.5 | 2002-03-14 16:17 | Anjanece | 50 | 2400 | #VALUE! | #VALUE!
CHAMP | CH34EN | Y | CHAMP , CH34EN |  |  | 1.51 | 2002-03-14 16:17 | Anjanece | 50 | 2400 | #VALUE! | #VALUE!
CHAMP | CH34EN | Y | CHAMP , CH34EN |  |  | 1.55 | 2002-03-14 16:17 | Anjanece | 50 | 2400 | #VALUE! | #VALUE!
CHAMP | CH34EN | Y | CHAMP , CH34EN |  |  | 1.57 | 2002-03-14 16:17 | Anjanece | 50 | 2400 | #VALUE! | #VALUE!
CHAMP | CH34EN | Y | CHAMP , CH34EN |  |  | 1.65 | 2002-03-14 16:17 | Anjanece | 50 | 2400 | #VALUE! | #VALUE!
CHAMP | CH34EN | Y | CHAMP , CH34EN |  |  | 1.69 | 2002-03-14 16:17 | Anjanece | 50 | 2400 | #VALUE! | #VALUE!
CHAMP | CH34EN | Y | CHAMP , CH34EN |  |  | 1.96 | 2002-03-14 16:17 | Anjanece | 50 | 2400 | #VALUE! | #VALUE!
CHAMP | CH34EN | Y | CHAMP , CH34EN |  |  | 1.99 | 2002-03-14 16:17 | Anjanece | 50 | 2400 | #VALUE! | #VALUE!
CHAMP | CH34EN | Y | CHAMP , CH34EN |  |  | 2.08 | 2002-03-14 16:17 | Anjanece | 50 | 2400 | #VALUE! | #VALUE!
CHAMP | CH34EN | Y | CHAMP , CH34EN |  |  | 2.13 | 2002-03-14 16:17 | Anjanece | 50 | 2400 | #VALUE! | #VALUE!
CHAMP | CH34EN | Y | CHAMP , CH34EN |  |  | 2.24 | 2002-03-14 16:17 | Anjanece | 50 | 2400 | #VALUE! | #VALUE!
CHAMP | CH34EN | Y | CHAMP , CH34EN |  |  | 2.26 | 2002-03-14 16:17 | Anjanece | 50 | 2400 | #VALUE! | #VALUE!
CHAMP | CH34EN | Y | CHAMP , CH34EN |  |  | 2.29 | 2002-03-14 16:17 | Anjanece | 50 | 2400 | #VALUE! | #VALUE!
CHAMP | CH34EN | Y | CHAMP , CH34EN |  |  | 2.3 | 2002-03-14 16:17 | Anjanece | 50 | 2400 | #VALUE! | #VALUE!
CHAMP | CH34EN | Y | CHAMP , CH34EN |  |  | 2.31 | 2002-03-14 16:17 | Anjanece | 50 | 2400 | #VALUE! | #VALUE!
CHAMP | CH34EN | Y | CHAMP , CH34EN |  |  | 2.59 | 2002-03-14 16:17 | Anjanece | 50 | 2400 | #VALUE! | #VALUE!
CHAMP | CH34EN | Y | CHAMP , CH34EN |  |  | 2.77 | 2002-03-14 16:17 | Anjanece | 50 | 2400 | #VALUE! | #VALUE!
CHAMP | CH34EN | Y | CHAMP , CH34EN |  | Storm Stores | 0 | 2018-04-16 10:27 | Anjanece | 50 | 2400 | #VALUE! | #VALUE!
CHAMP | CH34EN | Y | CHAMP , CH34EN |  |  | 1.14 | 2018-04-16 10:27 | Anjanece | 50 | 2400 | #VALUE! | #VALUE!
CHAMP | CH34EN | Y | CHAMP , CH34EN |  |  | 1.33 | 2018-04-16 10:27 | Anjanece | 50 | 2400 | #VALUE! | #VALUE!
CHAMP | CH34EN | Y | CHAMP , CH34EN |  |  | 1.48 | 2018-04-16 10:27 | Anjanece | 50 | 2400 | #VALUE! | #VALUE!
CHAMP | CH34EN | Y | CHAMP , CH34EN |  |  | 1.52 | 2018-04-16 10:27 | Anjanece | 50 | 2400 | #VALUE! | #VALUE!
CHAMP | CH34EN | Y | CHAMP , CH34EN |  |  | 1.55 | 2018-04-16 10:27 | Anjanece | 50 | 2400 | #VALUE! | #VALUE!
CHANCE | 6503 | Y | CHANCE , 6503 | JEA OVERHEAD DISTRIBUTION | CSC Stores | 1.02 | 2002-03-14 16:17 | Anjanece | 50 | 2400 | #VALUE! | #VALUE!
CHANCE | 6503 | Y | CHANCE , 6503 |  |  | 1.03 | 2002-03-14 16:17 | Anjanece | 50 | 2400 | #VALUE! | #VALUE!
CHANCE | 6503 | Y | CHANCE , 6503 |  |  | 1.04 | 2002-03-14 16:17 | Anjanece | 50 | 2400 | #VALUE! | #VALUE!
CHANCE | 6503 | Y | CHANCE , 6503 |  |  | 1.05 | 2002-03-14 16:17 | Anjanece | 50 | 2400 | #VALUE! | #VALUE!
CHANCE | 6503 | Y | CHANCE , 6503 |  |  | 1.17 | 2002-03-14 16:17 | Anjanece | 50 | 2400 | #VALUE! | #VALUE!
CHANCE | 6503 | Y | CHANCE , 6503 |  |  | 1.2 | 2002-03-14 16:17 | Anjanece | 50 | 2400 | #VALUE! | #VALUE!
CHANCE | 6503 | Y | CHANCE , 6503 |  |  | 1.23 | 2002-03-14 16:17 | Anjanece | 50 | 2400 | #VALUE! | #VALUE!
CHANCE | 6503 | Y | CHANCE , 6503 |  |  | 1.24 | 2002-03-14 16:17 | Anjanece | 50 | 2400 | #VALUE! | #VALUE!
CHANCE | 6503 | Y | CHANCE , 6503 |  |  | 1.25 | 2002-03-14 16:17 | Anjanece | 50 | 2400 | #VALUE! | #VALUE!
CHANCE | 6503 | Y | CHANCE , 6503 |  |  | 1.29 | 2002-03-14 16:17 | Anjanece | 50 | 2400 | #VALUE! | #VALUE!
CHANCE | 6503 | Y | CHANCE , 6503 |  |  | 1.3 | 2002-03-14 16:17 | Anjanece | 50 | 2400 | #VALUE! | #VALUE!
CHANCE | 6503 | Y | CHANCE , 6503 |  |  | 1.31 | 2002-03-14 16:17 | Anjanece | 50 | 2400 | #VALUE! | #VALUE!
CHANCE | 6503 | Y | CHANCE , 6503 |  |  | 1.33 | 2002-03-14 16:17 | Anjanece | 50 | 2400 | #VALUE! | #VALUE!
CHANCE | 6503 | Y | CHANCE , 6503 |  |  | 1.37 | 2002-03-14 16:17 | Anjanece | 50 | 2400 | #VALUE! | #VALUE!
CHANCE | 6503 | Y | CHANCE , 6503 |  |  | 1.38 | 2002-03-14 16:17 | Anjanece | 50 | 2400 | #VALUE! | #VALUE!
CHANCE | 6503 | Y | CHANCE , 6503 |  |  | 1.39 | 2002-03-14 16:17 | Anjanece | 50 | 2400 | #VALUE! | #VALUE!
CHANCE | 6503 | Y | CHANCE , 6503 |  |  | 1.43 | 2002-03-14 16:17 | Anjanece | 50 | 2400 | #VALUE! | #VALUE!
CHANCE | 6503 | Y | CHANCE , 6503 |  |  | 1.46 | 2002-03-14 16:17 | Anjanece | 50 | 2400 | #VALUE! | #VALUE!
CHANCE | 6503 | Y | CHANCE , 6503 |  |  | 1.48 | 2002-03-14 16:17 | Anjanece | 50 | 2400 | #VALUE! | #VALUE!
CHANCE | 6503 | Y | CHANCE , 6503 |  |  | 1.5 | 2002-03-14 16:17 | Anjanece | 50 | 2400 | #VALUE! | #VALUE!
CHANCE | 6503 | Y | CHANCE , 6503 |  |  | 1.51 | 2002-03-14 16:17 | Anjanece | 50 | 2400 | #VALUE! | #VALUE!
CHANCE | 6503 | Y | CHANCE , 6503 |  |  | 1.55 | 2002-03-14 16:17 | Anjanece | 50 | 2400 | #VALUE! | #VALUE!
CHANCE | 6503 | Y | CHANCE , 6503 |  |  | 1.57 | 2002-03-14 16:17 | Anjanece | 50 | 2400 | #VALUE! | #VALUE!
CHANCE | 6503 | Y | CHANCE , 6503 |  |  | 1.65 | 2002-03-14 16:17 | Anjanece | 50 | 2400 | #VALUE! | #VALUE!
CHANCE | 6503 | Y | CHANCE , 6503 |  |  | 1.69 | 2002-03-14 16:17 | Anjanece | 50 | 2400 | #VALUE! | #VALUE!
CHANCE | 6503 | Y | CHANCE , 6503 |  |  | 1.96 | 2002-03-14 16:17 | Anjanece | 50 | 2400 | #VALUE! | #VALUE!
CHANCE | 6503 | Y | CHANCE , 6503 |  |  | 1.99 | 2002-03-14 16:17 | Anjanece | 50 | 2400 | #VALUE! | #VALUE!
CHANCE | 6503 | Y | CHANCE , 6503 |  |  | 2.08 | 2002-03-14 16:17 | Anjanece | 50 | 2400 | #VALUE! | #VALUE!
CHANCE | 6503 | Y | CHANCE , 6503 |  |  | 2.13 | 2002-03-14 16:17 | Anjanece | 50 | 2400 | #VALUE! | #VALUE!
CHANCE | 6503 | Y | CHANCE , 6503 |  |  | 2.24 | 2002-03-14 16:17 | Anjanece | 50 | 2400 | #VALUE! | #VALUE!
CHANCE | 6503 | Y | CHANCE , 6503 |  |  | 2.26 | 2002-03-14 16:17 | Anjanece | 50 | 2400 | #VALUE! | #VALUE!
CHANCE | 6503 | Y | CHANCE , 6503 |  |  | 2.29 | 2002-03-14 16:17 | Anjanece | 50 | 2400 | #VALUE! | #VALUE!
CHANCE | 6503 | Y | CHANCE , 6503 |  |  | 2.3 | 2002-03-14 16:17 | Anjanece | 50 | 2400 | #VALUE! | #VALUE!
CHANCE | 6503 | Y | CHANCE , 6503 |  |  | 2.31 | 2002-03-14 16:17 | Anjanece | 50 | 2400 | #VALUE! | #VALUE!
CHANCE | 6503 | Y | CHANCE , 6503 |  |  | 2.59 | 2002-03-14 16:17 | Anjanece | 50 | 2400 | #VALUE! | #VALUE!
CHANCE | 6503 | Y | CHANCE , 6503 |  |  | 2.77 | 2002-03-14 16:17 | Anjanece | 50 | 2400 | #VALUE! | #VALUE!
CHANCE | 6503 | Y | CHANCE , 6503 |  | Storm Stores | 0 | 2018-04-16 10:27 | Anjanece | 50 | 2400 | #VALUE! | #VALUE!
CHANCE | 6503 | Y | CHANCE , 6503 |  |  | 1.14 | 2018-04-16 10:27 | Anjanece | 50 | 2400 | #VALUE! | #VALUE!
CHANCE | 6503 | Y | CHANCE , 6503 |  |  | 1.33 | 2018-04-16 10:27 | Anjanece | 50 | 2400 | #VALUE! | #VALUE!
CHANCE | 6503 | Y | CHANCE , 6503 |  |  | 1.48 | 2018-04-16 10:27 | Anjanece | 50 | 2400 | #VALUE! | #VALUE!
CHANCE | 6503 | Y | CHANCE , 6503 |  |  | 1.52 | 2018-04-16 10:27 | Anjanece | 50 | 2400 | #VALUE! | #VALUE!
CHANCE | 6503 | Y | CHANCE , 6503 |  |  | 1.55 | 2018-04-16 10:27 | Anjanece | 50 | 2400 | #VALUE! | #VALUE!
CONTINENTAL ELECTRIC | EN-6 | Y | CONTINENTAL ELECTRIC , EN-6 | JEA OVERHEAD DISTRIBUTION | CSC Stores | 1.02 | 2002-03-14 16:17 | Anjanece | 50 | 2400 | #VALUE! | #VALUE!
CONTINENTAL ELECTRIC | EN-6 | Y | CONTINENTAL ELECTRIC , EN-6 |  |  | 1.03 | 2002-03-14 16:17 | Anjanece | 50 | 2400 | #VALUE! | #VALUE!
CONTINENTAL ELECTRIC | EN-6 | Y | CONTINENTAL ELECTRIC , EN-6 |  |  | 1.04 | 2002-03-14 16:17 | Anjanece | 50 | 2400 | #VALUE! | #VALUE!
CONTINENTAL ELECTRIC | EN-6 | Y | CONTINENTAL ELECTRIC , EN-6 |  |  | 1.05 | 2002-03-14 16:17 | Anjanece | 50 | 2400 | #VALUE! | #VALUE!
CONTINENTAL ELECTRIC | EN-6 | Y | CONTINENTAL ELECTRIC , EN-6 |  |  | 1.17 | 2002-03-14 16:17 | Anjanece | 50 | 2400 | #VALUE! | #VALUE!
CONTINENTAL ELECTRIC | EN-6 | Y | CONTINENTAL ELECTRIC , EN-6 |  |  | 1.2 | 2002-03-14 16:17 | Anjanece | 50 | 2400 | #VALUE! | #VALUE!
CONTINENTAL ELECTRIC | EN-6 | Y | CONTINENTAL ELECTRIC , EN-6 |  |  | 1.23 | 2002-03-14 16:17 | Anjanece | 50 | 2400 | #VALUE! | #VALUE!
CONTINENTAL ELECTRIC | EN-6 | Y | CONTINENTAL ELECTRIC , EN-6 |  |  | 1.24 | 2002-03-14 16:17 | Anjanece | 50 | 2400 | #VALUE! | #VALUE!
CONTINENTAL ELECTRIC | EN-6 | Y | CONTINENTAL ELECTRIC , EN-6 |  |  | 1.25 | 2002-03-14 16:17 | Anjanece | 50 | 2400 | #VALUE! | #VALUE!
CONTINENTAL ELECTRIC | EN-6 | Y | CONTINENTAL ELECTRIC , EN-6 |  |  | 1.29 | 2002-03-14 16:17 | Anjanece | 50 | 2400 | #VALUE! | #VALUE!
CONTINENTAL ELECTRIC | EN-6 | Y | CONTINENTAL ELECTRIC , EN-6 |  |  | 1.3 | 2002-03-14 16:17 | Anjanece | 50 | 2400 | #VALUE! | #VALUE!
CONTINENTAL ELECTRIC | EN-6 | Y | CONTINENTAL ELECTRIC , EN-6 |  |  | 1.31 | 2002-03-14 16:17 | Anjanece | 50 | 2400 | #VALUE! | #VALUE!
CONTINENTAL ELECTRIC | EN-6 | Y | CONTINENTAL ELECTRIC , EN-6 |  |  | 1.33 | 2002-03-14 16:17 | Anjanece | 50 | 2400 | #VALUE! | #VALUE!
CONTINENTAL ELECTRIC | EN-6 | Y | CONTINENTAL ELECTRIC , EN-6 |  |  | 1.37 | 2002-03-14 16:17 | Anjanece | 50 | 2400 | #VALUE! | #VALUE!
CONTINENTAL ELECTRIC | EN-6 | Y | CONTINENTAL ELECTRIC , EN-6 |  |  | 1.38 | 2002-03-14 16:17 | Anjanece | 50 | 2400 | #VALUE! | #VALUE!
CONTINENTAL ELECTRIC | EN-6 | Y | CONTINENTAL ELECTRIC , EN-6 |  |  | 1.39 | 2002-03-14 16:17 | Anjanece | 50 | 2400 | #VALUE! | #VALUE!
CONTINENTAL ELECTRIC | EN-6 | Y | CONTINENTAL ELECTRIC , EN-6 |  |  | 1.43 | 2002-03-14 16:17 | Anjanece | 50 | 2400 | #VALUE! | #VALUE!
CONTINENTAL ELECTRIC | EN-6 | Y | CONTINENTAL ELECTRIC , EN-6 |  |  | 1.46 | 2002-03-14 16:17 | Anjanece | 50 | 2400 | #VALUE! | #VALUE!
CONTINENTAL ELECTRIC | EN-6 | Y | CONTINENTAL ELECTRIC , EN-6 |  |  | 1.48 | 2002-03-14 16:17 | Anjanece | 50 | 2400 | #VALUE! | #VALUE!
CONTINENTAL ELECTRIC | EN-6 | Y | CONTINENTAL ELECTRIC , EN-6 |  |  | 1.5 | 2002-03-14 16:17 | Anjanece | 50 | 2400 | #VALUE! | #VALUE!
CONTINENTAL ELECTRIC | EN-6 | Y | CONTINENTAL ELECTRIC , EN-6 |  |  | 1.51 | 2002-03-14 16:17 | Anjanece | 50 | 2400 | #VALUE! | #VALUE!
CONTINENTAL ELECTRIC | EN-6 | Y | CONTINENTAL ELECTRIC , EN-6 |  |  | 1.55 | 2002-03-14 16:17 | Anjanece | 50 | 2400 | #VALUE! | #VALUE!
CONTINENTAL ELECTRIC | EN-6 | Y | CONTINENTAL ELECTRIC , EN-6 |  |  | 1.57 | 2002-03-14 16:17 | Anjanece | 50 | 2400 | #VALUE! | #VALUE!
CONTINENTAL ELECTRIC | EN-6 | Y | CONTINENTAL ELECTRIC , EN-6 |  |  | 1.65 | 2002-03-14 16:17 | Anjanece | 50 | 2400 | #VALUE! | #VALUE!
CONTINENTAL ELECTRIC | EN-6 | Y | CONTINENTAL ELECTRIC , EN-6 |  |  | 1.69 | 2002-03-14 16:17 | Anjanece | 50 | 2400 | #VALUE! | #VALUE!
CONTINENTAL ELECTRIC | EN-6 | Y | CONTINENTAL ELECTRIC , EN-6 |  |  | 1.96 | 2002-03-14 16:17 | Anjanece | 50 | 2400 | #VALUE! | #VALUE!
CONTINENTAL ELECTRIC | EN-6 | Y | CONTINENTAL ELECTRIC , EN-6 |  |  | 1.99 | 2002-03-14 16:17 | Anjanece | 50 | 2400 | #VALUE! | #VALUE!
CONTINENTAL ELECTRIC | EN-6 | Y | CONTINENTAL ELECTRIC , EN-6 |  |  | 2.08 | 2002-03-14 16:17 | Anjanece | 50 | 2400 | #VALUE! | #VALUE!
CONTINENTAL ELECTRIC | EN-6 | Y | CONTINENTAL ELECTRIC , EN-6 |  |  | 2.13 | 2002-03-14 16:17 | Anjanece | 50 | 2400 | #VALUE! | #VALUE!
CONTINENTAL ELECTRIC | EN-6 | Y | CONTINENTAL ELECTRIC , EN-6 |  |  | 2.24 | 2002-03-14 16:17 | Anjanece | 50 | 2400 | #VALUE! | #VALUE!
CONTINENTAL ELECTRIC | EN-6 | Y | CONTINENTAL ELECTRIC , EN-6 |  |  | 2.26 | 2002-03-14 16:17 | Anjanece | 50 | 2400 | #VALUE! | #VALUE!
CONTINENTAL ELECTRIC | EN-6 | Y | CONTINENTAL ELECTRIC , EN-6 |  |  | 2.29 | 2002-03-14 16:17 | Anjanece | 50 | 2400 | #VALUE! | #VALUE!
CONTINENTAL ELECTRIC | EN-6 | Y | CONTINENTAL ELECTRIC , EN-6 |  |  | 2.3 | 2002-03-14 16:17 | Anjanece | 50 | 2400 | #VALUE! | #VALUE!
CONTINENTAL ELECTRIC | EN-6 | Y | CONTINENTAL ELECTRIC , EN-6 |  |  | 2.31 | 2002-03-14 16:17 | Anjanece | 50 | 2400 | #VALUE! | #VALUE!
CONTINENTAL ELECTRIC | EN-6 | Y | CONTINENTAL ELECTRIC , EN-6 |  |  | 2.59 | 2002-03-14 16:17 | Anjanece | 50 | 2400 | #VALUE! | #VALUE!
CONTINENTAL ELECTRIC | EN-6 | Y | CONTINENTAL ELECTRIC , EN-6 |  |  | 2.77 | 2002-03-14 16:17 | Anjanece | 50 | 2400 | #VALUE! | #VALUE!
CONTINENTAL ELECTRIC | EN-6 | Y | CONTINENTAL ELECTRIC , EN-6 |  | Storm Stores | 0 | 2018-04-16 10:27 | Anjanece | 50 | 2400 | #VALUE! | #VALUE!
CONTINENTAL ELECTRIC | EN-6 | Y | CONTINENTAL ELECTRIC , EN-6 |  |  | 1.14 | 2018-04-16 10:27 | Anjanece | 50 | 2400 | #VALUE! | #VALUE!
CONTINENTAL ELECTRIC | EN-6 | Y | CONTINENTAL ELECTRIC , EN-6 |  |  | 1.33 | 2018-04-16 10:27 | Anjanece | 50 | 2400 | #VALUE! | #VALUE!
CONTINENTAL ELECTRIC | EN-6 | Y | CONTINENTAL ELECTRIC , EN-6 |  |  | 1.48 | 2018-04-16 10:27 | Anjanece | 50 | 2400 | #VALUE! | #VALUE!
CONTINENTAL ELECTRIC | EN-6 | Y | CONTINENTAL ELECTRIC , EN-6 |  |  | 1.52 | 2018-04-16 10:27 | Anjanece | 50 | 2400 | #VALUE! | #VALUE!
CONTINENTAL ELECTRIC | EN-6 | Y | CONTINENTAL ELECTRIC , EN-6 |  |  | 1.55 | 2018-04-16 10:27 | Anjanece | 50 | 2400 | #VALUE! | #VALUE!
DIXIE ELECTRIC | D-6503 | Y | DIXIE ELECTRIC , D-6503 | JEA OVERHEAD DISTRIBUTION | CSC Stores | 1.02 | 2002-03-14 16:17 | Anjanece | 50 | 2400 | #VALUE! | #VALUE!
DIXIE ELECTRIC | D-6503 | Y | DIXIE ELECTRIC , D-6503 |  |  | 1.03 | 2002-03-14 16:17 | Anjanece | 50 | 2400 | #VALUE! | #VALUE!
DIXIE ELECTRIC | D-6503 | Y | DIXIE ELECTRIC , D-6503 |  |  | 1.04 | 2002-03-14 16:17 | Anjanece | 50 | 2400 | #VALUE! | #VALUE!
DIXIE ELECTRIC | D-6503 | Y | DIXIE ELECTRIC , D-6503 |  |  | 1.05 | 2002-03-14 16:17 | Anjanece | 50 | 2400 | #VALUE! | #VALUE!
DIXIE ELECTRIC | D-6503 | Y | DIXIE ELECTRIC , D-6503 |  |  | 1.17 | 2002-03-14 16:17 | Anjanece | 50 | 2400 | #VALUE! | #VALUE!
DIXIE ELECTRIC | D-6503 | Y | DIXIE ELECTRIC , D-6503 |  |  | 1.2 | 2002-03-14 16:17 | Anjanece | 50 | 2400 | #VALUE! | #VALUE!
DIXIE ELECTRIC | D-6503 | Y | DIXIE ELECTRIC , D-6503 |  |  | 1.23 | 2002-03-14 16:17 | Anjanece | 50 | 2400 | #VALUE! | #VALUE!
DIXIE ELECTRIC | D-6503 | Y | DIXIE ELECTRIC , D-6503 |  |  | 1.24 | 2002-03-14 16:17 | Anjanece | 50 | 2400 | #VALUE! | #VALUE!
DIXIE ELECTRIC | D-6503 | Y | DIXIE ELECTRIC , D-6503 |  |  | 1.25 | 2002-03-14 16:17 | Anjanece | 50 | 2400 | #VALUE! | #VALUE!
DIXIE ELECTRIC | D-6503 | Y | DIXIE ELECTRIC , D-6503 |  |  | 1.29 | 2002-03-14 16:17 | Anjanece | 50 | 2400 | #VALUE! | #VALUE!
DIXIE ELECTRIC | D-6503 | Y | DIXIE ELECTRIC , D-6503 |  |  | 1.3 | 2002-03-14 16:17 | Anjanece | 50 | 2400 | #VALUE! | #VALUE!
DIXIE ELECTRIC | D-6503 | Y | DIXIE ELECTRIC , D-6503 |  |  | 1.31 | 2002-03-14 16:17 | Anjanece | 50 | 2400 | #VALUE! | #VALUE!
DIXIE ELECTRIC | D-6503 | Y | DIXIE ELECTRIC , D-6503 |  |  | 1.33 | 2002-03-14 16:17 | Anjanece | 50 | 2400 | #VALUE! | #VALUE!
DIXIE ELECTRIC | D-6503 | Y | DIXIE ELECTRIC , D-6503 |  |  | 1.37 | 2002-03-14 16:17 | Anjanece | 50 | 2400 | #VALUE! | #VALUE!
DIXIE ELECTRIC | D-6503 | Y | DIXIE ELECTRIC , D-6503 |  |  | 1.38 | 2002-03-14 16:17 | Anjanece | 50 | 2400 | #VALUE! | #VALUE!
DIXIE ELECTRIC | D-6503 | Y | DIXIE ELECTRIC , D-6503 |  |  | 1.39 | 2002-03-14 16:17 | Anjanece | 50 | 2400 | #VALUE! | #VALUE!
DIXIE ELECTRIC | D-6503 | Y | DIXIE ELECTRIC , D-6503 |  |  | 1.43 | 2002-03-14 16:17 | Anjanece | 50 | 2400 | #VALUE! | #VALUE!
DIXIE ELECTRIC | D-6503 | Y | DIXIE ELECTRIC , D-6503 |  |  | 1.46 | 2002-03-14 16:17 | Anjanece | 50 | 2400 | #VALUE! | #VALUE!
DIXIE ELECTRIC | D-6503 | Y | DIXIE ELECTRIC , D-6503 |  |  | 1.48 | 2002-03-14 16:17 | Anjanece | 50 | 2400 | #VALUE! | #VALUE!
DIXIE ELECTRIC | D-6503 | Y | DIXIE ELECTRIC , D-6503 |  |  | 1.5 | 2002-03-14 16:17 | Anjanece | 50 | 2400 | #VALUE! | #VALUE!
DIXIE ELECTRIC | D-6503 | Y | DIXIE ELECTRIC , D-6503 |  |  | 1.51 | 2002-03-14 16:17 | Anjanece | 50 | 2400 | #VALUE! | #VALUE!
DIXIE ELECTRIC | D-6503 | Y | DIXIE ELECTRIC , D-6503 |  |  | 1.55 | 2002-03-14 16:17 | Anjanece | 50 | 2400 | #VALUE! | #VALUE!
DIXIE ELECTRIC | D-6503 | Y | DIXIE ELECTRIC , D-6503 |  |  | 1.57 | 2002-03-14 16:17 | Anjanece | 50 | 2400 | #VALUE! | #VALUE!
DIXIE ELECTRIC | D-6503 | Y | DIXIE ELECTRIC , D-6503 |  |  | 1.65 | 2002-03-14 16:17 | Anjanece | 50 | 2400 | #VALUE! | #VALUE!
DIXIE ELECTRIC | D-6503 | Y | DIXIE ELECTRIC , D-6503 |  |  | 1.69 | 2002-03-14 16:17 | Anjanece | 50 | 2400 | #VALUE! | #VALUE!
DIXIE ELECTRIC | D-6503 | Y | DIXIE ELECTRIC , D-6503 |  |  | 1.96 | 2002-03-14 16:17 | Anjanece | 50 | 2400 | #VALUE! | #VALUE!
DIXIE ELECTRIC | D-6503 | Y | DIXIE ELECTRIC , D-6503 |  |  | 1.99 | 2002-03-14 16:17 | Anjanece | 50 | 2400 | #VALUE! | #VALUE!
DIXIE ELECTRIC | D-6503 | Y | DIXIE ELECTRIC , D-6503 |  |  | 2.08 | 2002-03-14 16:17 | Anjanece | 50 | 2400 | #VALUE! | #VALUE!
DIXIE ELECTRIC | D-6503 | Y | DIXIE ELECTRIC , D-6503 |  |  | 2.13 | 2002-03-14 16:17 | Anjanece | 50 | 2400 | #VALUE! | #VALUE!
DIXIE ELECTRIC | D-6503 | Y | DIXIE ELECTRIC , D-6503 |  |  | 2.24 | 2002-03-14 16:17 | Anjanece | 50 | 2400 | #VALUE! | #VALUE!
DIXIE ELECTRIC | D-6503 | Y | DIXIE ELECTRIC , D-6503 |  |  | 2.26 | 2002-03-14 16:17 | Anjanece | 50 | 2400 | #VALUE! | #VALUE!
DIXIE ELECTRIC | D-6503 | Y | DIXIE ELECTRIC , D-6503 |  |  | 2.29 | 2002-03-14 16:17 | Anjanece | 50 | 2400 | #VALUE! | #VALUE!
DIXIE ELECTRIC | D-6503 | Y | DIXIE ELECTRIC , D-6503 |  |  | 2.3 | 2002-03-14 16:17 | Anjanece | 50 | 2400 | #VALUE! | #VALUE!
DIXIE ELECTRIC | D-6503 | Y | DIXIE ELECTRIC , D-6503 |  |  | 2.31 | 2002-03-14 16:17 | Anjanece | 50 | 2400 | #VALUE! | #VALUE!
DIXIE ELECTRIC | D-6503 | Y | DIXIE ELECTRIC , D-6503 |  |  | 2.59 | 2002-03-14 16:17 | Anjanece | 50 | 2400 | #VALUE! | #VALUE!
DIXIE ELECTRIC | D-6503 | Y | DIXIE ELECTRIC , D-6503 |  |  | 2.77 | 2002-03-14 16:17 | Anjanece | 50 | 2400 | #VALUE! | #VALUE!
DIXIE ELECTRIC | D-6503 | Y | DIXIE ELECTRIC , D-6503 |  | Storm Stores | 0 | 2018-04-16 10:27 | Anjanece | 50 | 2400 | #VALUE! | #VALUE!
DIXIE ELECTRIC | D-6503 | Y | DIXIE ELECTRIC , D-6503 |  |  | 1.14 | 2018-04-16 10:27 | Anjanece | 50 | 2400 | #VALUE! | #VALUE!
DIXIE ELECTRIC | D-6503 | Y | DIXIE ELECTRIC , D-6503 |  |  | 1.33 | 2018-04-16 10:27 | Anjanece | 50 | 2400 | #VALUE! | #VALUE!
DIXIE ELECTRIC | D-6503 | Y | DIXIE ELECTRIC , D-6503 |  |  | 1.48 | 2018-04-16 10:27 | Anjanece | 50 | 2400 | #VALUE! | #VALUE!
DIXIE ELECTRIC | D-6503 | Y | DIXIE ELECTRIC , D-6503 |  |  | 1.52 | 2018-04-16 10:27 | Anjanece | 50 | 2400 | #VALUE! | #VALUE!
DIXIE ELECTRIC | D-6503 | Y | DIXIE ELECTRIC , D-6503 |  |  | 1.55 | 2018-04-16 10:27 | Anjanece | 50 | 2400 | #VALUE! | #VALUE!
FLORIDA WIRE AND CABLE | FW1093 | Y | FLORIDA WIRE AND CABLE , FW1093 | JEA OVERHEAD DISTRIBUTION | CSC Stores | 1.02 | 2002-03-14 16:17 | Anjanece | 50 | 2400 | #VALUE! | #VALUE!
FLORIDA WIRE AND CABLE | FW1093 | Y | FLORIDA WIRE AND CABLE , FW1093 |  |  | 1.03 | 2002-03-14 16:17 | Anjanece | 50 | 2400 | #VALUE! | #VALUE!
FLORIDA WIRE AND CABLE | FW1093 | Y | FLORIDA WIRE AND CABLE , FW1093 |  |  | 1.04 | 2002-03-14 16:17 | Anjanece | 50 | 2400 | #VALUE! | #VALUE!
FLORIDA WIRE AND CABLE | FW1093 | Y | FLORIDA WIRE AND CABLE , FW1093 |  |  | 1.05 | 2002-03-14 16:17 | Anjanece | 50 | 2400 | #VALUE! | #VALUE!
FLORIDA WIRE AND CABLE | FW1093 | Y | FLORIDA WIRE AND CABLE , FW1093 |  |  | 1.17 | 2002-03-14 16:17 | Anjanece | 50 | 2400 | #VALUE! | #VALUE!
FLORIDA WIRE AND CABLE | FW1093 | Y | FLORIDA WIRE AND CABLE , FW1093 |  |  | 1.2 | 2002-03-14 16:17 | Anjanece | 50 | 2400 | #VALUE! | #VALUE!
FLORIDA WIRE AND CABLE | FW1093 | Y | FLORIDA WIRE AND CABLE , FW1093 |  |  | 1.23 | 2002-03-14 16:17 | Anjanece | 50 | 2400 | #VALUE! | #VALUE!
FLORIDA WIRE AND CABLE | FW1093 | Y | FLORIDA WIRE AND CABLE , FW1093 |  |  | 1.24 | 2002-03-14 16:17 | Anjanece | 50 | 2400 | #VALUE! | #VALUE!
FLORIDA WIRE AND CABLE | FW1093 | Y | FLORIDA WIRE AND CABLE , FW1093 |  |  | 1.25 | 2002-03-14 16:17 | Anjanece | 50 | 2400 | #VALUE! | #VALUE!
FLORIDA WIRE AND CABLE | FW1093 | Y | FLORIDA WIRE AND CABLE , FW1093 |  |  | 1.29 | 2002-03-14 16:17 | Anjanece | 50 | 2400 | #VALUE! | #VALUE!
FLORIDA WIRE AND CABLE | FW1093 | Y | FLORIDA WIRE AND CABLE , FW1093 |  |  | 1.3 | 2002-03-14 16:17 | Anjanece | 50 | 2400 | #VALUE! | #VALUE!
FLORIDA WIRE AND CABLE | FW1093 | Y | FLORIDA WIRE AND CABLE , FW1093 |  |  | 1.31 | 2002-03-14 16:17 | Anjanece | 50 | 2400 | #VALUE! | #VALUE!
FLORIDA WIRE AND CABLE | FW1093 | Y | FLORIDA WIRE AND CABLE , FW1093 |  |  | 1.33 | 2002-03-14 16:17 | Anjanece | 50 | 2400 | #VALUE! | #VALUE!
FLORIDA WIRE AND CABLE | FW1093 | Y | FLORIDA WIRE AND CABLE , FW1093 |  |  | 1.37 | 2002-03-14 16:17 | Anjanece | 50 | 2400 | #VALUE! | #VALUE!
FLORIDA WIRE AND CABLE | FW1093 | Y | FLORIDA WIRE AND CABLE , FW1093 |  |  | 1.38 | 2002-03-14 16:17 | Anjanece | 50 | 2400 | #VALUE! | #VALUE!
FLORIDA WIRE AND CABLE | FW1093 | Y | FLORIDA WIRE AND CABLE , FW1093 |  |  | 1.39 | 2002-03-14 16:17 | Anjanece | 50 | 2400 | #VALUE! | #VALUE!
FLORIDA WIRE AND CABLE | FW1093 | Y | FLORIDA WIRE AND CABLE , FW1093 |  |  | 1.43 | 2002-03-14 16:17 | Anjanece | 50 | 2400 | #VALUE! | #VALUE!
FLORIDA WIRE AND CABLE | FW1093 | Y | FLORIDA WIRE AND CABLE , FW1093 |  |  | 1.46 | 2002-03-14 16:17 | Anjanece | 50 | 2400 | #VALUE! | #VALUE!
FLORIDA WIRE AND CABLE | FW1093 | Y | FLORIDA WIRE AND CABLE , FW1093 |  |  | 1.48 | 2002-03-14 16:17 | Anjanece | 50 | 2400 | #VALUE! | #VALUE!
FLORIDA WIRE AND CABLE | FW1093 | Y | FLORIDA WIRE AND CABLE , FW1093 |  |  | 1.5 | 2002-03-14 16:17 | Anjanece | 50 | 2400 | #VALUE! | #VALUE!
FLORIDA WIRE AND CABLE | FW1093 | Y | FLORIDA WIRE AND CABLE , FW1093 |  |  | 1.51 | 2002-03-14 16:17 | Anjanece | 50 | 2400 | #VALUE! | #VALUE!
FLORIDA WIRE AND CABLE | FW1093 | Y | FLORIDA WIRE AND CABLE , FW1093 |  |  | 1.55 | 2002-03-14 16:17 | Anjanece | 50 | 2400 | #VALUE! | #VALUE!
FLORIDA WIRE AND CABLE | FW1093 | Y | FLORIDA WIRE AND CABLE , FW1093 |  |  | 1.57 | 2002-03-14 16:17 | Anjanece | 50 | 2400 | #VALUE! | #VALUE!
FLORIDA WIRE AND CABLE | FW1093 | Y | FLORIDA WIRE AND CABLE , FW1093 |  |  | 1.65 | 2002-03-14 16:17 | Anjanece | 50 | 2400 | #VALUE! | #VALUE!
FLORIDA WIRE AND CABLE | FW1093 | Y | FLORIDA WIRE AND CABLE , FW1093 |  |  | 1.69 | 2002-03-14 16:17 | Anjanece | 50 | 2400 | #VALUE! | #VALUE!
FLORIDA WIRE AND CABLE | FW1093 | Y | FLORIDA WIRE AND CABLE , FW1093 |  |  | 1.96 | 2002-03-14 16:17 | Anjanece | 50 | 2400 | #VALUE! | #VALUE!
FLORIDA WIRE AND CABLE | FW1093 | Y | FLORIDA WIRE AND CABLE , FW1093 |  |  | 1.99 | 2002-03-14 16:17 | Anjanece | 50 | 2400 | #VALUE! | #VALUE!
FLORIDA WIRE AND CABLE | FW1093 | Y | FLORIDA WIRE AND CABLE , FW1093 |  |  | 2.08 | 2002-03-14 16:17 | Anjanece | 50 | 2400 | #VALUE! | #VALUE!
FLORIDA WIRE AND CABLE | FW1093 | Y | FLORIDA WIRE AND CABLE , FW1093 |  |  | 2.13 | 2002-03-14 16:17 | Anjanece | 50 | 2400 | #VALUE! | #VALUE!
FLORIDA WIRE AND CABLE | FW1093 | Y | FLORIDA WIRE AND CABLE , FW1093 |  |  | 2.24 | 2002-03-14 16:17 | Anjanece | 50 | 2400 | #VALUE! | #VALUE!
FLORIDA WIRE AND CABLE | FW1093 | Y | FLORIDA WIRE AND CABLE , FW1093 |  |  | 2.26 | 2002-03-14 16:17 | Anjanece | 50 | 2400 | #VALUE! | #VALUE!
FLORIDA WIRE AND CABLE | FW1093 | Y | FLORIDA WIRE AND CABLE , FW1093 |  |  | 2.29 | 2002-03-14 16:17 | Anjanece | 50 | 2400 | #VALUE! | #VALUE!
FLORIDA WIRE AND CABLE | FW1093 | Y | FLORIDA WIRE AND CABLE , FW1093 |  |  | 2.3 | 2002-03-14 16:17 | Anjanece | 50 | 2400 | #VALUE! | #VALUE!
FLORIDA WIRE AND CABLE | FW1093 | Y | FLORIDA WIRE AND CABLE , FW1093 |  |  | 2.31 | 2002-03-14 16:17 | Anjanece | 50 | 2400 | #VALUE! | #VALUE!
FLORIDA WIRE AND CABLE | FW1093 | Y | FLORIDA WIRE AND CABLE , FW1093 |  |  | 2.59 | 2002-03-14 16:17 | Anjanece | 50 | 2400 | #VALUE! | #VALUE!
FLORIDA WIRE AND CABLE | FW1093 | Y | FLORIDA WIRE AND CABLE , FW1093 |  |  | 2.77 | 2002-03-14 16:17 | Anjanece | 50 | 2400 | #VALUE! | #VALUE!
FLORIDA WIRE AND CABLE | FW1093 | Y | FLORIDA WIRE AND CABLE , FW1093 |  | Storm Stores | 0 | 2018-04-16 10:27 | Anjanece | 50 | 2400 | #VALUE! | #VALUE!
FLORIDA WIRE AND CABLE | FW1093 | Y | FLORIDA WIRE AND CABLE , FW1093 |  |  | 1.14 | 2018-04-16 10:27 | Anjanece | 50 | 2400 | #VALUE! | #VALUE!
FLORIDA WIRE AND CABLE | FW1093 | Y | FLORIDA WIRE AND CABLE , FW1093 |  |  | 1.33 | 2018-04-16 10:27 | Anjanece | 50 | 2400 | #VALUE! | #VALUE!
FLORIDA WIRE AND CABLE | FW1093 | Y | FLORIDA WIRE AND CABLE , FW1093 |  |  | 1.48 | 2018-04-16 10:27 | Anjanece | 50 | 2400 | #VALUE! | #VALUE!
FLORIDA WIRE AND CABLE | FW1093 | Y | FLORIDA WIRE AND CABLE , FW1093 |  |  | 1.52 | 2018-04-16 10:27 | Anjanece | 50 | 2400 | #VALUE! | #VALUE!
FLORIDA WIRE AND CABLE | FW1093 | Y | FLORIDA WIRE AND CABLE , FW1093 |  |  | 1.55 | 2018-04-16 10:27 | Anjanece | 50 | 2400 | #VALUE! | #VALUE!
JOSLYN HI-VOLTAGE CORP. | J1093 | Y | JOSLYN HI-VOLTAGE CORP. , J1093 | JEA OVERHEAD DISTRIBUTION | CSC Stores | 1.02 | 2002-03-14 16:17 | Anjanece | 50 | 2400 | #VALUE! | #VALUE!
JOSLYN HI-VOLTAGE CORP. | J1093 | Y | JOSLYN HI-VOLTAGE CORP. , J1093 |  |  | 1.03 | 2002-03-14 16:17 | Anjanece | 50 | 2400 | #VALUE! | #VALUE!
JOSLYN HI-VOLTAGE CORP. | J1093 | Y | JOSLYN HI-VOLTAGE CORP. , J1093 |  |  | 1.04 | 2002-03-14 16:17 | Anjanece | 50 | 2400 | #VALUE! | #VALUE!
JOSLYN HI-VOLTAGE CORP. | J1093 | Y | JOSLYN HI-VOLTAGE CORP. , J1093 |  |  | 1.05 | 2002-03-14 16:17 | Anjanece | 50 | 2400 | #VALUE! | #VALUE!
JOSLYN HI-VOLTAGE CORP. | J1093 | Y | JOSLYN HI-VOLTAGE CORP. , J1093 |  |  | 1.17 | 2002-03-14 16:17 | Anjanece | 50 | 2400 | #VALUE! | #VALUE!
JOSLYN HI-VOLTAGE CORP. | J1093 | Y | JOSLYN HI-VOLTAGE CORP. , J1093 |  |  | 1.2 | 2002-03-14 16:17 | Anjanece | 50 | 2400 | #VALUE! | #VALUE!
JOSLYN HI-VOLTAGE CORP. | J1093 | Y | JOSLYN HI-VOLTAGE CORP. , J1093 |  |  | 1.23 | 2002-03-14 16:17 | Anjanece | 50 | 2400 | #VALUE! | #VALUE!
JOSLYN HI-VOLTAGE CORP. | J1093 | Y | JOSLYN HI-VOLTAGE CORP. , J1093 |  |  | 1.24 | 2002-03-14 16:17 | Anjanece | 50 | 2400 | #VALUE! | #VALUE!
JOSLYN HI-VOLTAGE CORP. | J1093 | Y | JOSLYN HI-VOLTAGE CORP. , J1093 |  |  | 1.25 | 2002-03-14 16:17 | Anjanece | 50 | 2400 | #VALUE! | #VALUE!
JOSLYN HI-VOLTAGE CORP. | J1093 | Y | JOSLYN HI-VOLTAGE CORP. , J1093 |  |  | 1.29 | 2002-03-14 16:17 | Anjanece | 50 | 2400 | #VALUE! | #VALUE!
JOSLYN HI-VOLTAGE CORP. | J1093 | Y | JOSLYN HI-VOLTAGE CORP. , J1093 |  |  | 1.3 | 2002-03-14 16:17 | Anjanece | 50 | 2400 | #VALUE! | #VALUE!
JOSLYN HI-VOLTAGE CORP. | J1093 | Y | JOSLYN HI-VOLTAGE CORP. , J1093 |  |  | 1.31 | 2002-03-14 16:17 | Anjanece | 50 | 2400 | #VALUE! | #VALUE!
JOSLYN HI-VOLTAGE CORP. | J1093 | Y | JOSLYN HI-VOLTAGE CORP. , J1093 |  |  | 1.33 | 2002-03-14 16:17 | Anjanece | 50 | 2400 | #VALUE! | #VALUE!
JOSLYN HI-VOLTAGE CORP. | J1093 | Y | JOSLYN HI-VOLTAGE CORP. , J1093 |  |  | 1.37 | 2002-03-14 16:17 | Anjanece | 50 | 2400 | #VALUE! | #VALUE!
JOSLYN HI-VOLTAGE CORP. | J1093 | Y | JOSLYN HI-VOLTAGE CORP. , J1093 |  |  | 1.38 | 2002-03-14 16:17 | Anjanece | 50 | 2400 | #VALUE! | #VALUE!
JOSLYN HI-VOLTAGE CORP. | J1093 | Y | JOSLYN HI-VOLTAGE CORP. , J1093 |  |  | 1.39 | 2002-03-14 16:17 | Anjanece | 50 | 2400 | #VALUE! | #VALUE!
JOSLYN HI-VOLTAGE CORP. | J1093 | Y | JOSLYN HI-VOLTAGE CORP. , J1093 |  |  | 1.43 | 2002-03-14 16:17 | Anjanece | 50 | 2400 | #VALUE! | #VALUE!
JOSLYN HI-VOLTAGE CORP. | J1093 | Y | JOSLYN HI-VOLTAGE CORP. , J1093 |  |  | 1.46 | 2002-03-14 16:17 | Anjanece | 50 | 2400 | #VALUE! | #VALUE!
JOSLYN HI-VOLTAGE CORP. | J1093 | Y | JOSLYN HI-VOLTAGE CORP. , J1093 |  |  | 1.48 | 2002-03-14 16:17 | Anjanece | 50 | 2400 | #VALUE! | #VALUE!
JOSLYN HI-VOLTAGE CORP. | J1093 | Y | JOSLYN HI-VOLTAGE CORP. , J1093 |  |  | 1.5 | 2002-03-14 16:17 | Anjanece | 50 | 2400 | #VALUE! | #VALUE!
JOSLYN HI-VOLTAGE CORP. | J1093 | Y | JOSLYN HI-VOLTAGE CORP. , J1093 |  |  | 1.51 | 2002-03-14 16:17 | Anjanece | 50 | 2400 | #VALUE! | #VALUE!
JOSLYN HI-VOLTAGE CORP. | J1093 | Y | JOSLYN HI-VOLTAGE CORP. , J1093 |  |  | 1.55 | 2002-03-14 16:17 | Anjanece | 50 | 2400 | #VALUE! | #VALUE!
JOSLYN HI-VOLTAGE CORP. | J1093 | Y | JOSLYN HI-VOLTAGE CORP. , J1093 |  |  | 1.57 | 2002-03-14 16:17 | Anjanece | 50 | 2400 | #VALUE! | #VALUE!
JOSLYN HI-VOLTAGE CORP. | J1093 | Y | JOSLYN HI-VOLTAGE CORP. , J1093 |  |  | 1.65 | 2002-03-14 16:17 | Anjanece | 50 | 2400 | #VALUE! | #VALUE!
JOSLYN HI-VOLTAGE CORP. | J1093 | Y | JOSLYN HI-VOLTAGE CORP. , J1093 |  |  | 1.69 | 2002-03-14 16:17 | Anjanece | 50 | 2400 | #VALUE! | #VALUE!
JOSLYN HI-VOLTAGE CORP. | J1093 | Y | JOSLYN HI-VOLTAGE CORP. , J1093 |  |  | 1.96 | 2002-03-14 16:17 | Anjanece | 50 | 2400 | #VALUE! | #VALUE!
JOSLYN HI-VOLTAGE CORP. | J1093 | Y | JOSLYN HI-VOLTAGE CORP. , J1093 |  |  | 1.99 | 2002-03-14 16:17 | Anjanece | 50 | 2400 | #VALUE! | #VALUE!
JOSLYN HI-VOLTAGE CORP. | J1093 | Y | JOSLYN HI-VOLTAGE CORP. , J1093 |  |  | 2.08 | 2002-03-14 16:17 | Anjanece | 50 | 2400 | #VALUE! | #VALUE!
JOSLYN HI-VOLTAGE CORP. | J1093 | Y | JOSLYN HI-VOLTAGE CORP. , J1093 |  |  | 2.13 | 2002-03-14 16:17 | Anjanece | 50 | 2400 | #VALUE! | #VALUE!
JOSLYN HI-VOLTAGE CORP. | J1093 | Y | JOSLYN HI-VOLTAGE CORP. , J1093 |  |  | 2.24 | 2002-03-14 16:17 | Anjanece | 50 | 2400 | #VALUE! | #VALUE!
JOSLYN HI-VOLTAGE CORP. | J1093 | Y | JOSLYN HI-VOLTAGE CORP. , J1093 |  |  | 2.26 | 2002-03-14 16:17 | Anjanece | 50 | 2400 | #VALUE! | #VALUE!
JOSLYN HI-VOLTAGE CORP. | J1093 | Y | JOSLYN HI-VOLTAGE CORP. , J1093 |  |  | 2.29 | 2002-03-14 16:17 | Anjanece | 50 | 2400 | #VALUE! | #VALUE!
JOSLYN HI-VOLTAGE CORP. | J1093 | Y | JOSLYN HI-VOLTAGE CORP. , J1093 |  |  | 2.3 | 2002-03-14 16:17 | Anjanece | 50 | 2400 | #VALUE! | #VALUE!
JOSLYN HI-VOLTAGE CORP. | J1093 | Y | JOSLYN HI-VOLTAGE CORP. , J1093 |  |  | 2.31 | 2002-03-14 16:17 | Anjanece | 50 | 2400 | #VALUE! | #VALUE!
JOSLYN HI-VOLTAGE CORP. | J1093 | Y | JOSLYN HI-VOLTAGE CORP. , J1093 |  |  | 2.59 | 2002-03-14 16:17 | Anjanece | 50 | 2400 | #VALUE! | #VALUE!
JOSLYN HI-VOLTAGE CORP. | J1093 | Y | JOSLYN HI-VOLTAGE CORP. , J1093 |  |  | 2.77 | 2002-03-14 16:17 | Anjanece | 50 | 2400 | #VALUE! | #VALUE!
JOSLYN HI-VOLTAGE CORP. | J1093 | Y | JOSLYN HI-VOLTAGE CORP. , J1093 |  | Storm Stores | 0 | 2018-04-16 10:27 | Anjanece | 50 | 2400 | #VALUE! | #VALUE!
JOSLYN HI-VOLTAGE CORP. | J1093 | Y | JOSLYN HI-VOLTAGE CORP. , J1093 |  |  | 1.14 | 2018-04-16 10:27 | Anjanece | 50 | 2400 | #VALUE! | #VALUE!
JOSLYN HI-VOLTAGE CORP. | J1093 | Y | JOSLYN HI-VOLTAGE CORP. , J1093 |  |  | 1.33 | 2018-04-16 10:27 | Anjanece | 50 | 2400 | #VALUE! | #VALUE!
JOSLYN HI-VOLTAGE CORP. | J1093 | Y | JOSLYN HI-VOLTAGE CORP. , J1093 |  |  | 1.48 | 2018-04-16 10:27 | Anjanece | 50 | 2400 | #VALUE! | #VALUE!
JOSLYN HI-VOLTAGE CORP. | J1093 | Y | JOSLYN HI-VOLTAGE CORP. , J1093 |  |  | 1.52 | 2018-04-16 10:27 | Anjanece | 50 | 2400 | #VALUE! | #VALUE!
JOSLYN HI-VOLTAGE CORP. | J1093 | Y | JOSLYN HI-VOLTAGE CORP. , J1093 |  |  | 1.55 | 2018-04-16 10:27 | Anjanece | 50 | 2400 | #VALUE! | #VALUE!
MC GRAW EDISON | DG2E4 | Y | MC GRAW EDISON , DG2E4 | JEA OVERHEAD DISTRIBUTION | CSC Stores | 1.02 | 2002-03-14 16:17 | Anjanece | 50 | 2400 | #VALUE! | #VALUE!
MC GRAW EDISON | DG2E4 | Y | MC GRAW EDISON , DG2E4 |  |  | 1.03 | 2002-03-14 16:17 | Anjanece | 50 | 2400 | #VALUE! | #VALUE!
MC GRAW EDISON | DG2E4 | Y | MC GRAW EDISON , DG2E4 |  |  | 1.04 | 2002-03-14 16:17 | Anjanece | 50 | 2400 | #VALUE! | #VALUE!
MC GRAW EDISON | DG2E4 | Y | MC GRAW EDISON , DG2E4 |  |  | 1.05 | 2002-03-14 16:17 | Anjanece | 50 | 2400 | #VALUE! | #VALUE!
MC GRAW EDISON | DG2E4 | Y | MC GRAW EDISON , DG2E4 |  |  | 1.17 | 2002-03-14 16:17 | Anjanece | 50 | 2400 | #VALUE! | #VALUE!
MC GRAW EDISON | DG2E4 | Y | MC GRAW EDISON , DG2E4 |  |  | 1.2 | 2002-03-14 16:17 | Anjanece | 50 | 2400 | #VALUE! | #VALUE!
MC GRAW EDISON | DG2E4 | Y | MC GRAW EDISON , DG2E4 |  |  | 1.23 | 2002-03-14 16:17 | Anjanece | 50 | 2400 | #VALUE! | #VALUE!
MC GRAW EDISON | DG2E4 | Y | MC GRAW EDISON , DG2E4 |  |  | 1.24 | 2002-03-14 16:17 | Anjanece | 50 | 2400 | #VALUE! | #VALUE!
MC GRAW EDISON | DG2E4 | Y | MC GRAW EDISON , DG2E4 |  |  | 1.25 | 2002-03-14 16:17 | Anjanece | 50 | 2400 | #VALUE! | #VALUE!
MC GRAW EDISON | DG2E4 | Y | MC GRAW EDISON , DG2E4 |  |  | 1.29 | 2002-03-14 16:17 | Anjanece | 50 | 2400 | #VALUE! | #VALUE!
MC GRAW EDISON | DG2E4 | Y | MC GRAW EDISON , DG2E4 |  |  | 1.3 | 2002-03-14 16:17 | Anjanece | 50 | 2400 | #VALUE! | #VALUE!
MC GRAW EDISON | DG2E4 | Y | MC GRAW EDISON , DG2E4 |  |  | 1.31 | 2002-03-14 16:17 | Anjanece | 50 | 2400 | #VALUE! | #VALUE!
MC GRAW EDISON | DG2E4 | Y | MC GRAW EDISON , DG2E4 |  |  | 1.33 | 2002-03-14 16:17 | Anjanece | 50 | 2400 | #VALUE! | #VALUE!
MC GRAW EDISON | DG2E4 | Y | MC GRAW EDISON , DG2E4 |  |  | 1.37 | 2002-03-14 16:17 | Anjanece | 50 | 2400 | #VALUE! | #VALUE!
MC GRAW EDISON | DG2E4 | Y | MC GRAW EDISON , DG2E4 |  |  | 1.38 | 2002-03-14 16:17 | Anjanece | 50 | 2400 | #VALUE! | #VALUE!
MC GRAW EDISON | DG2E4 | Y | MC GRAW EDISON , DG2E4 |  |  | 1.39 | 2002-03-14 16:17 | Anjanece | 50 | 2400 | #VALUE! | #VALUE!
MC GRAW EDISON | DG2E4 | Y | MC GRAW EDISON , DG2E4 |  |  | 1.43 | 2002-03-14 16:17 | Anjanece | 50 | 2400 | #VALUE! | #VALUE!
MC GRAW EDISON | DG2E4 | Y | MC GRAW EDISON , DG2E4 |  |  | 1.46 | 2002-03-14 16:17 | Anjanece | 50 | 2400 | #VALUE! | #VALUE!
MC GRAW EDISON | DG2E4 | Y | MC GRAW EDISON , DG2E4 |  |  | 1.48 | 2002-03-14 16:17 | Anjanece | 50 | 2400 | #VALUE! | #VALUE!
MC GRAW EDISON | DG2E4 | Y | MC GRAW EDISON , DG2E4 |  |  | 1.5 | 2002-03-14 16:17 | Anjanece | 50 | 2400 | #VALUE! | #VALUE!
MC GRAW EDISON | DG2E4 | Y | MC GRAW EDISON , DG2E4 |  |  | 1.51 | 2002-03-14 16:17 | Anjanece | 50 | 2400 | #VALUE! | #VALUE!
MC GRAW EDISON | DG2E4 | Y | MC GRAW EDISON , DG2E4 |  |  | 1.55 | 2002-03-14 16:17 | Anjanece | 50 | 2400 | #VALUE! | #VALUE!
MC GRAW EDISON | DG2E4 | Y | MC GRAW EDISON , DG2E4 |  |  | 1.57 | 2002-03-14 16:17 | Anjanece | 50 | 2400 | #VALUE! | #VALUE!
MC GRAW EDISON | DG2E4 | Y | MC GRAW EDISON , DG2E4 |  |  | 1.65 | 2002-03-14 16:17 | Anjanece | 50 | 2400 | #VALUE! | #VALUE!
MC GRAW EDISON | DG2E4 | Y | MC GRAW EDISON , DG2E4 |  |  | 1.69 | 2002-03-14 16:17 | Anjanece | 50 | 2400 | #VALUE! | #VALUE!
MC GRAW EDISON | DG2E4 | Y | MC GRAW EDISON , DG2E4 |  |  | 1.96 | 2002-03-14 16:17 | Anjanece | 50 | 2400 | #VALUE! | #VALUE!
MC GRAW EDISON | DG2E4 | Y | MC GRAW EDISON , DG2E4 |  |  | 1.99 | 2002-03-14 16:17 | Anjanece | 50 | 2400 | #VALUE! | #VALUE!
MC GRAW EDISON | DG2E4 | Y | MC GRAW EDISON , DG2E4 |  |  | 2.08 | 2002-03-14 16:17 | Anjanece | 50 | 2400 | #VALUE! | #VALUE!
MC GRAW EDISON | DG2E4 | Y | MC GRAW EDISON , DG2E4 |  |  | 2.13 | 2002-03-14 16:17 | Anjanece | 50 | 2400 | #VALUE! | #VALUE!
MC GRAW EDISON | DG2E4 | Y | MC GRAW EDISON , DG2E4 |  |  | 2.24 | 2002-03-14 16:17 | Anjanece | 50 | 2400 | #VALUE! | #VALUE!
MC GRAW EDISON | DG2E4 | Y | MC GRAW EDISON , DG2E4 |  |  | 2.26 | 2002-03-14 16:17 | Anjanece | 50 | 2400 | #VALUE! | #VALUE!
MC GRAW EDISON | DG2E4 | Y | MC GRAW EDISON , DG2E4 |  |  | 2.29 | 2002-03-14 16:17 | Anjanece | 50 | 2400 | #VALUE! | #VALUE!
MC GRAW EDISON | DG2E4 | Y | MC GRAW EDISON , DG2E4 |  |  | 2.3 | 2002-03-14 16:17 | Anjanece | 50 | 2400 | #VALUE! | #VALUE!
MC GRAW EDISON | DG2E4 | Y | MC GRAW EDISON , DG2E4 |  |  | 2.31 | 2002-03-14 16:17 | Anjanece | 50 | 2400 | #VALUE! | #VALUE!
MC GRAW EDISON | DG2E4 | Y | MC GRAW EDISON , DG2E4 |  |  | 2.59 | 2002-03-14 16:17 | Anjanece | 50 | 2400 | #VALUE! | #VALUE!
MC GRAW EDISON | DG2E4 | Y | MC GRAW EDISON , DG2E4 |  |  | 2.77 | 2002-03-14 16:17 | Anjanece | 50 | 2400 | #VALUE! | #VALUE!
MC GRAW EDISON | DG2E4 | Y | MC GRAW EDISON , DG2E4 |  | Storm Stores | 0 | 2018-04-16 10:27 | Anjanece | 50 | 2400 | #VALUE! | #VALUE!
MC GRAW EDISON | DG2E4 | Y | MC GRAW EDISON , DG2E4 |  |  | 1.14 | 2018-04-16 10:27 | Anjanece | 50 | 2400 | #VALUE! | #VALUE!
MC GRAW EDISON | DG2E4 | Y | MC GRAW EDISON , DG2E4 |  |  | 1.33 | 2018-04-16 10:27 | Anjanece | 50 | 2400 | #VALUE! | #VALUE!
MC GRAW EDISON | DG2E4 | Y | MC GRAW EDISON , DG2E4 |  |  | 1.48 | 2018-04-16 10:27 | Anjanece | 50 | 2400 | #VALUE! | #VALUE!
MC GRAW EDISON | DG2E4 | Y | MC GRAW EDISON , DG2E4 |  |  | 1.52 | 2018-04-16 10:27 | Anjanece | 50 | 2400 | #VALUE! | #VALUE!
MC GRAW EDISON | DG2E4 | Y | MC GRAW EDISON , DG2E4 |  |  | 1.55 | 2018-04-16 10:27 | Anjanece | 50 | 2400 | #VALUE! | #VALUE!
PLP | EN-6 | Y | PLP , EN-6 | JEA OVERHEAD DISTRIBUTION | CSC Stores | 1.02 | 2002-03-14 16:17 | Anjanece | 50 | 2400 | #VALUE! | #VALUE!
PLP | EN-6 | Y | PLP , EN-6 |  |  | 1.03 | 2002-03-14 16:17 | Anjanece | 50 | 2400 | #VALUE! | #VALUE!
PLP | EN-6 | Y | PLP , EN-6 |  |  | 1.04 | 2002-03-14 16:17 | Anjanece | 50 | 2400 | #VALUE! | #VALUE!
PLP | EN-6 | Y | PLP , EN-6 |  |  | 1.05 | 2002-03-14 16:17 | Anjanece | 50 | 2400 | #VALUE! | #VALUE!
PLP | EN-6 | Y | PLP , EN-6 |  |  | 1.17 | 2002-03-14 16:17 | Anjanece | 50 | 2400 | #VALUE! | #VALUE!
PLP | EN-6 | Y | PLP , EN-6 |  |  | 1.2 | 2002-03-14 16:17 | Anjanece | 50 | 2400 | #VALUE! | #VALUE!
PLP | EN-6 | Y | PLP , EN-6 |  |  | 1.23 | 2002-03-14 16:17 | Anjanece | 50 | 2400 | #VALUE! | #VALUE!
PLP | EN-6 | Y | PLP , EN-6 |  |  | 1.24 | 2002-03-14 16:17 | Anjanece | 50 | 2400 | #VALUE! | #VALUE!
PLP | EN-6 | Y | PLP , EN-6 |  |  | 1.25 | 2002-03-14 16:17 | Anjanece | 50 | 2400 | #VALUE! | #VALUE!
PLP | EN-6 | Y | PLP , EN-6 |  |  | 1.29 | 2002-03-14 16:17 | Anjanece | 50 | 2400 | #VALUE! | #VALUE!
PLP | EN-6 | Y | PLP , EN-6 |  |  | 1.3 | 2002-03-14 16:17 | Anjanece | 50 | 2400 | #VALUE! | #VALUE!
PLP | EN-6 | Y | PLP , EN-6 |  |  | 1.31 | 2002-03-14 16:17 | Anjanece | 50 | 2400 | #VALUE! | #VALUE!
PLP | EN-6 | Y | PLP , EN-6 |  |  | 1.33 | 2002-03-14 16:17 | Anjanece | 50 | 2400 | #VALUE! | #VALUE!
PLP | EN-6 | Y | PLP , EN-6 |  |  | 1.37 | 2002-03-14 16:17 | Anjanece | 50 | 2400 | #VALUE! | #VALUE!
PLP | EN-6 | Y | PLP , EN-6 |  |  | 1.38 | 2002-03-14 16:17 | Anjanece | 50 | 2400 | #VALUE! | #VALUE!
PLP | EN-6 | Y | PLP , EN-6 |  |  | 1.39 | 2002-03-14 16:17 | Anjanece | 50 | 2400 | #VALUE! | #VALUE!
PLP | EN-6 | Y | PLP , EN-6 |  |  | 1.43 | 2002-03-14 16:17 | Anjanece | 50 | 2400 | #VALUE! | #VALUE!
PLP | EN-6 | Y | PLP , EN-6 |  |  | 1.46 | 2002-03-14 16:17 | Anjanece | 50 | 2400 | #VALUE! | #VALUE!
PLP | EN-6 | Y | PLP , EN-6 |  |  | 1.48 | 2002-03-14 16:17 | Anjanece | 50 | 2400 | #VALUE! | #VALUE!
PLP | EN-6 | Y | PLP , EN-6 |  |  | 1.5 | 2002-03-14 16:17 | Anjanece | 50 | 2400 | #VALUE! | #VALUE!
PLP | EN-6 | Y | PLP , EN-6 |  |  | 1.51 | 2002-03-14 16:17 | Anjanece | 50 | 2400 | #VALUE! | #VALUE!
PLP | EN-6 | Y | PLP , EN-6 |  |  | 1.55 | 2002-03-14 16:17 | Anjanece | 50 | 2400 | #VALUE! | #VALUE!
PLP | EN-6 | Y | PLP , EN-6 |  |  | 1.57 | 2002-03-14 16:17 | Anjanece | 50 | 2400 | #VALUE! | #VALUE!
PLP | EN-6 | Y | PLP , EN-6 |  |  | 1.65 | 2002-03-14 16:17 | Anjanece | 50 | 2400 | #VALUE! | #VALUE!
PLP | EN-6 | Y | PLP , EN-6 |  |  | 1.69 | 2002-03-14 16:17 | Anjanece | 50 | 2400 | #VALUE! | #VALUE!
PLP | EN-6 | Y | PLP , EN-6 |  |  | 1.96 | 2002-03-14 16:17 | Anjanece | 50 | 2400 | #VALUE! | #VALUE!
PLP | EN-6 | Y | PLP , EN-6 |  |  | 1.99 | 2002-03-14 16:17 | Anjanece | 50 | 2400 | #VALUE! | #VALUE!
PLP | EN-6 | Y | PLP , EN-6 |  |  | 2.08 | 2002-03-14 16:17 | Anjanece | 50 | 2400 | #VALUE! | #VALUE!
PLP | EN-6 | Y | PLP , EN-6 |  |  | 2.13 | 2002-03-14 16:17 | Anjanece | 50 | 2400 | #VALUE! | #VALUE!
PLP | EN-6 | Y | PLP , EN-6 |  |  | 2.24 | 2002-03-14 16:17 | Anjanece | 50 | 2400 | #VALUE! | #VALUE!
PLP | EN-6 | Y | PLP , EN-6 |  |  | 2.26 | 2002-03-14 16:17 | Anjanece | 50 | 2400 | #VALUE! | #VALUE!
PLP | EN-6 | Y | PLP , EN-6 |  |  | 2.29 | 2002-03-14 16:17 | Anjanece | 50 | 2400 | #VALUE! | #VALUE!
PLP | EN-6 | Y | PLP , EN-6 |  |  | 2.3 | 2002-03-14 16:17 | Anjanece | 50 | 2400 | #VALUE! | #VALUE!
PLP | EN-6 | Y | PLP , EN-6 |  |  | 2.31 | 2002-03-14 16:17 | Anjanece | 50 | 2400 | #VALUE! | #VALUE!
PLP | EN-6 | Y | PLP , EN-6 |  |  | 2.59 | 2002-03-14 16:17 | Anjanece | 50 | 2400 | #VALUE! | #VALUE!
PLP | EN-6 | Y | PLP , EN-6 |  |  | 2.77 | 2002-03-14 16:17 | Anjanece | 50 | 2400 | #VALUE! | #VALUE!
PLP | EN-6 | Y | PLP , EN-6 |  | Storm Stores | 0 | 2018-04-16 10:27 | Anjanece | 50 | 2400 | #VALUE! | #VALUE!
PLP | EN-6 | Y | PLP , EN-6 |  |  | 1.14 | 2018-04-16 10:27 | Anjanece | 50 | 2400 | #VALUE! | #VALUE!
PLP | EN-6 | Y | PLP , EN-6 |  |  | 1.33 | 2018-04-16 10:27 | Anjanece | 50 | 2400 | #VALUE! | #VALUE!
PLP | EN-6 | Y | PLP , EN-6 |  |  | 1.48 | 2018-04-16 10:27 | Anjanece | 50 | 2400 | #VALUE! | #VALUE!
PLP | EN-6 | Y | PLP , EN-6 |  |  | 1.52 | 2018-04-16 10:27 | Anjanece | 50 | 2400 | #VALUE! | #VALUE!
PLP | EN-6 | Y | PLP , EN-6 |  |  | 1.55 | 2018-04-16 10:27 | Anjanece | 50 | 2400 | #VALUE! | #VALUE!
POLE LINE HARDWARE CO. | OEN-34 | Y | POLE LINE HARDWARE CO. , OEN-34 | JEA OVERHEAD DISTRIBUTION | CSC Stores | 1.02 | 2002-03-14 16:17 | Anjanece | 50 | 2400 | #VALUE! | #VALUE!
POLE LINE HARDWARE CO. | OEN-34 | Y | POLE LINE HARDWARE CO. , OEN-34 |  |  | 1.03 | 2002-03-14 16:17 | Anjanece | 50 | 2400 | #VALUE! | #VALUE!
POLE LINE HARDWARE CO. | OEN-34 | Y | POLE LINE HARDWARE CO. , OEN-34 |  |  | 1.04 | 2002-03-14 16:17 | Anjanece | 50 | 2400 | #VALUE! | #VALUE!
POLE LINE HARDWARE CO. | OEN-34 | Y | POLE LINE HARDWARE CO. , OEN-34 |  |  | 1.05 | 2002-03-14 16:17 | Anjanece | 50 | 2400 | #VALUE! | #VALUE!
POLE LINE HARDWARE CO. | OEN-34 | Y | POLE LINE HARDWARE CO. , OEN-34 |  |  | 1.17 | 2002-03-14 16:17 | Anjanece | 50 | 2400 | #VALUE! | #VALUE!
POLE LINE HARDWARE CO. | OEN-34 | Y | POLE LINE HARDWARE CO. , OEN-34 |  |  | 1.2 | 2002-03-14 16:17 | Anjanece | 50 | 2400 | #VALUE! | #VALUE!
POLE LINE HARDWARE CO. | OEN-34 | Y | POLE LINE HARDWARE CO. , OEN-34 |  |  | 1.23 | 2002-03-14 16:17 | Anjanece | 50 | 2400 | #VALUE! | #VALUE!
POLE LINE HARDWARE CO. | OEN-34 | Y | POLE LINE HARDWARE CO. , OEN-34 |  |  | 1.24 | 2002-03-14 16:17 | Anjanece | 50 | 2400 | #VALUE! | #VALUE!
POLE LINE HARDWARE CO. | OEN-34 | Y | POLE LINE HARDWARE CO. , OEN-34 |  |  | 1.25 | 2002-03-14 16:17 | Anjanece | 50 | 2400 | #VALUE! | #VALUE!
POLE LINE HARDWARE CO. | OEN-34 | Y | POLE LINE HARDWARE CO. , OEN-34 |  |  | 1.29 | 2002-03-14 16:17 | Anjanece | 50 | 2400 | #VALUE! | #VALUE!
POLE LINE HARDWARE CO. | OEN-34 | Y | POLE LINE HARDWARE CO. , OEN-34 |  |  | 1.3 | 2002-03-14 16:17 | Anjanece | 50 | 2400 | #VALUE! | #VALUE!
POLE LINE HARDWARE CO. | OEN-34 | Y | POLE LINE HARDWARE CO. , OEN-34 |  |  | 1.31 | 2002-03-14 16:17 | Anjanece | 50 | 2400 | #VALUE! | #VALUE!
POLE LINE HARDWARE CO. | OEN-34 | Y | POLE LINE HARDWARE CO. , OEN-34 |  |  | 1.33 | 2002-03-14 16:17 | Anjanece | 50 | 2400 | #VALUE! | #VALUE!
POLE LINE HARDWARE CO. | OEN-34 | Y | POLE LINE HARDWARE CO. , OEN-34 |  |  | 1.37 | 2002-03-14 16:17 | Anjanece | 50 | 2400 | #VALUE! | #VALUE!
POLE LINE HARDWARE CO. | OEN-34 | Y | POLE LINE HARDWARE CO. , OEN-34 |  |  | 1.38 | 2002-03-14 16:17 | Anjanece | 50 | 2400 | #VALUE! | #VALUE!
POLE LINE HARDWARE CO. | OEN-34 | Y | POLE LINE HARDWARE CO. , OEN-34 |  |  | 1.39 | 2002-03-14 16:17 | Anjanece | 50 | 2400 | #VALUE! | #VALUE!
POLE LINE HARDWARE CO. | OEN-34 | Y | POLE LINE HARDWARE CO. , OEN-34 |  |  | 1.43 | 2002-03-14 16:17 | Anjanece | 50 | 2400 | #VALUE! | #VALUE!
POLE LINE HARDWARE CO. | OEN-34 | Y | POLE LINE HARDWARE CO. , OEN-34 |  |  | 1.46 | 2002-03-14 16:17 | Anjanece | 50 | 2400 | #VALUE! | #VALUE!
POLE LINE HARDWARE CO. | OEN-34 | Y | POLE LINE HARDWARE CO. , OEN-34 |  |  | 1.48 | 2002-03-14 16:17 | Anjanece | 50 | 2400 | #VALUE! | #VALUE!
POLE LINE HARDWARE CO. | OEN-34 | Y | POLE LINE HARDWARE CO. , OEN-34 |  |  | 1.5 | 2002-03-14 16:17 | Anjanece | 50 | 2400 | #VALUE! | #VALUE!
POLE LINE HARDWARE CO. | OEN-34 | Y | POLE LINE HARDWARE CO. , OEN-34 |  |  | 1.51 | 2002-03-14 16:17 | Anjanece | 50 | 2400 | #VALUE! | #VALUE!
POLE LINE HARDWARE CO. | OEN-34 | Y | POLE LINE HARDWARE CO. , OEN-34 |  |  | 1.55 | 2002-03-14 16:17 | Anjanece | 50 | 2400 | #VALUE! | #VALUE!
POLE LINE HARDWARE CO. | OEN-34 | Y | POLE LINE HARDWARE CO. , OEN-34 |  |  | 1.57 | 2002-03-14 16:17 | Anjanece | 50 | 2400 | #VALUE! | #VALUE!
POLE LINE HARDWARE CO. | OEN-34 | Y | POLE LINE HARDWARE CO. , OEN-34 |  |  | 1.65 | 2002-03-14 16:17 | Anjanece | 50 | 2400 | #VALUE! | #VALUE!
POLE LINE HARDWARE CO. | OEN-34 | Y | POLE LINE HARDWARE CO. , OEN-34 |  |  | 1.69 | 2002-03-14 16:17 | Anjanece | 50 | 2400 | #VALUE! | #VALUE!
POLE LINE HARDWARE CO. | OEN-34 | Y | POLE LINE HARDWARE CO. , OEN-34 |  |  | 1.96 | 2002-03-14 16:17 | Anjanece | 50 | 2400 | #VALUE! | #VALUE!
POLE LINE HARDWARE CO. | OEN-34 | Y | POLE LINE HARDWARE CO. , OEN-34 |  |  | 1.99 | 2002-03-14 16:17 | Anjanece | 50 | 2400 | #VALUE! | #VALUE!
POLE LINE HARDWARE CO. | OEN-34 | Y | POLE LINE HARDWARE CO. , OEN-34 |  |  | 2.08 | 2002-03-14 16:17 | Anjanece | 50 | 2400 | #VALUE! | #VALUE!
POLE LINE HARDWARE CO. | OEN-34 | Y | POLE LINE HARDWARE CO. , OEN-34 |  |  | 2.13 | 2002-03-14 16:17 | Anjanece | 50 | 2400 | #VALUE! | #VALUE!
POLE LINE HARDWARE CO. | OEN-34 | Y | POLE LINE HARDWARE CO. , OEN-34 |  |  | 2.24 | 2002-03-14 16:17 | Anjanece | 50 | 2400 | #VALUE! | #VALUE!
POLE LINE HARDWARE CO. | OEN-34 | Y | POLE LINE HARDWARE CO. , OEN-34 |  |  | 2.26 | 2002-03-14 16:17 | Anjanece | 50 | 2400 | #VALUE! | #VALUE!
POLE LINE HARDWARE CO. | OEN-34 | Y | POLE LINE HARDWARE CO. , OEN-34 |  |  | 2.29 | 2002-03-14 16:17 | Anjanece | 50 | 2400 | #VALUE! | #VALUE!
POLE LINE HARDWARE CO. | OEN-34 | Y | POLE LINE HARDWARE CO. , OEN-34 |  |  | 2.3 | 2002-03-14 16:17 | Anjanece | 50 | 2400 | #VALUE! | #VALUE!
POLE LINE HARDWARE CO. | OEN-34 | Y | POLE LINE HARDWARE CO. , OEN-34 |  |  | 2.31 | 2002-03-14 16:17 | Anjanece | 50 | 2400 | #VALUE! | #VALUE!
POLE LINE HARDWARE CO. | OEN-34 | Y | POLE LINE HARDWARE CO. , OEN-34 |  |  | 2.59 | 2002-03-14 16:17 | Anjanece | 50 | 2400 | #VALUE! | #VALUE!
POLE LINE HARDWARE CO. | OEN-34 | Y | POLE LINE HARDWARE CO. , OEN-34 |  |  | 2.77 | 2002-03-14 16:17 | Anjanece | 50 | 2400 | #VALUE! | #VALUE!
POLE LINE HARDWARE CO. | OEN-34 | Y | POLE LINE HARDWARE CO. , OEN-34 |  | Storm Stores | 0 | 2018-04-16 10:27 | Anjanece | 50 | 2400 | #VALUE! | #VALUE!
POLE LINE HARDWARE CO. | OEN-34 | Y | POLE LINE HARDWARE CO. , OEN-34 |  |  | 1.14 | 2018-04-16 10:27 | Anjanece | 50 | 2400 | #VALUE! | #VALUE!
POLE LINE HARDWARE CO. | OEN-34 | Y | POLE LINE HARDWARE CO. , OEN-34 |  |  | 1.33 | 2018-04-16 10:27 | Anjanece | 50 | 2400 | #VALUE! | #VALUE!
POLE LINE HARDWARE CO. | OEN-34 | Y | POLE LINE HARDWARE CO. , OEN-34 |  |  | 1.48 | 2018-04-16 10:27 | Anjanece | 50 | 2400 | #VALUE! | #VALUE!
POLE LINE HARDWARE CO. | OEN-34 | Y | POLE LINE HARDWARE CO. , OEN-34 |  |  | 1.52 | 2018-04-16 10:27 | Anjanece | 50 | 2400 | #VALUE! | #VALUE!
POLE LINE HARDWARE CO. | OEN-34 | Y | POLE LINE HARDWARE CO. , OEN-34 |  |  | 1.55 | 2018-04-16 10:27 | Anjanece | 50 | 2400 | #VALUE! | #VALUE!
POWERLINE HARDWARE CO. | P1093 | Y | POWERLINE HARDWARE CO. , P1093 | JEA OVERHEAD DISTRIBUTION | CSC Stores | 1.02 | 2002-03-14 16:17 | Anjanece | 50 | 2400 | #VALUE! | #VALUE!
POWERLINE HARDWARE CO. | P1093 | Y | POWERLINE HARDWARE CO. , P1093 |  |  | 1.03 | 2002-03-14 16:17 | Anjanece | 50 | 2400 | #VALUE! | #VALUE!
POWERLINE HARDWARE CO. | P1093 | Y | POWERLINE HARDWARE CO. , P1093 |  |  | 1.04 | 2002-03-14 16:17 | Anjanece | 50 | 2400 | #VALUE! | #VALUE!
POWERLINE HARDWARE CO. | P1093 | Y | POWERLINE HARDWARE CO. , P1093 |  |  | 1.05 | 2002-03-14 16:17 | Anjanece | 50 | 2400 | #VALUE! | #VALUE!
POWERLINE HARDWARE CO. | P1093 | Y | POWERLINE HARDWARE CO. , P1093 |  |  | 1.17 | 2002-03-14 16:17 | Anjanece | 50 | 2400 | #VALUE! | #VALUE!
POWERLINE HARDWARE CO. | P1093 | Y | POWERLINE HARDWARE CO. , P1093 |  |  | 1.2 | 2002-03-14 16:17 | Anjanece | 50 | 2400 | #VALUE! | #VALUE!
POWERLINE HARDWARE CO. | P1093 | Y | POWERLINE HARDWARE CO. , P1093 |  |  | 1.23 | 2002-03-14 16:17 | Anjanece | 50 | 2400 | #VALUE! | #VALUE!
POWERLINE HARDWARE CO. | P1093 | Y | POWERLINE HARDWARE CO. , P1093 |  |  | 1.24 | 2002-03-14 16:17 | Anjanece | 50 | 2400 | #VALUE! | #VALUE!
POWERLINE HARDWARE CO. | P1093 | Y | POWERLINE HARDWARE CO. , P1093 |  |  | 1.25 | 2002-03-14 16:17 | Anjanece | 50 | 2400 | #VALUE! | #VALUE!
POWERLINE HARDWARE CO. | P1093 | Y | POWERLINE HARDWARE CO. , P1093 |  |  | 1.29 | 2002-03-14 16:17 | Anjanece | 50 | 2400 | #VALUE! | #VALUE!
POWERLINE HARDWARE CO. | P1093 | Y | POWERLINE HARDWARE CO. , P1093 |  |  | 1.3 | 2002-03-14 16:17 | Anjanece | 50 | 2400 | #VALUE! | #VALUE!
POWERLINE HARDWARE CO. | P1093 | Y | POWERLINE HARDWARE CO. , P1093 |  |  | 1.31 | 2002-03-14 16:17 | Anjanece | 50 | 2400 | #VALUE! | #VALUE!
POWERLINE HARDWARE CO. | P1093 | Y | POWERLINE HARDWARE CO. , P1093 |  |  | 1.33 | 2002-03-14 16:17 | Anjanece | 50 | 2400 | #VALUE! | #VALUE!
POWERLINE HARDWARE CO. | P1093 | Y | POWERLINE HARDWARE CO. , P1093 |  |  | 1.37 | 2002-03-14 16:17 | Anjanece | 50 | 2400 | #VALUE! | #VALUE!
POWERLINE HARDWARE CO. | P1093 | Y | POWERLINE HARDWARE CO. , P1093 |  |  | 1.38 | 2002-03-14 16:17 | Anjanece | 50 | 2400 | #VALUE! | #VALUE!
POWERLINE HARDWARE CO. | P1093 | Y | POWERLINE HARDWARE CO. , P1093 |  |  | 1.39 | 2002-03-14 16:17 | Anjanece | 50 | 2400 | #VALUE! | #VALUE!
POWERLINE HARDWARE CO. | P1093 | Y | POWERLINE HARDWARE CO. , P1093 |  |  | 1.43 | 2002-03-14 16:17 | Anjanece | 50 | 2400 | #VALUE! | #VALUE!
POWERLINE HARDWARE CO. | P1093 | Y | POWERLINE HARDWARE CO. , P1093 |  |  | 1.46 | 2002-03-14 16:17 | Anjanece | 50 | 2400 | #VALUE! | #VALUE!
POWERLINE HARDWARE CO. | P1093 | Y | POWERLINE HARDWARE CO. , P1093 |  |  | 1.48 | 2002-03-14 16:17 | Anjanece | 50 | 2400 | #VALUE! | #VALUE!
POWERLINE HARDWARE CO. | P1093 | Y | POWERLINE HARDWARE CO. , P1093 |  |  | 1.5 | 2002-03-14 16:17 | Anjanece | 50 | 2400 | #VALUE! | #VALUE!
POWERLINE HARDWARE CO. | P1093 | Y | POWERLINE HARDWARE CO. , P1093 |  |  | 1.51 | 2002-03-14 16:17 | Anjanece | 50 | 2400 | #VALUE! | #VALUE!
POWERLINE HARDWARE CO. | P1093 | Y | POWERLINE HARDWARE CO. , P1093 |  |  | 1.55 | 2002-03-14 16:17 | Anjanece | 50 | 2400 | #VALUE! | #VALUE!
POWERLINE HARDWARE CO. | P1093 | Y | POWERLINE HARDWARE CO. , P1093 |  |  | 1.57 | 2002-03-14 16:17 | Anjanece | 50 | 2400 | #VALUE! | #VALUE!
POWERLINE HARDWARE CO. | P1093 | Y | POWERLINE HARDWARE CO. , P1093 |  |  | 1.65 | 2002-03-14 16:17 | Anjanece | 50 | 2400 | #VALUE! | #VALUE!
POWERLINE HARDWARE CO. | P1093 | Y | POWERLINE HARDWARE CO. , P1093 |  |  | 1.69 | 2002-03-14 16:17 | Anjanece | 50 | 2400 | #VALUE! | #VALUE!
POWERLINE HARDWARE CO. | P1093 | Y | POWERLINE HARDWARE CO. , P1093 |  |  | 1.96 | 2002-03-14 16:17 | Anjanece | 50 | 2400 | #VALUE! | #VALUE!
POWERLINE HARDWARE CO. | P1093 | Y | POWERLINE HARDWARE CO. , P1093 |  |  | 1.99 | 2002-03-14 16:17 | Anjanece | 50 | 2400 | #VALUE! | #VALUE!
POWERLINE HARDWARE CO. | P1093 | Y | POWERLINE HARDWARE CO. , P1093 |  |  | 2.08 | 2002-03-14 16:17 | Anjanece | 50 | 2400 | #VALUE! | #VALUE!
POWERLINE HARDWARE CO. | P1093 | Y | POWERLINE HARDWARE CO. , P1093 |  |  | 2.13 | 2002-03-14 16:17 | Anjanece | 50 | 2400 | #VALUE! | #VALUE!
POWERLINE HARDWARE CO. | P1093 | Y | POWERLINE HARDWARE CO. , P1093 |  |  | 2.24 | 2002-03-14 16:17 | Anjanece | 50 | 2400 | #VALUE! | #VALUE!
POWERLINE HARDWARE CO. | P1093 | Y | POWERLINE HARDWARE CO. , P1093 |  |  | 2.26 | 2002-03-14 16:17 | Anjanece | 50 | 2400 | #VALUE! | #VALUE!
POWERLINE HARDWARE CO. | P1093 | Y | POWERLINE HARDWARE CO. , P1093 |  |  | 2.29 | 2002-03-14 16:17 | Anjanece | 50 | 2400 | #VALUE! | #VALUE!
POWERLINE HARDWARE CO. | P1093 | Y | POWERLINE HARDWARE CO. , P1093 |  |  | 2.3 | 2002-03-14 16:17 | Anjanece | 50 | 2400 | #VALUE! | #VALUE!
POWERLINE HARDWARE CO. | P1093 | Y | POWERLINE HARDWARE CO. , P1093 |  |  | 2.31 | 2002-03-14 16:17 | Anjanece | 50 | 2400 | #VALUE! | #VALUE!
POWERLINE HARDWARE CO. | P1093 | Y | POWERLINE HARDWARE CO. , P1093 |  |  | 2.59 | 2002-03-14 16:17 | Anjanece | 50 | 2400 | #VALUE! | #VALUE!
POWERLINE HARDWARE CO. | P1093 | Y | POWERLINE HARDWARE CO. , P1093 |  |  | 2.77 | 2002-03-14 16:17 | Anjanece | 50 | 2400 | #VALUE! | #VALUE!
POWERLINE HARDWARE CO. | P1093 | Y | POWERLINE HARDWARE CO. , P1093 |  | Storm Stores | 0 | 2018-04-16 10:27 | Anjanece | 50 | 2400 | #VALUE! | #VALUE!
POWERLINE HARDWARE CO. | P1093 | Y | POWERLINE HARDWARE CO. , P1093 |  |  | 1.14 | 2018-04-16 10:27 | Anjanece | 50 | 2400 | #VALUE! | #VALUE!
POWERLINE HARDWARE CO. | P1093 | Y | POWERLINE HARDWARE CO. , P1093 |  |  | 1.33 | 2018-04-16 10:27 | Anjanece | 50 | 2400 | #VALUE! | #VALUE!
POWERLINE HARDWARE CO. | P1093 | Y | POWERLINE HARDWARE CO. , P1093 |  |  | 1.48 | 2018-04-16 10:27 | Anjanece | 50 | 2400 | #VALUE! | #VALUE!
POWERLINE HARDWARE CO. | P1093 | Y | POWERLINE HARDWARE CO. , P1093 |  |  | 1.52 | 2018-04-16 10:27 | Anjanece | 50 | 2400 | #VALUE! | #VALUE!
POWERLINE HARDWARE CO. | P1093 | Y | POWERLINE HARDWARE CO. , P1093 |  |  | 1.55 | 2018-04-16 10:27 | Anjanece | 50 | 2400 | #VALUE! | #VALUE!
THREADED FASTENERS INC. | TF1093 | Y | THREADED FASTENERS INC. , TF1093 | JEA OVERHEAD DISTRIBUTION | CSC Stores | 1.02 | 2002-03-14 16:17 | Anjanece | 50 | 2400 | #VALUE! | #VALUE!
THREADED FASTENERS INC. | TF1093 | Y | THREADED FASTENERS INC. , TF1093 |  |  | 1.03 | 2002-03-14 16:17 | Anjanece | 50 | 2400 | #VALUE! | #VALUE!
THREADED FASTENERS INC. | TF1093 | Y | THREADED FASTENERS INC. , TF1093 |  |  | 1.04 | 2002-03-14 16:17 | Anjanece | 50 | 2400 | #VALUE! | #VALUE!
THREADED FASTENERS INC. | TF1093 | Y | THREADED FASTENERS INC. , TF1093 |  |  | 1.05 | 2002-03-14 16:17 | Anjanece | 50 | 2400 | #VALUE! | #VALUE!
THREADED FASTENERS INC. | TF1093 | Y | THREADED FASTENERS INC. , TF1093 |  |  | 1.17 | 2002-03-14 16:17 | Anjanece | 50 | 2400 | #VALUE! | #VALUE!
THREADED FASTENERS INC. | TF1093 | Y | THREADED FASTENERS INC. , TF1093 |  |  | 1.2 | 2002-03-14 16:17 | Anjanece | 50 | 2400 | #VALUE! | #VALUE!
THREADED FASTENERS INC. | TF1093 | Y | THREADED FASTENERS INC. , TF1093 |  |  | 1.23 | 2002-03-14 16:17 | Anjanece | 50 | 2400 | #VALUE! | #VALUE!
THREADED FASTENERS INC. | TF1093 | Y | THREADED FASTENERS INC. , TF1093 |  |  | 1.24 | 2002-03-14 16:17 | Anjanece | 50 | 2400 | #VALUE! | #VALUE!
THREADED FASTENERS INC. | TF1093 | Y | THREADED FASTENERS INC. , TF1093 |  |  | 1.25 | 2002-03-14 16:17 | Anjanece | 50 | 2400 | #VALUE! | #VALUE!
THREADED FASTENERS INC. | TF1093 | Y | THREADED FASTENERS INC. , TF1093 |  |  | 1.29 | 2002-03-14 16:17 | Anjanece | 50 | 2400 | #VALUE! | #VALUE!
THREADED FASTENERS INC. | TF1093 | Y | THREADED FASTENERS INC. , TF1093 |  |  | 1.3 | 2002-03-14 16:17 | Anjanece | 50 | 2400 | #VALUE! | #VALUE!
THREADED FASTENERS INC. | TF1093 | Y | THREADED FASTENERS INC. , TF1093 |  |  | 1.31 | 2002-03-14 16:17 | Anjanece | 50 | 2400 | #VALUE! | #VALUE!
THREADED FASTENERS INC. | TF1093 | Y | THREADED FASTENERS INC. , TF1093 |  |  | 1.33 | 2002-03-14 16:17 | Anjanece | 50 | 2400 | #VALUE! | #VALUE!
THREADED FASTENERS INC. | TF1093 | Y | THREADED FASTENERS INC. , TF1093 |  |  | 1.37 | 2002-03-14 16:17 | Anjanece | 50 | 2400 | #VALUE! | #VALUE!
THREADED FASTENERS INC. | TF1093 | Y | THREADED FASTENERS INC. , TF1093 |  |  | 1.38 | 2002-03-14 16:17 | Anjanece | 50 | 2400 | #VALUE! | #VALUE!
THREADED FASTENERS INC. | TF1093 | Y | THREADED FASTENERS INC. , TF1093 |  |  | 1.39 | 2002-03-14 16:17 | Anjanece | 50 | 2400 | #VALUE! | #VALUE!
THREADED FASTENERS INC. | TF1093 | Y | THREADED FASTENERS INC. , TF1093 |  |  | 1.43 | 2002-03-14 16:17 | Anjanece | 50 | 2400 | #VALUE! | #VALUE!
THREADED FASTENERS INC. | TF1093 | Y | THREADED FASTENERS INC. , TF1093 |  |  | 1.46 | 2002-03-14 16:17 | Anjanece | 50 | 2400 | #VALUE! | #VALUE!
THREADED FASTENERS INC. | TF1093 | Y | THREADED FASTENERS INC. , TF1093 |  |  | 1.48 | 2002-03-14 16:17 | Anjanece | 50 | 2400 | #VALUE! | #VALUE!
THREADED FASTENERS INC. | TF1093 | Y | THREADED FASTENERS INC. , TF1093 |  |  | 1.5 | 2002-03-14 16:17 | Anjanece | 50 | 2400 | #VALUE! | #VALUE!
THREADED FASTENERS INC. | TF1093 | Y | THREADED FASTENERS INC. , TF1093 |  |  | 1.51 | 2002-03-14 16:17 | Anjanece | 50 | 2400 | #VALUE! | #VALUE!
THREADED FASTENERS INC. | TF1093 | Y | THREADED FASTENERS INC. , TF1093 |  |  | 1.55 | 2002-03-14 16:17 | Anjanece | 50 | 2400 | #VALUE! | #VALUE!
THREADED FASTENERS INC. | TF1093 | Y | THREADED FASTENERS INC. , TF1093 |  |  | 1.57 | 2002-03-14 16:17 | Anjanece | 50 | 2400 | #VALUE! | #VALUE!
THREADED FASTENERS INC. | TF1093 | Y | THREADED FASTENERS INC. , TF1093 |  |  | 1.65 | 2002-03-14 16:17 | Anjanece | 50 | 2400 | #VALUE! | #VALUE!
THREADED FASTENERS INC. | TF1093 | Y | THREADED FASTENERS INC. , TF1093 |  |  | 1.69 | 2002-03-14 16:17 | Anjanece | 50 | 2400 | #VALUE! | #VALUE!
THREADED FASTENERS INC. | TF1093 | Y | THREADED FASTENERS INC. , TF1093 |  |  | 1.96 | 2002-03-14 16:17 | Anjanece | 50 | 2400 | #VALUE! | #VALUE!
THREADED FASTENERS INC. | TF1093 | Y | THREADED FASTENERS INC. , TF1093 |  |  | 1.99 | 2002-03-14 16:17 | Anjanece | 50 | 2400 | #VALUE! | #VALUE!
THREADED FASTENERS INC. | TF1093 | Y | THREADED FASTENERS INC. , TF1093 |  |  | 2.08 | 2002-03-14 16:17 | Anjanece | 50 | 2400 | #VALUE! | #VALUE!
THREADED FASTENERS INC. | TF1093 | Y | THREADED FASTENERS INC. , TF1093 |  |  | 2.13 | 2002-03-14 16:17 | Anjanece | 50 | 2400 | #VALUE! | #VALUE!
THREADED FASTENERS INC. | TF1093 | Y | THREADED FASTENERS INC. , TF1093 |  |  | 2.24 | 2002-03-14 16:17 | Anjanece | 50 | 2400 | #VALUE! | #VALUE!
THREADED FASTENERS INC. | TF1093 | Y | THREADED FASTENERS INC. , TF1093 |  |  | 2.26 | 2002-03-14 16:17 | Anjanece | 50 | 2400 | #VALUE! | #VALUE!
THREADED FASTENERS INC. | TF1093 | Y | THREADED FASTENERS INC. , TF1093 |  |  | 2.29 | 2002-03-14 16:17 | Anjanece | 50 | 2400 | #VALUE! | #VALUE!
THREADED FASTENERS INC. | TF1093 | Y | THREADED FASTENERS INC. , TF1093 |  |  | 2.3 | 2002-03-14 16:17 | Anjanece | 50 | 2400 | #VALUE! | #VALUE!
THREADED FASTENERS INC. | TF1093 | Y | THREADED FASTENERS INC. , TF1093 |  |  | 2.31 | 2002-03-14 16:17 | Anjanece | 50 | 2400 | #VALUE! | #VALUE!
THREADED FASTENERS INC. | TF1093 | Y | THREADED FASTENERS INC. , TF1093 |  |  | 2.59 | 2002-03-14 16:17 | Anjanece | 50 | 2400 | #VALUE! | #VALUE!
THREADED FASTENERS INC. | TF1093 | Y | THREADED FASTENERS INC. , TF1093 |  |  | 2.77 | 2002-03-14 16:17 | Anjanece | 50 | 2400 | #VALUE! | #VALUE!
THREADED FASTENERS INC. | TF1093 | Y | THREADED FASTENERS INC. , TF1093 |  | Storm Stores | 0 | 2018-04-16 10:27 | Anjanece | 50 | 2400 | #VALUE! | #VALUE!
THREADED FASTENERS INC. | TF1093 | Y | THREADED FASTENERS INC. , TF1093 |  |  | 1.14 | 2018-04-16 10:27 | Anjanece | 50 | 2400 | #VALUE! | #VALUE!
THREADED FASTENERS INC. | TF1093 | Y | THREADED FASTENERS INC. , TF1093 |  |  | 1.33 | 2018-04-16 10:27 | Anjanece | 50 | 2400 | #VALUE! | #VALUE!
THREADED FASTENERS INC. | TF1093 | Y | THREADED FASTENERS INC. , TF1093 |  |  | 1.48 | 2018-04-16 10:27 | Anjanece | 50 | 2400 | #VALUE! | #VALUE!
THREADED FASTENERS INC. | TF1093 | Y | THREADED FASTENERS INC. , TF1093 |  |  | 1.52 | 2018-04-16 10:27 | Anjanece | 50 | 2400 | #VALUE! | #VALUE!
THREADED FASTENERS INC. | TF1093 | Y | THREADED FASTENERS INC. , TF1093 |  |  | 1.55 | 2018-04-16 10:27 | Anjanece | 50 | 2400 | #VALUE! | #VALUE!
UTILITIES SERVICE | 451 | Y | UTILITIES SERVICE , 451 | JEA OVERHEAD DISTRIBUTION | CSC Stores | 1.02 | 2002-03-14 16:17 | Anjanece | 50 | 2400 | #VALUE! | #VALUE!
UTILITIES SERVICE | 451 | Y | UTILITIES SERVICE , 451 |  |  | 1.03 | 2002-03-14 16:17 | Anjanece | 50 | 2400 | #VALUE! | #VALUE!
UTILITIES SERVICE | 451 | Y | UTILITIES SERVICE , 451 |  |  | 1.04 | 2002-03-14 16:17 | Anjanece | 50 | 2400 | #VALUE! | #VALUE!
UTILITIES SERVICE | 451 | Y | UTILITIES SERVICE , 451 |  |  | 1.05 | 2002-03-14 16:17 | Anjanece | 50 | 2400 | #VALUE! | #VALUE!
UTILITIES SERVICE | 451 | Y | UTILITIES SERVICE , 451 |  |  | 1.17 | 2002-03-14 16:17 | Anjanece | 50 | 2400 | #VALUE! | #VALUE!
UTILITIES SERVICE | 451 | Y | UTILITIES SERVICE , 451 |  |  | 1.2 | 2002-03-14 16:17 | Anjanece | 50 | 2400 | #VALUE! | #VALUE!
UTILITIES SERVICE | 451 | Y | UTILITIES SERVICE , 451 |  |  | 1.23 | 2002-03-14 16:17 | Anjanece | 50 | 2400 | #VALUE! | #VALUE!
UTILITIES SERVICE | 451 | Y | UTILITIES SERVICE , 451 |  |  | 1.24 | 2002-03-14 16:17 | Anjanece | 50 | 2400 | #VALUE! | #VALUE!
UTILITIES SERVICE | 451 | Y | UTILITIES SERVICE , 451 |  |  | 1.25 | 2002-03-14 16:17 | Anjanece | 50 | 2400 | #VALUE! | #VALUE!
UTILITIES SERVICE | 451 | Y | UTILITIES SERVICE , 451 |  |  | 1.29 | 2002-03-14 16:17 | Anjanece | 50 | 2400 | #VALUE! | #VALUE!
UTILITIES SERVICE | 451 | Y | UTILITIES SERVICE , 451 |  |  | 1.3 | 2002-03-14 16:17 | Anjanece | 50 | 2400 | #VALUE! | #VALUE!
UTILITIES SERVICE | 451 | Y | UTILITIES SERVICE , 451 |  |  | 1.31 | 2002-03-14 16:17 | Anjanece | 50 | 2400 | #VALUE! | #VALUE!
UTILITIES SERVICE | 451 | Y | UTILITIES SERVICE , 451 |  |  | 1.33 | 2002-03-14 16:17 | Anjanece | 50 | 2400 | #VALUE! | #VALUE!
UTILITIES SERVICE | 451 | Y | UTILITIES SERVICE , 451 |  |  | 1.37 | 2002-03-14 16:17 | Anjanece | 50 | 2400 | #VALUE! | #VALUE!
UTILITIES SERVICE | 451 | Y | UTILITIES SERVICE , 451 |  |  | 1.38 | 2002-03-14 16:17 | Anjanece | 50 | 2400 | #VALUE! | #VALUE!
UTILITIES SERVICE | 451 | Y | UTILITIES SERVICE , 451 |  |  | 1.39 | 2002-03-14 16:17 | Anjanece | 50 | 2400 | #VALUE! | #VALUE!
UTILITIES SERVICE | 451 | Y | UTILITIES SERVICE , 451 |  |  | 1.43 | 2002-03-14 16:17 | Anjanece | 50 | 2400 | #VALUE! | #VALUE!
UTILITIES SERVICE | 451 | Y | UTILITIES SERVICE , 451 |  |  | 1.46 | 2002-03-14 16:17 | Anjanece | 50 | 2400 | #VALUE! | #VALUE!
UTILITIES SERVICE | 451 | Y | UTILITIES SERVICE , 451 |  |  | 1.48 | 2002-03-14 16:17 | Anjanece | 50 | 2400 | #VALUE! | #VALUE!
UTILITIES SERVICE | 451 | Y | UTILITIES SERVICE , 451 |  |  | 1.5 | 2002-03-14 16:17 | Anjanece | 50 | 2400 | #VALUE! | #VALUE!
UTILITIES SERVICE | 451 | Y | UTILITIES SERVICE , 451 |  |  | 1.51 | 2002-03-14 16:17 | Anjanece | 50 | 2400 | #VALUE! | #VALUE!
UTILITIES SERVICE | 451 | Y | UTILITIES SERVICE , 451 |  |  | 1.55 | 2002-03-14 16:17 | Anjanece | 50 | 2400 | #VALUE! | #VALUE!
UTILITIES SERVICE | 451 | Y | UTILITIES SERVICE , 451 |  |  | 1.57 | 2002-03-14 16:17 | Anjanece | 50 | 2400 | #VALUE! | #VALUE!
UTILITIES SERVICE | 451 | Y | UTILITIES SERVICE , 451 |  |  | 1.65 | 2002-03-14 16:17 | Anjanece | 50 | 2400 | #VALUE! | #VALUE!
UTILITIES SERVICE | 451 | Y | UTILITIES SERVICE , 451 |  |  | 1.69 | 2002-03-14 16:17 | Anjanece | 50 | 2400 | #VALUE! | #VALUE!
UTILITIES SERVICE | 451 | Y | UTILITIES SERVICE , 451 |  |  | 1.96 | 2002-03-14 16:17 | Anjanece | 50 | 2400 | #VALUE! | #VALUE!
UTILITIES SERVICE | 451 | Y | UTILITIES SERVICE , 451 |  |  | 1.99 | 2002-03-14 16:17 | Anjanece | 50 | 2400 | #VALUE! | #VALUE!
UTILITIES SERVICE | 451 | Y | UTILITIES SERVICE , 451 |  |  | 2.08 | 2002-03-14 16:17 | Anjanece | 50 | 2400 | #VALUE! | #VALUE!
UTILITIES SERVICE | 451 | Y | UTILITIES SERVICE , 451 |  |  | 2.13 | 2002-03-14 16:17 | Anjanece | 50 | 2400 | #VALUE! | #VALUE!
UTILITIES SERVICE | 451 | Y | UTILITIES SERVICE , 451 |  |  | 2.24 | 2002-03-14 16:17 | Anjanece | 50 | 2400 | #VALUE! | #VALUE!
UTILITIES SERVICE | 451 | Y | UTILITIES SERVICE , 451 |  |  | 2.26 | 2002-03-14 16:17 | Anjanece | 50 | 2400 | #VALUE! | #VALUE!
UTILITIES SERVICE | 451 | Y | UTILITIES SERVICE , 451 |  |  | 2.29 | 2002-03-14 16:17 | Anjanece | 50 | 2400 | #VALUE! | #VALUE!
UTILITIES SERVICE | 451 | Y | UTILITIES SERVICE , 451 |  |  | 2.3 | 2002-03-14 16:17 | Anjanece | 50 | 2400 | #VALUE! | #VALUE!
UTILITIES SERVICE | 451 | Y | UTILITIES SERVICE , 451 |  |  | 2.31 | 2002-03-14 16:17 | Anjanece | 50 | 2400 | #VALUE! | #VALUE!
UTILITIES SERVICE | 451 | Y | UTILITIES SERVICE , 451 |  |  | 2.59 | 2002-03-14 16:17 | Anjanece | 50 | 2400 | #VALUE! | #VALUE!
UTILITIES SERVICE | 451 | Y | UTILITIES SERVICE , 451 |  |  | 2.77 | 2002-03-14 16:17 | Anjanece | 50 | 2400 | #VALUE! | #VALUE!
UTILITIES SERVICE | 451 | Y | UTILITIES SERVICE , 451 |  | Storm Stores | 0 | 2018-04-16 10:27 | Anjanece | 50 | 2400 | #VALUE! | #VALUE!
UTILITIES SERVICE | 451 | Y | UTILITIES SERVICE , 451 |  |  | 1.14 | 2018-04-16 10:27 | Anjanece | 50 | 2400 | #VALUE! | #VALUE!
UTILITIES SERVICE | 451 | Y | UTILITIES SERVICE , 451 |  |  | 1.33 | 2018-04-16 10:27 | Anjanece | 50 | 2400 | #VALUE! | #VALUE!
UTILITIES SERVICE | 451 | Y | UTILITIES SERVICE , 451 |  |  | 1.48 | 2018-04-16 10:27 | Anjanece | 50 | 2400 | #VALUE! | #VALUE!
UTILITIES SERVICE | 451 | Y | UTILITIES SERVICE , 451 |  |  | 1.52 | 2018-04-16 10:27 | Anjanece | 50 | 2400 | #VALUE! | #VALUE!
UTILITIES SERVICE | 451 | Y | UTILITIES SERVICE , 451 |  |  | 1.55 | 2018-04-16 10:27 | Anjanece | 50 | 2400 | #VALUE! | #VALUE!
HUGHES BROTHERS | EN80 | Y | HUGHES BROTHERS , EN80 | JEA GENERATION | CSC Stores | 15.71 | 2002-03-14 16:18 | Anjanece | 25 | 0 | #VALUE! | #VALUE!
HUGHES BROTHERS | EN80 | Y | HUGHES BROTHERS , EN80 |  |  | 15.73 | 2002-03-14 16:18 | Anjanece | 25 | 0 | #VALUE! | #VALUE!
HUGHES BROTHERS | EN80 | Y | HUGHES BROTHERS , EN80 |  |  | 15.82 | 2002-03-14 16:18 | Anjanece | 25 | 0 | #VALUE! | #VALUE!
HUGHES BROTHERS | EN80 | Y | HUGHES BROTHERS , EN80 |  |  | 25.8 | 2002-03-14 16:18 | Anjanece | 25 | 0 | #VALUE! | #VALUE!
THREADED FASTENERS INC. | 87CNEOG | Y | THREADED FASTENERS INC. , 87CNEOG | JEA GENERATION | CSC Stores | 15.71 | 2002-03-14 16:18 | Anjanece | 25 | 0 | #VALUE! | #VALUE!
THREADED FASTENERS INC. | 87CNEOG | Y | THREADED FASTENERS INC. , 87CNEOG |  |  | 15.73 | 2002-03-14 16:18 | Anjanece | 25 | 0 | #VALUE! | #VALUE!
THREADED FASTENERS INC. | 87CNEOG | Y | THREADED FASTENERS INC. , 87CNEOG |  |  | 15.82 | 2002-03-14 16:18 | Anjanece | 25 | 0 | #VALUE! | #VALUE!
THREADED FASTENERS INC. | 87CNEOG | Y | THREADED FASTENERS INC. , 87CNEOG |  |  | 25.8 | 2002-03-14 16:18 | Anjanece | 25 | 0 | #VALUE! | #VALUE!
ALLIED BOLT, INC. | 22010 | Y | ALLIED BOLT, INC. , 22010 | JEA UNDERGROUND DISTRIBUTION | CSC Stores | 0.17 | 2002-03-14 16:21 | Anjanece | 800 | 0 | #VALUE! | #VALUE!
ALLIED BOLT, INC. | 22010 | Y | ALLIED BOLT, INC. , 22010 |  |  | 0.18 | 2002-03-14 16:21 | Anjanece | 800 | 0 | #VALUE! | #VALUE!
ALLIED BOLT, INC. | 22010 | Y | ALLIED BOLT, INC. , 22010 |  | Storm Stores | 0 | 2018-06-26 15:03 | Anjanece |  | 0 | #VALUE! | #VALUE!
ALLIED BOLT, INC. | 22010 | Y | ALLIED BOLT, INC. , 22010 |  |  | 0.14 | 2018-06-26 15:03 | Anjanece |  | 0 | #VALUE! | #VALUE!
ALLIED BOLT, INC. | 22010 | Y | ALLIED BOLT, INC. , 22010 |  |  | 0.18 | 2018-06-26 15:03 | Anjanece |  | 0 | #VALUE! | #VALUE!
ALUMA-FORM | AF8583 | Y | ALUMA-FORM , AF8583 | JEA UNDERGROUND DISTRIBUTION | CSC Stores | 0.17 | 2002-03-14 16:21 | Anjanece | 800 | 0 | #VALUE! | #VALUE!
ALUMA-FORM | AF8583 | Y | ALUMA-FORM , AF8583 |  |  | 0.18 | 2002-03-14 16:21 | Anjanece | 800 | 0 | #VALUE! | #VALUE!
ALUMA-FORM | AF8583 | Y | ALUMA-FORM , AF8583 |  | Storm Stores | 0 | 2018-06-26 15:03 | Anjanece |  | 0 | #VALUE! | #VALUE!
ALUMA-FORM | AF8583 | Y | ALUMA-FORM , AF8583 |  |  | 0.14 | 2018-06-26 15:03 | Anjanece |  | 0 | #VALUE! | #VALUE!
ALUMA-FORM | AF8583 | Y | ALUMA-FORM , AF8583 |  |  | 0.18 | 2018-06-26 15:03 | Anjanece |  | 0 | #VALUE! | #VALUE!
CHANCE | 3512 | Y | CHANCE , 3512 | JEA UNDERGROUND DISTRIBUTION | CSC Stores | 0.17 | 2002-03-14 16:21 | Anjanece | 800 | 0 | #VALUE! | #VALUE!
CHANCE | 3512 | Y | CHANCE , 3512 |  |  | 0.18 | 2002-03-14 16:21 | Anjanece | 800 | 0 | #VALUE! | #VALUE!
CHANCE | 3512 | Y | CHANCE , 3512 |  | Storm Stores | 0 | 2018-06-26 15:03 | Anjanece |  | 0 | #VALUE! | #VALUE!
CHANCE | 3512 | Y | CHANCE , 3512 |  |  | 0.14 | 2018-06-26 15:03 | Anjanece |  | 0 | #VALUE! | #VALUE!
CHANCE | 3512 | Y | CHANCE , 3512 |  |  | 0.18 | 2018-06-26 15:03 | Anjanece |  | 0 | #VALUE! | #VALUE!
COOPER POWER SYSTEMS | DF3N4 | Y | COOPER POWER SYSTEMS , DF3N4 | JEA UNDERGROUND DISTRIBUTION | CSC Stores | 0.17 | 2002-03-14 16:21 | Anjanece | 800 | 0 | #VALUE! | #VALUE!
COOPER POWER SYSTEMS | DF3N4 | Y | COOPER POWER SYSTEMS , DF3N4 |  |  | 0.18 | 2002-03-14 16:21 | Anjanece | 800 | 0 | #VALUE! | #VALUE!
COOPER POWER SYSTEMS | DF3N4 | Y | COOPER POWER SYSTEMS , DF3N4 |  | Storm Stores | 0 | 2018-06-26 15:03 | Anjanece |  | 0 | #VALUE! | #VALUE!
COOPER POWER SYSTEMS | DF3N4 | Y | COOPER POWER SYSTEMS , DF3N4 |  |  | 0.14 | 2018-06-26 15:03 | Anjanece |  | 0 | #VALUE! | #VALUE!
COOPER POWER SYSTEMS | DF3N4 | Y | COOPER POWER SYSTEMS , DF3N4 |  |  | 0.18 | 2018-06-26 15:03 | Anjanece |  | 0 | #VALUE! | #VALUE!
DIXIE ELECTRIC | D-3512 | Y | DIXIE ELECTRIC , D-3512 | JEA UNDERGROUND DISTRIBUTION | CSC Stores | 0.17 | 2002-03-14 16:21 | Anjanece | 800 | 0 | #VALUE! | #VALUE!
DIXIE ELECTRIC | D-3512 | Y | DIXIE ELECTRIC , D-3512 |  |  | 0.18 | 2002-03-14 16:21 | Anjanece | 800 | 0 | #VALUE! | #VALUE!
DIXIE ELECTRIC | D-3512 | Y | DIXIE ELECTRIC , D-3512 |  | Storm Stores | 0 | 2018-06-26 15:03 | Anjanece |  | 0 | #VALUE! | #VALUE!
DIXIE ELECTRIC | D-3512 | Y | DIXIE ELECTRIC , D-3512 |  |  | 0.14 | 2018-06-26 15:03 | Anjanece |  | 0 | #VALUE! | #VALUE!
DIXIE ELECTRIC | D-3512 | Y | DIXIE ELECTRIC , D-3512 |  |  | 0.18 | 2018-06-26 15:03 | Anjanece |  | 0 | #VALUE! | #VALUE!
FLORIDA WIRE AND CABLE | FW8583 | Y | FLORIDA WIRE AND CABLE , FW8583 | JEA UNDERGROUND DISTRIBUTION | CSC Stores | 0.17 | 2002-03-14 16:21 | Anjanece | 800 | 0 | #VALUE! | #VALUE!
FLORIDA WIRE AND CABLE | FW8583 | Y | FLORIDA WIRE AND CABLE , FW8583 |  |  | 0.18 | 2002-03-14 16:21 | Anjanece | 800 | 0 | #VALUE! | #VALUE!
FLORIDA WIRE AND CABLE | FW8583 | Y | FLORIDA WIRE AND CABLE , FW8583 |  | Storm Stores | 0 | 2018-06-26 15:03 | Anjanece |  | 0 | #VALUE! | #VALUE!
FLORIDA WIRE AND CABLE | FW8583 | Y | FLORIDA WIRE AND CABLE , FW8583 |  |  | 0.14 | 2018-06-26 15:03 | Anjanece |  | 0 | #VALUE! | #VALUE!
FLORIDA WIRE AND CABLE | FW8583 | Y | FLORIDA WIRE AND CABLE , FW8583 |  |  | 0.18 | 2018-06-26 15:03 | Anjanece |  | 0 | #VALUE! | #VALUE!
HUGHES | MF-60 | Y | HUGHES , MF-60 | JEA UNDERGROUND DISTRIBUTION | CSC Stores | 0.17 | 2002-03-14 16:21 | Anjanece | 800 | 0 | #VALUE! | #VALUE!
HUGHES | MF-60 | Y | HUGHES , MF-60 |  |  | 0.18 | 2002-03-14 16:21 | Anjanece | 800 | 0 | #VALUE! | #VALUE!
HUGHES | MF-60 | Y | HUGHES , MF-60 |  | Storm Stores | 0 | 2018-06-26 15:03 | Anjanece |  | 0 | #VALUE! | #VALUE!
HUGHES | MF-60 | Y | HUGHES , MF-60 |  |  | 0.14 | 2018-06-26 15:03 | Anjanece |  | 0 | #VALUE! | #VALUE!
HUGHES | MF-60 | Y | HUGHES , MF-60 |  |  | 0.18 | 2018-06-26 15:03 | Anjanece |  | 0 | #VALUE! | #VALUE!
JOSLYN HI-VOLTAGE CORP. | J8583 | Y | JOSLYN HI-VOLTAGE CORP. , J8583 | JEA UNDERGROUND DISTRIBUTION | CSC Stores | 0.17 | 2002-03-14 16:21 | Anjanece | 800 | 0 | #VALUE! | #VALUE!
JOSLYN HI-VOLTAGE CORP. | J8583 | Y | JOSLYN HI-VOLTAGE CORP. , J8583 |  |  | 0.18 | 2002-03-14 16:21 | Anjanece | 800 | 0 | #VALUE! | #VALUE!
JOSLYN HI-VOLTAGE CORP. | J8583 | Y | JOSLYN HI-VOLTAGE CORP. , J8583 |  | Storm Stores | 0 | 2018-06-26 15:03 | Anjanece |  | 0 | #VALUE! | #VALUE!
JOSLYN HI-VOLTAGE CORP. | J8583 | Y | JOSLYN HI-VOLTAGE CORP. , J8583 |  |  | 0.14 | 2018-06-26 15:03 | Anjanece |  | 0 | #VALUE! | #VALUE!
JOSLYN HI-VOLTAGE CORP. | J8583 | Y | JOSLYN HI-VOLTAGE CORP. , J8583 |  |  | 0.18 | 2018-06-26 15:03 | Anjanece |  | 0 | #VALUE! | #VALUE!
LINE HARDWARE MFG. CO. | SLN-58 | Y | LINE HARDWARE MFG. CO. , SLN-58 | JEA UNDERGROUND DISTRIBUTION | CSC Stores | 0.17 | 2002-03-14 16:21 | Anjanece | 800 | 0 | #VALUE! | #VALUE!
LINE HARDWARE MFG. CO. | SLN-58 | Y | LINE HARDWARE MFG. CO. , SLN-58 |  |  | 0.18 | 2002-03-14 16:21 | Anjanece | 800 | 0 | #VALUE! | #VALUE!
LINE HARDWARE MFG. CO. | SLN-58 | Y | LINE HARDWARE MFG. CO. , SLN-58 |  | Storm Stores | 0 | 2018-06-26 15:03 | Anjanece |  | 0 | #VALUE! | #VALUE!
LINE HARDWARE MFG. CO. | SLN-58 | Y | LINE HARDWARE MFG. CO. , SLN-58 |  |  | 0.14 | 2018-06-26 15:03 | Anjanece |  | 0 | #VALUE! | #VALUE!
LINE HARDWARE MFG. CO. | SLN-58 | Y | LINE HARDWARE MFG. CO. , SLN-58 |  |  | 0.18 | 2018-06-26 15:03 | Anjanece |  | 0 | #VALUE! | #VALUE!
THREADED FASTENERS INC. | TF8583 | Y | THREADED FASTENERS INC. , TF8583 | JEA UNDERGROUND DISTRIBUTION | CSC Stores | 0.17 | 2002-03-14 16:21 | Anjanece | 800 | 0 | #VALUE! | #VALUE!
THREADED FASTENERS INC. | TF8583 | Y | THREADED FASTENERS INC. , TF8583 |  |  | 0.18 | 2002-03-14 16:21 | Anjanece | 800 | 0 | #VALUE! | #VALUE!
THREADED FASTENERS INC. | TF8583 | Y | THREADED FASTENERS INC. , TF8583 |  | Storm Stores | 0 | 2018-06-26 15:03 | Anjanece |  | 0 | #VALUE! | #VALUE!
THREADED FASTENERS INC. | TF8583 | Y | THREADED FASTENERS INC. , TF8583 |  |  | 0.14 | 2018-06-26 15:03 | Anjanece |  | 0 | #VALUE! | #VALUE!
THREADED FASTENERS INC. | TF8583 | Y | THREADED FASTENERS INC. , TF8583 |  |  | 0.18 | 2018-06-26 15:03 | Anjanece |  | 0 | #VALUE! | #VALUE!
ALLIED BOLT, INC. | 22011 | Y | ALLIED BOLT, INC. , 22011 | JEA UNDERGROUND DISTRIBUTION | CSC Stores | 0.19 | 2002-03-14 16:22 | Anjanece | 600 | 0 | #VALUE! | #VALUE!
ALUMA-FORM | AF8584 | Y | ALUMA-FORM , AF8584 | JEA UNDERGROUND DISTRIBUTION | CSC Stores | 0.19 | 2002-03-14 16:22 | Anjanece | 600 | 0 | #VALUE! | #VALUE!
CHANCE | 3513 | Y | CHANCE , 3513 | JEA UNDERGROUND DISTRIBUTION | CSC Stores | 0.19 | 2002-03-14 16:22 | Anjanece | 600 | 0 | #VALUE! | #VALUE!
COOPER POWER SYSTEMS | DF3N6 | Y | COOPER POWER SYSTEMS , DF3N6 | JEA UNDERGROUND DISTRIBUTION | CSC Stores | 0.19 | 2002-03-14 16:22 | Anjanece | 600 | 0 | #VALUE! | #VALUE!
DIXIE ELECTRIC | D-3513 | Y | DIXIE ELECTRIC , D-3513 | JEA UNDERGROUND DISTRIBUTION | CSC Stores | 0.19 | 2002-03-14 16:22 | Anjanece | 600 | 0 | #VALUE! | #VALUE!
FLORIDA WIRE AND CABLE | FW8584 | Y | FLORIDA WIRE AND CABLE , FW8584 | JEA UNDERGROUND DISTRIBUTION | CSC Stores | 0.19 | 2002-03-14 16:22 | Anjanece | 600 | 0 | #VALUE! | #VALUE!
HUGHES | MF-70 | Y | HUGHES , MF-70 | JEA UNDERGROUND DISTRIBUTION | CSC Stores | 0.19 | 2002-03-14 16:22 | Anjanece | 600 | 0 | #VALUE! | #VALUE!
JOSLYN HI-VOLTAGE CORP. | J8584 | Y | JOSLYN HI-VOLTAGE CORP. , J8584 | JEA UNDERGROUND DISTRIBUTION | CSC Stores | 0.19 | 2002-03-14 16:22 | Anjanece | 600 | 0 | #VALUE! | #VALUE!
LINE HARDWARE MFG. CO. | SLN-34 | Y | LINE HARDWARE MFG. CO. , SLN-34 | JEA UNDERGROUND DISTRIBUTION | CSC Stores | 0.19 | 2002-03-14 16:22 | Anjanece | 600 | 0 | #VALUE! | #VALUE!
THREADED FASTENERS INC. | TF8584 | Y | THREADED FASTENERS INC. , TF8584 | JEA UNDERGROUND DISTRIBUTION | CSC Stores | 0.19 | 2002-03-14 16:22 | Anjanece | 600 | 0 | #VALUE! | #VALUE!
ALLIED BOLT, INC. | 22014 | Y | ALLIED BOLT, INC. , 22014 | JEA GENERATION | CSC Stores | 0.3 | 2002-03-14 16:22 | Anjanece | 400 | 0 | #VALUE! | #VALUE!
ALLIED BOLT, INC. | 22014 | Y | ALLIED BOLT, INC. , 22014 |  |  | 0.31 | 2002-03-14 16:22 | Anjanece | 400 | 0 | #VALUE! | #VALUE!
ALLIED BOLT, INC. | 22014 | Y | ALLIED BOLT, INC. , 22014 |  |  | 0.35 | 2002-03-14 16:22 | Anjanece | 400 | 0 | #VALUE! | #VALUE!
ALLIED BOLT, INC. | 22014 | Y | ALLIED BOLT, INC. , 22014 |  |  | 0.4 | 2002-03-14 16:22 | Anjanece | 400 | 0 | #VALUE! | #VALUE!
ALLIED BOLT, INC. | 22014 | Y | ALLIED BOLT, INC. , 22014 |  |  | 0.42 | 2002-03-14 16:22 | Anjanece | 400 | 0 | #VALUE! | #VALUE!
ALLIED BOLT, INC. | 22014 | Y | ALLIED BOLT, INC. , 22014 |  |  | 0.55 | 2002-03-14 16:22 | Anjanece | 400 | 0 | #VALUE! | #VALUE!
ALLIED BOLT, INC. | 22014 | Y | ALLIED BOLT, INC. , 22014 |  |  | 0.56 | 2002-03-14 16:22 | Anjanece | 400 | 0 | #VALUE! | #VALUE!
ALLIED BOLT, INC. | 22014 | Y | ALLIED BOLT, INC. , 22014 |  |  | 0.65 | 2002-03-14 16:22 | Anjanece | 400 | 0 | #VALUE! | #VALUE!
ALLIED BOLT, INC. | 22014 | Y | ALLIED BOLT, INC. , 22014 |  |  | 0.67 | 2002-03-14 16:22 | Anjanece | 400 | 0 | #VALUE! | #VALUE!
ALLIED BOLT, INC. | 22014 | Y | ALLIED BOLT, INC. , 22014 |  |  | 0.69 | 2002-03-14 16:22 | Anjanece | 400 | 0 | #VALUE! | #VALUE!
CHANCE | 3514 | Y | CHANCE , 3514 | JEA GENERATION | CSC Stores | 0.3 | 2002-03-14 16:22 | Anjanece | 400 | 0 | #VALUE! | #VALUE!
CHANCE | 3514 | Y | CHANCE , 3514 |  |  | 0.31 | 2002-03-14 16:22 | Anjanece | 400 | 0 | #VALUE! | #VALUE!
CHANCE | 3514 | Y | CHANCE , 3514 |  |  | 0.35 | 2002-03-14 16:22 | Anjanece | 400 | 0 | #VALUE! | #VALUE!
CHANCE | 3514 | Y | CHANCE , 3514 |  |  | 0.4 | 2002-03-14 16:22 | Anjanece | 400 | 0 | #VALUE! | #VALUE!
CHANCE | 3514 | Y | CHANCE , 3514 |  |  | 0.42 | 2002-03-14 16:22 | Anjanece | 400 | 0 | #VALUE! | #VALUE!
CHANCE | 3514 | Y | CHANCE , 3514 |  |  | 0.55 | 2002-03-14 16:22 | Anjanece | 400 | 0 | #VALUE! | #VALUE!
CHANCE | 3514 | Y | CHANCE , 3514 |  |  | 0.56 | 2002-03-14 16:22 | Anjanece | 400 | 0 | #VALUE! | #VALUE!
CHANCE | 3514 | Y | CHANCE , 3514 |  |  | 0.65 | 2002-03-14 16:22 | Anjanece | 400 | 0 | #VALUE! | #VALUE!
CHANCE | 3514 | Y | CHANCE , 3514 |  |  | 0.67 | 2002-03-14 16:22 | Anjanece | 400 | 0 | #VALUE! | #VALUE!
CHANCE | 3514 | Y | CHANCE , 3514 |  |  | 0.69 | 2002-03-14 16:22 | Anjanece | 400 | 0 | #VALUE! | #VALUE!
COOPER POWER SYSTEMS | DF3N8 | Y | COOPER POWER SYSTEMS , DF3N8 | JEA GENERATION | CSC Stores | 0.3 | 2002-03-14 16:22 | Anjanece | 400 | 0 | #VALUE! | #VALUE!
COOPER POWER SYSTEMS | DF3N8 | Y | COOPER POWER SYSTEMS , DF3N8 |  |  | 0.31 | 2002-03-14 16:22 | Anjanece | 400 | 0 | #VALUE! | #VALUE!
COOPER POWER SYSTEMS | DF3N8 | Y | COOPER POWER SYSTEMS , DF3N8 |  |  | 0.35 | 2002-03-14 16:22 | Anjanece | 400 | 0 | #VALUE! | #VALUE!
COOPER POWER SYSTEMS | DF3N8 | Y | COOPER POWER SYSTEMS , DF3N8 |  |  | 0.4 | 2002-03-14 16:22 | Anjanece | 400 | 0 | #VALUE! | #VALUE!
COOPER POWER SYSTEMS | DF3N8 | Y | COOPER POWER SYSTEMS , DF3N8 |  |  | 0.42 | 2002-03-14 16:22 | Anjanece | 400 | 0 | #VALUE! | #VALUE!
COOPER POWER SYSTEMS | DF3N8 | Y | COOPER POWER SYSTEMS , DF3N8 |  |  | 0.55 | 2002-03-14 16:22 | Anjanece | 400 | 0 | #VALUE! | #VALUE!
COOPER POWER SYSTEMS | DF3N8 | Y | COOPER POWER SYSTEMS , DF3N8 |  |  | 0.56 | 2002-03-14 16:22 | Anjanece | 400 | 0 | #VALUE! | #VALUE!
COOPER POWER SYSTEMS | DF3N8 | Y | COOPER POWER SYSTEMS , DF3N8 |  |  | 0.65 | 2002-03-14 16:22 | Anjanece | 400 | 0 | #VALUE! | #VALUE!
COOPER POWER SYSTEMS | DF3N8 | Y | COOPER POWER SYSTEMS , DF3N8 |  |  | 0.67 | 2002-03-14 16:22 | Anjanece | 400 | 0 | #VALUE! | #VALUE!
COOPER POWER SYSTEMS | DF3N8 | Y | COOPER POWER SYSTEMS , DF3N8 |  |  | 0.69 | 2002-03-14 16:22 | Anjanece | 400 | 0 | #VALUE! | #VALUE!
HUGHES | MF-80 | Y | HUGHES , MF-80 | JEA GENERATION | CSC Stores | 0.3 | 2002-03-14 16:22 | Anjanece | 400 | 0 | #VALUE! | #VALUE!
HUGHES | MF-80 | Y | HUGHES , MF-80 |  |  | 0.31 | 2002-03-14 16:22 | Anjanece | 400 | 0 | #VALUE! | #VALUE!
HUGHES | MF-80 | Y | HUGHES , MF-80 |  |  | 0.35 | 2002-03-14 16:22 | Anjanece | 400 | 0 | #VALUE! | #VALUE!
HUGHES | MF-80 | Y | HUGHES , MF-80 |  |  | 0.4 | 2002-03-14 16:22 | Anjanece | 400 | 0 | #VALUE! | #VALUE!
HUGHES | MF-80 | Y | HUGHES , MF-80 |  |  | 0.42 | 2002-03-14 16:22 | Anjanece | 400 | 0 | #VALUE! | #VALUE!
HUGHES | MF-80 | Y | HUGHES , MF-80 |  |  | 0.55 | 2002-03-14 16:22 | Anjanece | 400 | 0 | #VALUE! | #VALUE!
HUGHES | MF-80 | Y | HUGHES , MF-80 |  |  | 0.56 | 2002-03-14 16:22 | Anjanece | 400 | 0 | #VALUE! | #VALUE!
HUGHES | MF-80 | Y | HUGHES , MF-80 |  |  | 0.65 | 2002-03-14 16:22 | Anjanece | 400 | 0 | #VALUE! | #VALUE!
HUGHES | MF-80 | Y | HUGHES , MF-80 |  |  | 0.67 | 2002-03-14 16:22 | Anjanece | 400 | 0 | #VALUE! | #VALUE!
HUGHES | MF-80 | Y | HUGHES , MF-80 |  |  | 0.69 | 2002-03-14 16:22 | Anjanece | 400 | 0 | #VALUE! | #VALUE!
JOSLYN HI-VOLTAGE CORP. | J8584 1/2 | Y | JOSLYN HI-VOLTAGE CORP. , J8584 1/2 | JEA GENERATION | CSC Stores | 0.3 | 2002-03-14 16:22 | Anjanece | 400 | 0 | #VALUE! | #VALUE!
JOSLYN HI-VOLTAGE CORP. | J8584 1/2 | Y | JOSLYN HI-VOLTAGE CORP. , J8584 1/2 |  |  | 0.31 | 2002-03-14 16:22 | Anjanece | 400 | 0 | #VALUE! | #VALUE!
JOSLYN HI-VOLTAGE CORP. | J8584 1/2 | Y | JOSLYN HI-VOLTAGE CORP. , J8584 1/2 |  |  | 0.35 | 2002-03-14 16:22 | Anjanece | 400 | 0 | #VALUE! | #VALUE!
JOSLYN HI-VOLTAGE CORP. | J8584 1/2 | Y | JOSLYN HI-VOLTAGE CORP. , J8584 1/2 |  |  | 0.4 | 2002-03-14 16:22 | Anjanece | 400 | 0 | #VALUE! | #VALUE!
JOSLYN HI-VOLTAGE CORP. | J8584 1/2 | Y | JOSLYN HI-VOLTAGE CORP. , J8584 1/2 |  |  | 0.42 | 2002-03-14 16:22 | Anjanece | 400 | 0 | #VALUE! | #VALUE!
JOSLYN HI-VOLTAGE CORP. | J8584 1/2 | Y | JOSLYN HI-VOLTAGE CORP. , J8584 1/2 |  |  | 0.55 | 2002-03-14 16:22 | Anjanece | 400 | 0 | #VALUE! | #VALUE!
JOSLYN HI-VOLTAGE CORP. | J8584 1/2 | Y | JOSLYN HI-VOLTAGE CORP. , J8584 1/2 |  |  | 0.56 | 2002-03-14 16:22 | Anjanece | 400 | 0 | #VALUE! | #VALUE!
JOSLYN HI-VOLTAGE CORP. | J8584 1/2 | Y | JOSLYN HI-VOLTAGE CORP. , J8584 1/2 |  |  | 0.65 | 2002-03-14 16:22 | Anjanece | 400 | 0 | #VALUE! | #VALUE!
JOSLYN HI-VOLTAGE CORP. | J8584 1/2 | Y | JOSLYN HI-VOLTAGE CORP. , J8584 1/2 |  |  | 0.67 | 2002-03-14 16:22 | Anjanece | 400 | 0 | #VALUE! | #VALUE!
JOSLYN HI-VOLTAGE CORP. | J8584 1/2 | Y | JOSLYN HI-VOLTAGE CORP. , J8584 1/2 |  |  | 0.69 | 2002-03-14 16:22 | Anjanece | 400 | 0 | #VALUE! | #VALUE!
LINE HARDWARE MFG. CO. | SLN-70 | Y | LINE HARDWARE MFG. CO. , SLN-70 | JEA GENERATION | CSC Stores | 0.3 | 2002-03-14 16:22 | Anjanece | 400 | 0 | #VALUE! | #VALUE!
LINE HARDWARE MFG. CO. | SLN-70 | Y | LINE HARDWARE MFG. CO. , SLN-70 |  |  | 0.31 | 2002-03-14 16:22 | Anjanece | 400 | 0 | #VALUE! | #VALUE!
LINE HARDWARE MFG. CO. | SLN-70 | Y | LINE HARDWARE MFG. CO. , SLN-70 |  |  | 0.35 | 2002-03-14 16:22 | Anjanece | 400 | 0 | #VALUE! | #VALUE!
LINE HARDWARE MFG. CO. | SLN-70 | Y | LINE HARDWARE MFG. CO. , SLN-70 |  |  | 0.4 | 2002-03-14 16:22 | Anjanece | 400 | 0 | #VALUE! | #VALUE!
LINE HARDWARE MFG. CO. | SLN-70 | Y | LINE HARDWARE MFG. CO. , SLN-70 |  |  | 0.42 | 2002-03-14 16:22 | Anjanece | 400 | 0 | #VALUE! | #VALUE!
LINE HARDWARE MFG. CO. | SLN-70 | Y | LINE HARDWARE MFG. CO. , SLN-70 |  |  | 0.55 | 2002-03-14 16:22 | Anjanece | 400 | 0 | #VALUE! | #VALUE!
LINE HARDWARE MFG. CO. | SLN-70 | Y | LINE HARDWARE MFG. CO. , SLN-70 |  |  | 0.56 | 2002-03-14 16:22 | Anjanece | 400 | 0 | #VALUE! | #VALUE!
LINE HARDWARE MFG. CO. | SLN-70 | Y | LINE HARDWARE MFG. CO. , SLN-70 |  |  | 0.65 | 2002-03-14 16:22 | Anjanece | 400 | 0 | #VALUE! | #VALUE!
LINE HARDWARE MFG. CO. | SLN-70 | Y | LINE HARDWARE MFG. CO. , SLN-70 |  |  | 0.67 | 2002-03-14 16:22 | Anjanece | 400 | 0 | #VALUE! | #VALUE!
LINE HARDWARE MFG. CO. | SLN-70 | Y | LINE HARDWARE MFG. CO. , SLN-70 |  |  | 0.69 | 2002-03-14 16:22 | Anjanece | 400 | 0 | #VALUE! | #VALUE!
THREADED FASTENERS INC. | TF8584.5 | Y | THREADED FASTENERS INC. , TF8584.5 | JEA GENERATION | CSC Stores | 0.3 | 2002-03-14 16:22 | Anjanece | 400 | 0 | #VALUE! | #VALUE!
THREADED FASTENERS INC. | TF8584.5 | Y | THREADED FASTENERS INC. , TF8584.5 |  |  | 0.31 | 2002-03-14 16:22 | Anjanece | 400 | 0 | #VALUE! | #VALUE!
THREADED FASTENERS INC. | TF8584.5 | Y | THREADED FASTENERS INC. , TF8584.5 |  |  | 0.35 | 2002-03-14 16:22 | Anjanece | 400 | 0 | #VALUE! | #VALUE!
THREADED FASTENERS INC. | TF8584.5 | Y | THREADED FASTENERS INC. , TF8584.5 |  |  | 0.4 | 2002-03-14 16:22 | Anjanece | 400 | 0 | #VALUE! | #VALUE!
THREADED FASTENERS INC. | TF8584.5 | Y | THREADED FASTENERS INC. , TF8584.5 |  |  | 0.42 | 2002-03-14 16:22 | Anjanece | 400 | 0 | #VALUE! | #VALUE!
THREADED FASTENERS INC. | TF8584.5 | Y | THREADED FASTENERS INC. , TF8584.5 |  |  | 0.55 | 2002-03-14 16:22 | Anjanece | 400 | 0 | #VALUE! | #VALUE!
THREADED FASTENERS INC. | TF8584.5 | Y | THREADED FASTENERS INC. , TF8584.5 |  |  | 0.56 | 2002-03-14 16:22 | Anjanece | 400 | 0 | #VALUE! | #VALUE!
THREADED FASTENERS INC. | TF8584.5 | Y | THREADED FASTENERS INC. , TF8584.5 |  |  | 0.65 | 2002-03-14 16:22 | Anjanece | 400 | 0 | #VALUE! | #VALUE!
THREADED FASTENERS INC. | TF8584.5 | Y | THREADED FASTENERS INC. , TF8584.5 |  |  | 0.67 | 2002-03-14 16:22 | Anjanece | 400 | 0 | #VALUE! | #VALUE!
THREADED FASTENERS INC. | TF8584.5 | Y | THREADED FASTENERS INC. , TF8584.5 |  |  | 0.69 | 2002-03-14 16:22 | Anjanece | 400 | 0 | #VALUE! | #VALUE!
ALLIED BOLT, INC. | 22015 | Y | ALLIED BOLT, INC. , 22015 | JEA GENERATION | CSC Stores | 0.5 | 2002-03-14 16:23 | Anjanece | 400 | 0 | #VALUE! | #VALUE!
ALLIED BOLT, INC. | 22015 | Y | ALLIED BOLT, INC. , 22015 |  |  | 1.19 | 2002-03-14 16:23 | Anjanece | 400 | 0 | #VALUE! | #VALUE!
ALLIED BOLT, INC. | 22015 | Y | ALLIED BOLT, INC. , 22015 |  |  | 1.2 | 2002-03-14 16:23 | Anjanece | 400 | 0 | #VALUE! | #VALUE!
ALLIED BOLT, INC. | 22015 | Y | ALLIED BOLT, INC. , 22015 |  |  | 1.21 | 2002-03-14 16:23 | Anjanece | 400 | 0 | #VALUE! | #VALUE!
ALLIED BOLT, INC. | 22015 | Y | ALLIED BOLT, INC. , 22015 |  |  | 1.22 | 2002-03-14 16:23 | Anjanece | 400 | 0 | #VALUE! | #VALUE!
CHANCE | 3515 | Y | CHANCE , 3515 | JEA GENERATION | CSC Stores | 0.5 | 2002-03-14 16:23 | Anjanece | 400 | 0 | #VALUE! | #VALUE!
CHANCE | 3515 | Y | CHANCE , 3515 |  |  | 1.19 | 2002-03-14 16:23 | Anjanece | 400 | 0 | #VALUE! | #VALUE!
CHANCE | 3515 | Y | CHANCE , 3515 |  |  | 1.2 | 2002-03-14 16:23 | Anjanece | 400 | 0 | #VALUE! | #VALUE!
CHANCE | 3515 | Y | CHANCE , 3515 |  |  | 1.21 | 2002-03-14 16:23 | Anjanece | 400 | 0 | #VALUE! | #VALUE!
CHANCE | 3515 | Y | CHANCE , 3515 |  |  | 1.22 | 2002-03-14 16:23 | Anjanece | 400 | 0 | #VALUE! | #VALUE!
COOPER POWER SYSTEMS | DF3N9 | Y | COOPER POWER SYSTEMS , DF3N9 | JEA GENERATION | CSC Stores | 0.5 | 2002-03-14 16:23 | Anjanece | 400 | 0 | #VALUE! | #VALUE!
COOPER POWER SYSTEMS | DF3N9 | Y | COOPER POWER SYSTEMS , DF3N9 |  |  | 1.19 | 2002-03-14 16:23 | Anjanece | 400 | 0 | #VALUE! | #VALUE!
COOPER POWER SYSTEMS | DF3N9 | Y | COOPER POWER SYSTEMS , DF3N9 |  |  | 1.2 | 2002-03-14 16:23 | Anjanece | 400 | 0 | #VALUE! | #VALUE!
COOPER POWER SYSTEMS | DF3N9 | Y | COOPER POWER SYSTEMS , DF3N9 |  |  | 1.21 | 2002-03-14 16:23 | Anjanece | 400 | 0 | #VALUE! | #VALUE!
COOPER POWER SYSTEMS | DF3N9 | Y | COOPER POWER SYSTEMS , DF3N9 |  |  | 1.22 | 2002-03-14 16:23 | Anjanece | 400 | 0 | #VALUE! | #VALUE!
HUGHES BROTHERS | MF100 | Y | HUGHES BROTHERS , MF100 | JEA GENERATION | CSC Stores | 0.5 | 2002-03-14 16:23 | Anjanece | 400 | 0 | #VALUE! | #VALUE!
HUGHES BROTHERS | MF100 | Y | HUGHES BROTHERS , MF100 |  |  | 1.19 | 2002-03-14 16:23 | Anjanece | 400 | 0 | #VALUE! | #VALUE!
HUGHES BROTHERS | MF100 | Y | HUGHES BROTHERS , MF100 |  |  | 1.2 | 2002-03-14 16:23 | Anjanece | 400 | 0 | #VALUE! | #VALUE!
HUGHES BROTHERS | MF100 | Y | HUGHES BROTHERS , MF100 |  |  | 1.21 | 2002-03-14 16:23 | Anjanece | 400 | 0 | #VALUE! | #VALUE!
HUGHES BROTHERS | MF100 | Y | HUGHES BROTHERS , MF100 |  |  | 1.22 | 2002-03-14 16:23 | Anjanece | 400 | 0 | #VALUE! | #VALUE!
JOSLYN HI-VOLTAGE CORP. | J8585 | Y | JOSLYN HI-VOLTAGE CORP. , J8585 | JEA GENERATION | CSC Stores | 0.5 | 2002-03-14 16:23 | Anjanece | 400 | 0 | #VALUE! | #VALUE!
JOSLYN HI-VOLTAGE CORP. | J8585 | Y | JOSLYN HI-VOLTAGE CORP. , J8585 |  |  | 1.19 | 2002-03-14 16:23 | Anjanece | 400 | 0 | #VALUE! | #VALUE!
JOSLYN HI-VOLTAGE CORP. | J8585 | Y | JOSLYN HI-VOLTAGE CORP. , J8585 |  |  | 1.2 | 2002-03-14 16:23 | Anjanece | 400 | 0 | #VALUE! | #VALUE!
JOSLYN HI-VOLTAGE CORP. | J8585 | Y | JOSLYN HI-VOLTAGE CORP. , J8585 |  |  | 1.21 | 2002-03-14 16:23 | Anjanece | 400 | 0 | #VALUE! | #VALUE!
JOSLYN HI-VOLTAGE CORP. | J8585 | Y | JOSLYN HI-VOLTAGE CORP. , J8585 |  |  | 1.22 | 2002-03-14 16:23 | Anjanece | 400 | 0 | #VALUE! | #VALUE!
THREADED FASTENERS INC. | TF8585 | Y | THREADED FASTENERS INC. , TF8585 | JEA GENERATION | CSC Stores | 0.5 | 2002-03-14 16:23 | Anjanece | 400 | 0 | #VALUE! | #VALUE!
THREADED FASTENERS INC. | TF8585 | Y | THREADED FASTENERS INC. , TF8585 |  |  | 1.19 | 2002-03-14 16:23 | Anjanece | 400 | 0 | #VALUE! | #VALUE!
THREADED FASTENERS INC. | TF8585 | Y | THREADED FASTENERS INC. , TF8585 |  |  | 1.2 | 2002-03-14 16:23 | Anjanece | 400 | 0 | #VALUE! | #VALUE!
THREADED FASTENERS INC. | TF8585 | Y | THREADED FASTENERS INC. , TF8585 |  |  | 1.21 | 2002-03-14 16:23 | Anjanece | 400 | 0 | #VALUE! | #VALUE!
THREADED FASTENERS INC. | TF8585 | Y | THREADED FASTENERS INC. , TF8585 |  |  | 1.22 | 2002-03-14 16:23 | Anjanece | 400 | 0 | #VALUE! | #VALUE!
ALUMA-FORM | AF6510 | Y | ALUMA-FORM , AF6510 | JEA GENERATION | CSC Stores | 1.1 | 2002-03-14 16:26 | Anjanece | 50 | 0 | #VALUE! | #VALUE!
ALUMA-FORM | AF6510 | Y | ALUMA-FORM , AF6510 |  |  | 1.65 | 2002-03-14 16:26 | Anjanece | 50 | 0 | #VALUE! | #VALUE!
ALUMA-FORM | AF6510 | Y | ALUMA-FORM , AF6510 |  |  | 2.27 | 2002-03-14 16:26 | Anjanece | 50 | 0 | #VALUE! | #VALUE!
ALUMA-FORM | AF6510 | Y | ALUMA-FORM , AF6510 |  |  | 3.22 | 2002-03-14 16:26 | Anjanece | 50 | 0 | #VALUE! | #VALUE!
ALUMA-FORM | AF6510 | Y | ALUMA-FORM , AF6510 |  |  | 3.72 | 2002-03-14 16:26 | Anjanece | 50 | 0 | #VALUE! | #VALUE!
ALUMA-FORM | AF6510 | Y | ALUMA-FORM , AF6510 |  |  | 3.88 | 2002-03-14 16:26 | Anjanece | 50 | 0 | #VALUE! | #VALUE!
BARRON BETHEA | EN-4A | Y | BARRON BETHEA , EN-4A | JEA GENERATION | CSC Stores | 1.1 | 2002-03-14 16:26 | Anjanece | 50 | 0 | #VALUE! | #VALUE!
BARRON BETHEA | EN-4A | Y | BARRON BETHEA , EN-4A |  |  | 1.65 | 2002-03-14 16:26 | Anjanece | 50 | 0 | #VALUE! | #VALUE!
BARRON BETHEA | EN-4A | Y | BARRON BETHEA , EN-4A |  |  | 2.27 | 2002-03-14 16:26 | Anjanece | 50 | 0 | #VALUE! | #VALUE!
BARRON BETHEA | EN-4A | Y | BARRON BETHEA , EN-4A |  |  | 3.22 | 2002-03-14 16:26 | Anjanece | 50 | 0 | #VALUE! | #VALUE!
BARRON BETHEA | EN-4A | Y | BARRON BETHEA , EN-4A |  |  | 3.72 | 2002-03-14 16:26 | Anjanece | 50 | 0 | #VALUE! | #VALUE!
BARRON BETHEA | EN-4A | Y | BARRON BETHEA , EN-4A |  |  | 3.88 | 2002-03-14 16:26 | Anjanece | 50 | 0 | #VALUE! | #VALUE!
CHANCE | 6510 | Y | CHANCE , 6510 | JEA GENERATION | CSC Stores | 1.1 | 2002-03-14 16:26 | Anjanece | 50 | 0 | #VALUE! | #VALUE!
CHANCE | 6510 | Y | CHANCE , 6510 |  |  | 1.65 | 2002-03-14 16:26 | Anjanece | 50 | 0 | #VALUE! | #VALUE!
CHANCE | 6510 | Y | CHANCE , 6510 |  |  | 2.27 | 2002-03-14 16:26 | Anjanece | 50 | 0 | #VALUE! | #VALUE!
CHANCE | 6510 | Y | CHANCE , 6510 |  |  | 3.22 | 2002-03-14 16:26 | Anjanece | 50 | 0 | #VALUE! | #VALUE!
CHANCE | 6510 | Y | CHANCE , 6510 |  |  | 3.72 | 2002-03-14 16:26 | Anjanece | 50 | 0 | #VALUE! | #VALUE!
CHANCE | 6510 | Y | CHANCE , 6510 |  |  | 3.88 | 2002-03-14 16:26 | Anjanece | 50 | 0 | #VALUE! | #VALUE!
CONTINENTAL ELECTRIC | TN-5 | Y | CONTINENTAL ELECTRIC , TN-5 | JEA GENERATION | CSC Stores | 1.1 | 2002-03-14 16:26 | Anjanece | 50 | 0 | #VALUE! | #VALUE!
CONTINENTAL ELECTRIC | TN-5 | Y | CONTINENTAL ELECTRIC , TN-5 |  |  | 1.65 | 2002-03-14 16:26 | Anjanece | 50 | 0 | #VALUE! | #VALUE!
CONTINENTAL ELECTRIC | TN-5 | Y | CONTINENTAL ELECTRIC , TN-5 |  |  | 2.27 | 2002-03-14 16:26 | Anjanece | 50 | 0 | #VALUE! | #VALUE!
CONTINENTAL ELECTRIC | TN-5 | Y | CONTINENTAL ELECTRIC , TN-5 |  |  | 3.22 | 2002-03-14 16:26 | Anjanece | 50 | 0 | #VALUE! | #VALUE!
CONTINENTAL ELECTRIC | TN-5 | Y | CONTINENTAL ELECTRIC , TN-5 |  |  | 3.72 | 2002-03-14 16:26 | Anjanece | 50 | 0 | #VALUE! | #VALUE!
CONTINENTAL ELECTRIC | TN-5 | Y | CONTINENTAL ELECTRIC , TN-5 |  |  | 3.88 | 2002-03-14 16:26 | Anjanece | 50 | 0 | #VALUE! | #VALUE!
DIXIE ELECTRIC | D-6510 | Y | DIXIE ELECTRIC , D-6510 | JEA GENERATION | CSC Stores | 1.1 | 2002-03-14 16:26 | Anjanece | 50 | 0 | #VALUE! | #VALUE!
DIXIE ELECTRIC | D-6510 | Y | DIXIE ELECTRIC , D-6510 |  |  | 1.65 | 2002-03-14 16:26 | Anjanece | 50 | 0 | #VALUE! | #VALUE!
DIXIE ELECTRIC | D-6510 | Y | DIXIE ELECTRIC , D-6510 |  |  | 2.27 | 2002-03-14 16:26 | Anjanece | 50 | 0 | #VALUE! | #VALUE!
DIXIE ELECTRIC | D-6510 | Y | DIXIE ELECTRIC , D-6510 |  |  | 3.22 | 2002-03-14 16:26 | Anjanece | 50 | 0 | #VALUE! | #VALUE!
DIXIE ELECTRIC | D-6510 | Y | DIXIE ELECTRIC , D-6510 |  |  | 3.72 | 2002-03-14 16:26 | Anjanece | 50 | 0 | #VALUE! | #VALUE!
DIXIE ELECTRIC | D-6510 | Y | DIXIE ELECTRIC , D-6510 |  |  | 3.88 | 2002-03-14 16:26 | Anjanece | 50 | 0 | #VALUE! | #VALUE!
FLORIDA WIRE AND CABLE | FW6510 | Y | FLORIDA WIRE AND CABLE , FW6510 | JEA GENERATION | CSC Stores | 1.1 | 2002-03-14 16:26 | Anjanece | 50 | 0 | #VALUE! | #VALUE!
FLORIDA WIRE AND CABLE | FW6510 | Y | FLORIDA WIRE AND CABLE , FW6510 |  |  | 1.65 | 2002-03-14 16:26 | Anjanece | 50 | 0 | #VALUE! | #VALUE!
FLORIDA WIRE AND CABLE | FW6510 | Y | FLORIDA WIRE AND CABLE , FW6510 |  |  | 2.27 | 2002-03-14 16:26 | Anjanece | 50 | 0 | #VALUE! | #VALUE!
FLORIDA WIRE AND CABLE | FW6510 | Y | FLORIDA WIRE AND CABLE , FW6510 |  |  | 3.22 | 2002-03-14 16:26 | Anjanece | 50 | 0 | #VALUE! | #VALUE!
FLORIDA WIRE AND CABLE | FW6510 | Y | FLORIDA WIRE AND CABLE , FW6510 |  |  | 3.72 | 2002-03-14 16:26 | Anjanece | 50 | 0 | #VALUE! | #VALUE!
FLORIDA WIRE AND CABLE | FW6510 | Y | FLORIDA WIRE AND CABLE , FW6510 |  |  | 3.88 | 2002-03-14 16:26 | Anjanece | 50 | 0 | #VALUE! | #VALUE!
JOSLYN HI-VOLTAGE CORP. | J6510 | Y | JOSLYN HI-VOLTAGE CORP. , J6510 | JEA GENERATION | CSC Stores | 1.1 | 2002-03-14 16:26 | Anjanece | 50 | 0 | #VALUE! | #VALUE!
JOSLYN HI-VOLTAGE CORP. | J6510 | Y | JOSLYN HI-VOLTAGE CORP. , J6510 |  |  | 1.65 | 2002-03-14 16:26 | Anjanece | 50 | 0 | #VALUE! | #VALUE!
JOSLYN HI-VOLTAGE CORP. | J6510 | Y | JOSLYN HI-VOLTAGE CORP. , J6510 |  |  | 2.27 | 2002-03-14 16:26 | Anjanece | 50 | 0 | #VALUE! | #VALUE!
JOSLYN HI-VOLTAGE CORP. | J6510 | Y | JOSLYN HI-VOLTAGE CORP. , J6510 |  |  | 3.22 | 2002-03-14 16:26 | Anjanece | 50 | 0 | #VALUE! | #VALUE!
JOSLYN HI-VOLTAGE CORP. | J6510 | Y | JOSLYN HI-VOLTAGE CORP. , J6510 |  |  | 3.72 | 2002-03-14 16:26 | Anjanece | 50 | 0 | #VALUE! | #VALUE!
JOSLYN HI-VOLTAGE CORP. | J6510 | Y | JOSLYN HI-VOLTAGE CORP. , J6510 |  |  | 3.88 | 2002-03-14 16:26 | Anjanece | 50 | 0 | #VALUE! | #VALUE!
MC GRAW EDISON | DG1E1 | Y | MC GRAW EDISON , DG1E1 | JEA GENERATION | CSC Stores | 1.1 | 2002-03-14 16:26 | Anjanece | 50 | 0 | #VALUE! | #VALUE!
MC GRAW EDISON | DG1E1 | Y | MC GRAW EDISON , DG1E1 |  |  | 1.65 | 2002-03-14 16:26 | Anjanece | 50 | 0 | #VALUE! | #VALUE!
MC GRAW EDISON | DG1E1 | Y | MC GRAW EDISON , DG1E1 |  |  | 2.27 | 2002-03-14 16:26 | Anjanece | 50 | 0 | #VALUE! | #VALUE!
MC GRAW EDISON | DG1E1 | Y | MC GRAW EDISON , DG1E1 |  |  | 3.22 | 2002-03-14 16:26 | Anjanece | 50 | 0 | #VALUE! | #VALUE!
MC GRAW EDISON | DG1E1 | Y | MC GRAW EDISON , DG1E1 |  |  | 3.72 | 2002-03-14 16:26 | Anjanece | 50 | 0 | #VALUE! | #VALUE!
MC GRAW EDISON | DG1E1 | Y | MC GRAW EDISON , DG1E1 |  |  | 3.88 | 2002-03-14 16:26 | Anjanece | 50 | 0 | #VALUE! | #VALUE!
POWERLINE HARDWARE CO. | P6510 | Y | POWERLINE HARDWARE CO. , P6510 | JEA GENERATION | CSC Stores | 1.1 | 2002-03-14 16:26 | Anjanece | 50 | 0 | #VALUE! | #VALUE!
POWERLINE HARDWARE CO. | P6510 | Y | POWERLINE HARDWARE CO. , P6510 |  |  | 1.65 | 2002-03-14 16:26 | Anjanece | 50 | 0 | #VALUE! | #VALUE!
POWERLINE HARDWARE CO. | P6510 | Y | POWERLINE HARDWARE CO. , P6510 |  |  | 2.27 | 2002-03-14 16:26 | Anjanece | 50 | 0 | #VALUE! | #VALUE!
POWERLINE HARDWARE CO. | P6510 | Y | POWERLINE HARDWARE CO. , P6510 |  |  | 3.22 | 2002-03-14 16:26 | Anjanece | 50 | 0 | #VALUE! | #VALUE!
POWERLINE HARDWARE CO. | P6510 | Y | POWERLINE HARDWARE CO. , P6510 |  |  | 3.72 | 2002-03-14 16:26 | Anjanece | 50 | 0 | #VALUE! | #VALUE!
POWERLINE HARDWARE CO. | P6510 | Y | POWERLINE HARDWARE CO. , P6510 |  |  | 3.88 | 2002-03-14 16:26 | Anjanece | 50 | 0 | #VALUE! | #VALUE!
UTILITIES SERVICE | C580 | Y | UTILITIES SERVICE , C580 | JEA GENERATION | CSC Stores | 1.1 | 2002-03-14 16:26 | Anjanece | 50 | 0 | #VALUE! | #VALUE!
UTILITIES SERVICE | C580 | Y | UTILITIES SERVICE , C580 |  |  | 1.65 | 2002-03-14 16:26 | Anjanece | 50 | 0 | #VALUE! | #VALUE!
UTILITIES SERVICE | C580 | Y | UTILITIES SERVICE , C580 |  |  | 2.27 | 2002-03-14 16:26 | Anjanece | 50 | 0 | #VALUE! | #VALUE!
UTILITIES SERVICE | C580 | Y | UTILITIES SERVICE , C580 |  |  | 3.22 | 2002-03-14 16:26 | Anjanece | 50 | 0 | #VALUE! | #VALUE!
UTILITIES SERVICE | C580 | Y | UTILITIES SERVICE , C580 |  |  | 3.72 | 2002-03-14 16:26 | Anjanece | 50 | 0 | #VALUE! | #VALUE!
UTILITIES SERVICE | C580 | Y | UTILITIES SERVICE , C580 |  |  | 3.88 | 2002-03-14 16:26 | Anjanece | 50 | 0 | #VALUE! | #VALUE!
ALLIED BOLT, INC. | 5051 | Y | ALLIED BOLT, INC. , 5051 | JEA OVERHEAD DISTRIBUTION | CSC Stores | 1.44 | 2002-03-14 16:27 | Anjanece | 50 | 0 | #VALUE! | #VALUE!
ALLIED BOLT, INC. | 5051 | Y | ALLIED BOLT, INC. , 5051 |  |  | 1.45 | 2002-03-14 16:27 | Anjanece | 50 | 0 | #VALUE! | #VALUE!
ALLIED BOLT, INC. | 5051 | Y | ALLIED BOLT, INC. , 5051 |  |  | 1.51 | 2002-03-14 16:27 | Anjanece | 50 | 0 | #VALUE! | #VALUE!
ALLIED BOLT, INC. | 5051 | Y | ALLIED BOLT, INC. , 5051 |  |  | 1.67 | 2002-03-14 16:27 | Anjanece | 50 | 0 | #VALUE! | #VALUE!
ALLIED BOLT, INC. | 5051 | Y | ALLIED BOLT, INC. , 5051 |  |  | 2.07 | 2002-03-14 16:27 | Anjanece | 50 | 0 | #VALUE! | #VALUE!
ALLIED BOLT, INC. | 5051 | Y | ALLIED BOLT, INC. , 5051 |  |  | 2.08 | 2002-03-14 16:27 | Anjanece | 50 | 0 | #VALUE! | #VALUE!
ALLIED BOLT, INC. | 5051 | Y | ALLIED BOLT, INC. , 5051 |  |  | 2.2 | 2002-03-14 16:27 | Anjanece | 50 | 0 | #VALUE! | #VALUE!
ALLIED BOLT, INC. | 5051 | Y | ALLIED BOLT, INC. , 5051 |  |  | 2.25 | 2002-03-14 16:27 | Anjanece | 50 | 0 | #VALUE! | #VALUE!
ALLIED BOLT, INC. | 5051 | Y | ALLIED BOLT, INC. , 5051 |  |  | 2.32 | 2002-03-14 16:27 | Anjanece | 50 | 0 | #VALUE! | #VALUE!
ALLIED BOLT, INC. | 5051 | Y | ALLIED BOLT, INC. , 5051 |  |  | 2.33 | 2002-03-14 16:27 | Anjanece | 50 | 0 | #VALUE! | #VALUE!
ALLIED BOLT, INC. | 5051 | Y | ALLIED BOLT, INC. , 5051 |  |  | 2.36 | 2002-03-14 16:27 | Anjanece | 50 | 0 | #VALUE! | #VALUE!
ALLIED BOLT, INC. | 5051 | Y | ALLIED BOLT, INC. , 5051 |  |  | 2.4 | 2002-03-14 16:27 | Anjanece | 50 | 0 | #VALUE! | #VALUE!
ALLIED BOLT, INC. | 5051 | Y | ALLIED BOLT, INC. , 5051 |  |  | 2.49 | 2002-03-14 16:27 | Anjanece | 50 | 0 | #VALUE! | #VALUE!
ALLIED BOLT, INC. | 5051 | Y | ALLIED BOLT, INC. , 5051 |  |  | 2.62 | 2002-03-14 16:27 | Anjanece | 50 | 0 | #VALUE! | #VALUE!
ALLIED BOLT, INC. | 5051 | Y | ALLIED BOLT, INC. , 5051 |  |  | 2.72 | 2002-03-14 16:27 | Anjanece | 50 | 0 | #VALUE! | #VALUE!
ALLIED BOLT, INC. | 5051 | Y | ALLIED BOLT, INC. , 5051 |  |  | 2.79 | 2002-03-14 16:27 | Anjanece | 50 | 0 | #VALUE! | #VALUE!
ALLIED BOLT, INC. | 5051 | Y | ALLIED BOLT, INC. , 5051 |  |  | 2.81 | 2002-03-14 16:27 | Anjanece | 50 | 0 | #VALUE! | #VALUE!
BARRON BETHEA | EN-4B | Y | BARRON BETHEA , EN-4B | JEA OVERHEAD DISTRIBUTION | CSC Stores | 1.44 | 2002-03-14 16:27 | Anjanece | 50 | 0 | #VALUE! | #VALUE!
BARRON BETHEA | EN-4B | Y | BARRON BETHEA , EN-4B |  |  | 1.45 | 2002-03-14 16:27 | Anjanece | 50 | 0 | #VALUE! | #VALUE!
BARRON BETHEA | EN-4B | Y | BARRON BETHEA , EN-4B |  |  | 1.51 | 2002-03-14 16:27 | Anjanece | 50 | 0 | #VALUE! | #VALUE!
BARRON BETHEA | EN-4B | Y | BARRON BETHEA , EN-4B |  |  | 1.67 | 2002-03-14 16:27 | Anjanece | 50 | 0 | #VALUE! | #VALUE!
BARRON BETHEA | EN-4B | Y | BARRON BETHEA , EN-4B |  |  | 2.07 | 2002-03-14 16:27 | Anjanece | 50 | 0 | #VALUE! | #VALUE!
BARRON BETHEA | EN-4B | Y | BARRON BETHEA , EN-4B |  |  | 2.08 | 2002-03-14 16:27 | Anjanece | 50 | 0 | #VALUE! | #VALUE!
BARRON BETHEA | EN-4B | Y | BARRON BETHEA , EN-4B |  |  | 2.2 | 2002-03-14 16:27 | Anjanece | 50 | 0 | #VALUE! | #VALUE!
BARRON BETHEA | EN-4B | Y | BARRON BETHEA , EN-4B |  |  | 2.25 | 2002-03-14 16:27 | Anjanece | 50 | 0 | #VALUE! | #VALUE!
BARRON BETHEA | EN-4B | Y | BARRON BETHEA , EN-4B |  |  | 2.32 | 2002-03-14 16:27 | Anjanece | 50 | 0 | #VALUE! | #VALUE!
BARRON BETHEA | EN-4B | Y | BARRON BETHEA , EN-4B |  |  | 2.33 | 2002-03-14 16:27 | Anjanece | 50 | 0 | #VALUE! | #VALUE!
BARRON BETHEA | EN-4B | Y | BARRON BETHEA , EN-4B |  |  | 2.36 | 2002-03-14 16:27 | Anjanece | 50 | 0 | #VALUE! | #VALUE!
BARRON BETHEA | EN-4B | Y | BARRON BETHEA , EN-4B |  |  | 2.4 | 2002-03-14 16:27 | Anjanece | 50 | 0 | #VALUE! | #VALUE!
BARRON BETHEA | EN-4B | Y | BARRON BETHEA , EN-4B |  |  | 2.49 | 2002-03-14 16:27 | Anjanece | 50 | 0 | #VALUE! | #VALUE!
BARRON BETHEA | EN-4B | Y | BARRON BETHEA , EN-4B |  |  | 2.62 | 2002-03-14 16:27 | Anjanece | 50 | 0 | #VALUE! | #VALUE!
BARRON BETHEA | EN-4B | Y | BARRON BETHEA , EN-4B |  |  | 2.72 | 2002-03-14 16:27 | Anjanece | 50 | 0 | #VALUE! | #VALUE!
BARRON BETHEA | EN-4B | Y | BARRON BETHEA , EN-4B |  |  | 2.79 | 2002-03-14 16:27 | Anjanece | 50 | 0 | #VALUE! | #VALUE!
BARRON BETHEA | EN-4B | Y | BARRON BETHEA , EN-4B |  |  | 2.81 | 2002-03-14 16:27 | Anjanece | 50 | 0 | #VALUE! | #VALUE!
CHANCE | 6511 | Y | CHANCE , 6511 | JEA OVERHEAD DISTRIBUTION | CSC Stores | 1.44 | 2002-03-14 16:27 | Anjanece | 50 | 0 | #VALUE! | #VALUE!
CHANCE | 6511 | Y | CHANCE , 6511 |  |  | 1.45 | 2002-03-14 16:27 | Anjanece | 50 | 0 | #VALUE! | #VALUE!
CHANCE | 6511 | Y | CHANCE , 6511 |  |  | 1.51 | 2002-03-14 16:27 | Anjanece | 50 | 0 | #VALUE! | #VALUE!
CHANCE | 6511 | Y | CHANCE , 6511 |  |  | 1.67 | 2002-03-14 16:27 | Anjanece | 50 | 0 | #VALUE! | #VALUE!
CHANCE | 6511 | Y | CHANCE , 6511 |  |  | 2.07 | 2002-03-14 16:27 | Anjanece | 50 | 0 | #VALUE! | #VALUE!
CHANCE | 6511 | Y | CHANCE , 6511 |  |  | 2.08 | 2002-03-14 16:27 | Anjanece | 50 | 0 | #VALUE! | #VALUE!
CHANCE | 6511 | Y | CHANCE , 6511 |  |  | 2.2 | 2002-03-14 16:27 | Anjanece | 50 | 0 | #VALUE! | #VALUE!
CHANCE | 6511 | Y | CHANCE , 6511 |  |  | 2.25 | 2002-03-14 16:27 | Anjanece | 50 | 0 | #VALUE! | #VALUE!
CHANCE | 6511 | Y | CHANCE , 6511 |  |  | 2.32 | 2002-03-14 16:27 | Anjanece | 50 | 0 | #VALUE! | #VALUE!
CHANCE | 6511 | Y | CHANCE , 6511 |  |  | 2.33 | 2002-03-14 16:27 | Anjanece | 50 | 0 | #VALUE! | #VALUE!
CHANCE | 6511 | Y | CHANCE , 6511 |  |  | 2.36 | 2002-03-14 16:27 | Anjanece | 50 | 0 | #VALUE! | #VALUE!
CHANCE | 6511 | Y | CHANCE , 6511 |  |  | 2.4 | 2002-03-14 16:27 | Anjanece | 50 | 0 | #VALUE! | #VALUE!
CHANCE | 6511 | Y | CHANCE , 6511 |  |  | 2.49 | 2002-03-14 16:27 | Anjanece | 50 | 0 | #VALUE! | #VALUE!
CHANCE | 6511 | Y | CHANCE , 6511 |  |  | 2.62 | 2002-03-14 16:27 | Anjanece | 50 | 0 | #VALUE! | #VALUE!
CHANCE | 6511 | Y | CHANCE , 6511 |  |  | 2.72 | 2002-03-14 16:27 | Anjanece | 50 | 0 | #VALUE! | #VALUE!
CHANCE | 6511 | Y | CHANCE , 6511 |  |  | 2.79 | 2002-03-14 16:27 | Anjanece | 50 | 0 | #VALUE! | #VALUE!
CHANCE | 6511 | Y | CHANCE , 6511 |  |  | 2.81 | 2002-03-14 16:27 | Anjanece | 50 | 0 | #VALUE! | #VALUE!
CONTINENTAL ELECTRIC | TN-6 | Y | CONTINENTAL ELECTRIC , TN-6 | JEA OVERHEAD DISTRIBUTION | CSC Stores | 1.44 | 2002-03-14 16:27 | Anjanece | 50 | 0 | #VALUE! | #VALUE!
CONTINENTAL ELECTRIC | TN-6 | Y | CONTINENTAL ELECTRIC , TN-6 |  |  | 1.45 | 2002-03-14 16:27 | Anjanece | 50 | 0 | #VALUE! | #VALUE!
CONTINENTAL ELECTRIC | TN-6 | Y | CONTINENTAL ELECTRIC , TN-6 |  |  | 1.51 | 2002-03-14 16:27 | Anjanece | 50 | 0 | #VALUE! | #VALUE!
CONTINENTAL ELECTRIC | TN-6 | Y | CONTINENTAL ELECTRIC , TN-6 |  |  | 1.67 | 2002-03-14 16:27 | Anjanece | 50 | 0 | #VALUE! | #VALUE!
CONTINENTAL ELECTRIC | TN-6 | Y | CONTINENTAL ELECTRIC , TN-6 |  |  | 2.07 | 2002-03-14 16:27 | Anjanece | 50 | 0 | #VALUE! | #VALUE!
CONTINENTAL ELECTRIC | TN-6 | Y | CONTINENTAL ELECTRIC , TN-6 |  |  | 2.08 | 2002-03-14 16:27 | Anjanece | 50 | 0 | #VALUE! | #VALUE!
CONTINENTAL ELECTRIC | TN-6 | Y | CONTINENTAL ELECTRIC , TN-6 |  |  | 2.2 | 2002-03-14 16:27 | Anjanece | 50 | 0 | #VALUE! | #VALUE!
CONTINENTAL ELECTRIC | TN-6 | Y | CONTINENTAL ELECTRIC , TN-6 |  |  | 2.25 | 2002-03-14 16:27 | Anjanece | 50 | 0 | #VALUE! | #VALUE!
CONTINENTAL ELECTRIC | TN-6 | Y | CONTINENTAL ELECTRIC , TN-6 |  |  | 2.32 | 2002-03-14 16:27 | Anjanece | 50 | 0 | #VALUE! | #VALUE!
CONTINENTAL ELECTRIC | TN-6 | Y | CONTINENTAL ELECTRIC , TN-6 |  |  | 2.33 | 2002-03-14 16:27 | Anjanece | 50 | 0 | #VALUE! | #VALUE!
CONTINENTAL ELECTRIC | TN-6 | Y | CONTINENTAL ELECTRIC , TN-6 |  |  | 2.36 | 2002-03-14 16:27 | Anjanece | 50 | 0 | #VALUE! | #VALUE!
CONTINENTAL ELECTRIC | TN-6 | Y | CONTINENTAL ELECTRIC , TN-6 |  |  | 2.4 | 2002-03-14 16:27 | Anjanece | 50 | 0 | #VALUE! | #VALUE!
CONTINENTAL ELECTRIC | TN-6 | Y | CONTINENTAL ELECTRIC , TN-6 |  |  | 2.49 | 2002-03-14 16:27 | Anjanece | 50 | 0 | #VALUE! | #VALUE!
CONTINENTAL ELECTRIC | TN-6 | Y | CONTINENTAL ELECTRIC , TN-6 |  |  | 2.62 | 2002-03-14 16:27 | Anjanece | 50 | 0 | #VALUE! | #VALUE!
CONTINENTAL ELECTRIC | TN-6 | Y | CONTINENTAL ELECTRIC , TN-6 |  |  | 2.72 | 2002-03-14 16:27 | Anjanece | 50 | 0 | #VALUE! | #VALUE!
CONTINENTAL ELECTRIC | TN-6 | Y | CONTINENTAL ELECTRIC , TN-6 |  |  | 2.79 | 2002-03-14 16:27 | Anjanece | 50 | 0 | #VALUE! | #VALUE!
CONTINENTAL ELECTRIC | TN-6 | Y | CONTINENTAL ELECTRIC , TN-6 |  |  | 2.81 | 2002-03-14 16:27 | Anjanece | 50 | 0 | #VALUE! | #VALUE!
DIXIE ELECTRIC | D-6511 | Y | DIXIE ELECTRIC , D-6511 | JEA OVERHEAD DISTRIBUTION | CSC Stores | 1.44 | 2002-03-14 16:27 | Anjanece | 50 | 0 | #VALUE! | #VALUE!
DIXIE ELECTRIC | D-6511 | Y | DIXIE ELECTRIC , D-6511 |  |  | 1.45 | 2002-03-14 16:27 | Anjanece | 50 | 0 | #VALUE! | #VALUE!
DIXIE ELECTRIC | D-6511 | Y | DIXIE ELECTRIC , D-6511 |  |  | 1.51 | 2002-03-14 16:27 | Anjanece | 50 | 0 | #VALUE! | #VALUE!
DIXIE ELECTRIC | D-6511 | Y | DIXIE ELECTRIC , D-6511 |  |  | 1.67 | 2002-03-14 16:27 | Anjanece | 50 | 0 | #VALUE! | #VALUE!
DIXIE ELECTRIC | D-6511 | Y | DIXIE ELECTRIC , D-6511 |  |  | 2.07 | 2002-03-14 16:27 | Anjanece | 50 | 0 | #VALUE! | #VALUE!
DIXIE ELECTRIC | D-6511 | Y | DIXIE ELECTRIC , D-6511 |  |  | 2.08 | 2002-03-14 16:27 | Anjanece | 50 | 0 | #VALUE! | #VALUE!
DIXIE ELECTRIC | D-6511 | Y | DIXIE ELECTRIC , D-6511 |  |  | 2.2 | 2002-03-14 16:27 | Anjanece | 50 | 0 | #VALUE! | #VALUE!
DIXIE ELECTRIC | D-6511 | Y | DIXIE ELECTRIC , D-6511 |  |  | 2.25 | 2002-03-14 16:27 | Anjanece | 50 | 0 | #VALUE! | #VALUE!
DIXIE ELECTRIC | D-6511 | Y | DIXIE ELECTRIC , D-6511 |  |  | 2.32 | 2002-03-14 16:27 | Anjanece | 50 | 0 | #VALUE! | #VALUE!
DIXIE ELECTRIC | D-6511 | Y | DIXIE ELECTRIC , D-6511 |  |  | 2.33 | 2002-03-14 16:27 | Anjanece | 50 | 0 | #VALUE! | #VALUE!
DIXIE ELECTRIC | D-6511 | Y | DIXIE ELECTRIC , D-6511 |  |  | 2.36 | 2002-03-14 16:27 | Anjanece | 50 | 0 | #VALUE! | #VALUE!
DIXIE ELECTRIC | D-6511 | Y | DIXIE ELECTRIC , D-6511 |  |  | 2.4 | 2002-03-14 16:27 | Anjanece | 50 | 0 | #VALUE! | #VALUE!
DIXIE ELECTRIC | D-6511 | Y | DIXIE ELECTRIC , D-6511 |  |  | 2.49 | 2002-03-14 16:27 | Anjanece | 50 | 0 | #VALUE! | #VALUE!
DIXIE ELECTRIC | D-6511 | Y | DIXIE ELECTRIC , D-6511 |  |  | 2.62 | 2002-03-14 16:27 | Anjanece | 50 | 0 | #VALUE! | #VALUE!
DIXIE ELECTRIC | D-6511 | Y | DIXIE ELECTRIC , D-6511 |  |  | 2.72 | 2002-03-14 16:27 | Anjanece | 50 | 0 | #VALUE! | #VALUE!
DIXIE ELECTRIC | D-6511 | Y | DIXIE ELECTRIC , D-6511 |  |  | 2.79 | 2002-03-14 16:27 | Anjanece | 50 | 0 | #VALUE! | #VALUE!
DIXIE ELECTRIC | D-6511 | Y | DIXIE ELECTRIC , D-6511 |  |  | 2.81 | 2002-03-14 16:27 | Anjanece | 50 | 0 | #VALUE! | #VALUE!
FLORIDA WIRE AND CABLE | FW6511 | Y | FLORIDA WIRE AND CABLE , FW6511 | JEA OVERHEAD DISTRIBUTION | CSC Stores | 1.44 | 2002-03-14 16:27 | Anjanece | 50 | 0 | #VALUE! | #VALUE!
FLORIDA WIRE AND CABLE | FW6511 | Y | FLORIDA WIRE AND CABLE , FW6511 |  |  | 1.45 | 2002-03-14 16:27 | Anjanece | 50 | 0 | #VALUE! | #VALUE!
FLORIDA WIRE AND CABLE | FW6511 | Y | FLORIDA WIRE AND CABLE , FW6511 |  |  | 1.51 | 2002-03-14 16:27 | Anjanece | 50 | 0 | #VALUE! | #VALUE!
FLORIDA WIRE AND CABLE | FW6511 | Y | FLORIDA WIRE AND CABLE , FW6511 |  |  | 1.67 | 2002-03-14 16:27 | Anjanece | 50 | 0 | #VALUE! | #VALUE!
FLORIDA WIRE AND CABLE | FW6511 | Y | FLORIDA WIRE AND CABLE , FW6511 |  |  | 2.07 | 2002-03-14 16:27 | Anjanece | 50 | 0 | #VALUE! | #VALUE!
FLORIDA WIRE AND CABLE | FW6511 | Y | FLORIDA WIRE AND CABLE , FW6511 |  |  | 2.08 | 2002-03-14 16:27 | Anjanece | 50 | 0 | #VALUE! | #VALUE!
FLORIDA WIRE AND CABLE | FW6511 | Y | FLORIDA WIRE AND CABLE , FW6511 |  |  | 2.2 | 2002-03-14 16:27 | Anjanece | 50 | 0 | #VALUE! | #VALUE!
FLORIDA WIRE AND CABLE | FW6511 | Y | FLORIDA WIRE AND CABLE , FW6511 |  |  | 2.25 | 2002-03-14 16:27 | Anjanece | 50 | 0 | #VALUE! | #VALUE!
FLORIDA WIRE AND CABLE | FW6511 | Y | FLORIDA WIRE AND CABLE , FW6511 |  |  | 2.32 | 2002-03-14 16:27 | Anjanece | 50 | 0 | #VALUE! | #VALUE!
FLORIDA WIRE AND CABLE | FW6511 | Y | FLORIDA WIRE AND CABLE , FW6511 |  |  | 2.33 | 2002-03-14 16:27 | Anjanece | 50 | 0 | #VALUE! | #VALUE!
FLORIDA WIRE AND CABLE | FW6511 | Y | FLORIDA WIRE AND CABLE , FW6511 |  |  | 2.36 | 2002-03-14 16:27 | Anjanece | 50 | 0 | #VALUE! | #VALUE!
FLORIDA WIRE AND CABLE | FW6511 | Y | FLORIDA WIRE AND CABLE , FW6511 |  |  | 2.4 | 2002-03-14 16:27 | Anjanece | 50 | 0 | #VALUE! | #VALUE!
FLORIDA WIRE AND CABLE | FW6511 | Y | FLORIDA WIRE AND CABLE , FW6511 |  |  | 2.49 | 2002-03-14 16:27 | Anjanece | 50 | 0 | #VALUE! | #VALUE!
FLORIDA WIRE AND CABLE | FW6511 | Y | FLORIDA WIRE AND CABLE , FW6511 |  |  | 2.62 | 2002-03-14 16:27 | Anjanece | 50 | 0 | #VALUE! | #VALUE!
FLORIDA WIRE AND CABLE | FW6511 | Y | FLORIDA WIRE AND CABLE , FW6511 |  |  | 2.72 | 2002-03-14 16:27 | Anjanece | 50 | 0 | #VALUE! | #VALUE!
FLORIDA WIRE AND CABLE | FW6511 | Y | FLORIDA WIRE AND CABLE , FW6511 |  |  | 2.79 | 2002-03-14 16:27 | Anjanece | 50 | 0 | #VALUE! | #VALUE!
FLORIDA WIRE AND CABLE | FW6511 | Y | FLORIDA WIRE AND CABLE , FW6511 |  |  | 2.81 | 2002-03-14 16:27 | Anjanece | 50 | 0 | #VALUE! | #VALUE!
JOSLYN HI-VOLTAGE CORP. | J6511 | Y | JOSLYN HI-VOLTAGE CORP. , J6511 | JEA OVERHEAD DISTRIBUTION | CSC Stores | 1.44 | 2002-03-14 16:27 | Anjanece | 50 | 0 | #VALUE! | #VALUE!
JOSLYN HI-VOLTAGE CORP. | J6511 | Y | JOSLYN HI-VOLTAGE CORP. , J6511 |  |  | 1.45 | 2002-03-14 16:27 | Anjanece | 50 | 0 | #VALUE! | #VALUE!
JOSLYN HI-VOLTAGE CORP. | J6511 | Y | JOSLYN HI-VOLTAGE CORP. , J6511 |  |  | 1.51 | 2002-03-14 16:27 | Anjanece | 50 | 0 | #VALUE! | #VALUE!
JOSLYN HI-VOLTAGE CORP. | J6511 | Y | JOSLYN HI-VOLTAGE CORP. , J6511 |  |  | 1.67 | 2002-03-14 16:27 | Anjanece | 50 | 0 | #VALUE! | #VALUE!
JOSLYN HI-VOLTAGE CORP. | J6511 | Y | JOSLYN HI-VOLTAGE CORP. , J6511 |  |  | 2.07 | 2002-03-14 16:27 | Anjanece | 50 | 0 | #VALUE! | #VALUE!
JOSLYN HI-VOLTAGE CORP. | J6511 | Y | JOSLYN HI-VOLTAGE CORP. , J6511 |  |  | 2.08 | 2002-03-14 16:27 | Anjanece | 50 | 0 | #VALUE! | #VALUE!
JOSLYN HI-VOLTAGE CORP. | J6511 | Y | JOSLYN HI-VOLTAGE CORP. , J6511 |  |  | 2.2 | 2002-03-14 16:27 | Anjanece | 50 | 0 | #VALUE! | #VALUE!
JOSLYN HI-VOLTAGE CORP. | J6511 | Y | JOSLYN HI-VOLTAGE CORP. , J6511 |  |  | 2.25 | 2002-03-14 16:27 | Anjanece | 50 | 0 | #VALUE! | #VALUE!
JOSLYN HI-VOLTAGE CORP. | J6511 | Y | JOSLYN HI-VOLTAGE CORP. , J6511 |  |  | 2.32 | 2002-03-14 16:27 | Anjanece | 50 | 0 | #VALUE! | #VALUE!
JOSLYN HI-VOLTAGE CORP. | J6511 | Y | JOSLYN HI-VOLTAGE CORP. , J6511 |  |  | 2.33 | 2002-03-14 16:27 | Anjanece | 50 | 0 | #VALUE! | #VALUE!
JOSLYN HI-VOLTAGE CORP. | J6511 | Y | JOSLYN HI-VOLTAGE CORP. , J6511 |  |  | 2.36 | 2002-03-14 16:27 | Anjanece | 50 | 0 | #VALUE! | #VALUE!
JOSLYN HI-VOLTAGE CORP. | J6511 | Y | JOSLYN HI-VOLTAGE CORP. , J6511 |  |  | 2.4 | 2002-03-14 16:27 | Anjanece | 50 | 0 | #VALUE! | #VALUE!
JOSLYN HI-VOLTAGE CORP. | J6511 | Y | JOSLYN HI-VOLTAGE CORP. , J6511 |  |  | 2.49 | 2002-03-14 16:27 | Anjanece | 50 | 0 | #VALUE! | #VALUE!
JOSLYN HI-VOLTAGE CORP. | J6511 | Y | JOSLYN HI-VOLTAGE CORP. , J6511 |  |  | 2.62 | 2002-03-14 16:27 | Anjanece | 50 | 0 | #VALUE! | #VALUE!
JOSLYN HI-VOLTAGE CORP. | J6511 | Y | JOSLYN HI-VOLTAGE CORP. , J6511 |  |  | 2.72 | 2002-03-14 16:27 | Anjanece | 50 | 0 | #VALUE! | #VALUE!
JOSLYN HI-VOLTAGE CORP. | J6511 | Y | JOSLYN HI-VOLTAGE CORP. , J6511 |  |  | 2.79 | 2002-03-14 16:27 | Anjanece | 50 | 0 | #VALUE! | #VALUE!
JOSLYN HI-VOLTAGE CORP. | J6511 | Y | JOSLYN HI-VOLTAGE CORP. , J6511 |  |  | 2.81 | 2002-03-14 16:27 | Anjanece | 50 | 0 | #VALUE! | #VALUE!
MC GRAW EDISON | DG1E2 | Y | MC GRAW EDISON , DG1E2 | JEA OVERHEAD DISTRIBUTION | CSC Stores | 1.44 | 2002-03-14 16:27 | Anjanece | 50 | 0 | #VALUE! | #VALUE!
MC GRAW EDISON | DG1E2 | Y | MC GRAW EDISON , DG1E2 |  |  | 1.45 | 2002-03-14 16:27 | Anjanece | 50 | 0 | #VALUE! | #VALUE!
MC GRAW EDISON | DG1E2 | Y | MC GRAW EDISON , DG1E2 |  |  | 1.51 | 2002-03-14 16:27 | Anjanece | 50 | 0 | #VALUE! | #VALUE!
MC GRAW EDISON | DG1E2 | Y | MC GRAW EDISON , DG1E2 |  |  | 1.67 | 2002-03-14 16:27 | Anjanece | 50 | 0 | #VALUE! | #VALUE!
MC GRAW EDISON | DG1E2 | Y | MC GRAW EDISON , DG1E2 |  |  | 2.07 | 2002-03-14 16:27 | Anjanece | 50 | 0 | #VALUE! | #VALUE!
MC GRAW EDISON | DG1E2 | Y | MC GRAW EDISON , DG1E2 |  |  | 2.08 | 2002-03-14 16:27 | Anjanece | 50 | 0 | #VALUE! | #VALUE!
MC GRAW EDISON | DG1E2 | Y | MC GRAW EDISON , DG1E2 |  |  | 2.2 | 2002-03-14 16:27 | Anjanece | 50 | 0 | #VALUE! | #VALUE!
MC GRAW EDISON | DG1E2 | Y | MC GRAW EDISON , DG1E2 |  |  | 2.25 | 2002-03-14 16:27 | Anjanece | 50 | 0 | #VALUE! | #VALUE!
MC GRAW EDISON | DG1E2 | Y | MC GRAW EDISON , DG1E2 |  |  | 2.32 | 2002-03-14 16:27 | Anjanece | 50 | 0 | #VALUE! | #VALUE!
MC GRAW EDISON | DG1E2 | Y | MC GRAW EDISON , DG1E2 |  |  | 2.33 | 2002-03-14 16:27 | Anjanece | 50 | 0 | #VALUE! | #VALUE!
MC GRAW EDISON | DG1E2 | Y | MC GRAW EDISON , DG1E2 |  |  | 2.36 | 2002-03-14 16:27 | Anjanece | 50 | 0 | #VALUE! | #VALUE!
MC GRAW EDISON | DG1E2 | Y | MC GRAW EDISON , DG1E2 |  |  | 2.4 | 2002-03-14 16:27 | Anjanece | 50 | 0 | #VALUE! | #VALUE!
MC GRAW EDISON | DG1E2 | Y | MC GRAW EDISON , DG1E2 |  |  | 2.49 | 2002-03-14 16:27 | Anjanece | 50 | 0 | #VALUE! | #VALUE!
MC GRAW EDISON | DG1E2 | Y | MC GRAW EDISON , DG1E2 |  |  | 2.62 | 2002-03-14 16:27 | Anjanece | 50 | 0 | #VALUE! | #VALUE!
MC GRAW EDISON | DG1E2 | Y | MC GRAW EDISON , DG1E2 |  |  | 2.72 | 2002-03-14 16:27 | Anjanece | 50 | 0 | #VALUE! | #VALUE!
MC GRAW EDISON | DG1E2 | Y | MC GRAW EDISON , DG1E2 |  |  | 2.79 | 2002-03-14 16:27 | Anjanece | 50 | 0 | #VALUE! | #VALUE!
MC GRAW EDISON | DG1E2 | Y | MC GRAW EDISON , DG1E2 |  |  | 2.81 | 2002-03-14 16:27 | Anjanece | 50 | 0 | #VALUE! | #VALUE!
POWERLINE HARDWARE CO. | P6511 | Y | POWERLINE HARDWARE CO. , P6511 | JEA OVERHEAD DISTRIBUTION | CSC Stores | 1.44 | 2002-03-14 16:27 | Anjanece | 50 | 0 | #VALUE! | #VALUE!
POWERLINE HARDWARE CO. | P6511 | Y | POWERLINE HARDWARE CO. , P6511 |  |  | 1.45 | 2002-03-14 16:27 | Anjanece | 50 | 0 | #VALUE! | #VALUE!
POWERLINE HARDWARE CO. | P6511 | Y | POWERLINE HARDWARE CO. , P6511 |  |  | 1.51 | 2002-03-14 16:27 | Anjanece | 50 | 0 | #VALUE! | #VALUE!
POWERLINE HARDWARE CO. | P6511 | Y | POWERLINE HARDWARE CO. , P6511 |  |  | 1.67 | 2002-03-14 16:27 | Anjanece | 50 | 0 | #VALUE! | #VALUE!
POWERLINE HARDWARE CO. | P6511 | Y | POWERLINE HARDWARE CO. , P6511 |  |  | 2.07 | 2002-03-14 16:27 | Anjanece | 50 | 0 | #VALUE! | #VALUE!
POWERLINE HARDWARE CO. | P6511 | Y | POWERLINE HARDWARE CO. , P6511 |  |  | 2.08 | 2002-03-14 16:27 | Anjanece | 50 | 0 | #VALUE! | #VALUE!
POWERLINE HARDWARE CO. | P6511 | Y | POWERLINE HARDWARE CO. , P6511 |  |  | 2.2 | 2002-03-14 16:27 | Anjanece | 50 | 0 | #VALUE! | #VALUE!
POWERLINE HARDWARE CO. | P6511 | Y | POWERLINE HARDWARE CO. , P6511 |  |  | 2.25 | 2002-03-14 16:27 | Anjanece | 50 | 0 | #VALUE! | #VALUE!
POWERLINE HARDWARE CO. | P6511 | Y | POWERLINE HARDWARE CO. , P6511 |  |  | 2.32 | 2002-03-14 16:27 | Anjanece | 50 | 0 | #VALUE! | #VALUE!
POWERLINE HARDWARE CO. | P6511 | Y | POWERLINE HARDWARE CO. , P6511 |  |  | 2.33 | 2002-03-14 16:27 | Anjanece | 50 | 0 | #VALUE! | #VALUE!
POWERLINE HARDWARE CO. | P6511 | Y | POWERLINE HARDWARE CO. , P6511 |  |  | 2.36 | 2002-03-14 16:27 | Anjanece | 50 | 0 | #VALUE! | #VALUE!
POWERLINE HARDWARE CO. | P6511 | Y | POWERLINE HARDWARE CO. , P6511 |  |  | 2.4 | 2002-03-14 16:27 | Anjanece | 50 | 0 | #VALUE! | #VALUE!
POWERLINE HARDWARE CO. | P6511 | Y | POWERLINE HARDWARE CO. , P6511 |  |  | 2.49 | 2002-03-14 16:27 | Anjanece | 50 | 0 | #VALUE! | #VALUE!
POWERLINE HARDWARE CO. | P6511 | Y | POWERLINE HARDWARE CO. , P6511 |  |  | 2.62 | 2002-03-14 16:27 | Anjanece | 50 | 0 | #VALUE! | #VALUE!
POWERLINE HARDWARE CO. | P6511 | Y | POWERLINE HARDWARE CO. , P6511 |  |  | 2.72 | 2002-03-14 16:27 | Anjanece | 50 | 0 | #VALUE! | #VALUE!
POWERLINE HARDWARE CO. | P6511 | Y | POWERLINE HARDWARE CO. , P6511 |  |  | 2.79 | 2002-03-14 16:27 | Anjanece | 50 | 0 | #VALUE! | #VALUE!
POWERLINE HARDWARE CO. | P6511 | Y | POWERLINE HARDWARE CO. , P6511 |  |  | 2.81 | 2002-03-14 16:27 | Anjanece | 50 | 0 | #VALUE! | #VALUE!
THREADED FASTENERS INC. | TF6511 | Y | THREADED FASTENERS INC. , TF6511 | JEA OVERHEAD DISTRIBUTION | CSC Stores | 1.44 | 2002-03-14 16:27 | Anjanece | 50 | 0 | #VALUE! | #VALUE!
THREADED FASTENERS INC. | TF6511 | Y | THREADED FASTENERS INC. , TF6511 |  |  | 1.45 | 2002-03-14 16:27 | Anjanece | 50 | 0 | #VALUE! | #VALUE!
THREADED FASTENERS INC. | TF6511 | Y | THREADED FASTENERS INC. , TF6511 |  |  | 1.51 | 2002-03-14 16:27 | Anjanece | 50 | 0 | #VALUE! | #VALUE!
THREADED FASTENERS INC. | TF6511 | Y | THREADED FASTENERS INC. , TF6511 |  |  | 1.67 | 2002-03-14 16:27 | Anjanece | 50 | 0 | #VALUE! | #VALUE!
THREADED FASTENERS INC. | TF6511 | Y | THREADED FASTENERS INC. , TF6511 |  |  | 2.07 | 2002-03-14 16:27 | Anjanece | 50 | 0 | #VALUE! | #VALUE!
THREADED FASTENERS INC. | TF6511 | Y | THREADED FASTENERS INC. , TF6511 |  |  | 2.08 | 2002-03-14 16:27 | Anjanece | 50 | 0 | #VALUE! | #VALUE!
THREADED FASTENERS INC. | TF6511 | Y | THREADED FASTENERS INC. , TF6511 |  |  | 2.2 | 2002-03-14 16:27 | Anjanece | 50 | 0 | #VALUE! | #VALUE!
THREADED FASTENERS INC. | TF6511 | Y | THREADED FASTENERS INC. , TF6511 |  |  | 2.25 | 2002-03-14 16:27 | Anjanece | 50 | 0 | #VALUE! | #VALUE!
THREADED FASTENERS INC. | TF6511 | Y | THREADED FASTENERS INC. , TF6511 |  |  | 2.32 | 2002-03-14 16:27 | Anjanece | 50 | 0 | #VALUE! | #VALUE!
THREADED FASTENERS INC. | TF6511 | Y | THREADED FASTENERS INC. , TF6511 |  |  | 2.33 | 2002-03-14 16:27 | Anjanece | 50 | 0 | #VALUE! | #VALUE!
THREADED FASTENERS INC. | TF6511 | Y | THREADED FASTENERS INC. , TF6511 |  |  | 2.36 | 2002-03-14 16:27 | Anjanece | 50 | 0 | #VALUE! | #VALUE!
THREADED FASTENERS INC. | TF6511 | Y | THREADED FASTENERS INC. , TF6511 |  |  | 2.4 | 2002-03-14 16:27 | Anjanece | 50 | 0 | #VALUE! | #VALUE!
THREADED FASTENERS INC. | TF6511 | Y | THREADED FASTENERS INC. , TF6511 |  |  | 2.49 | 2002-03-14 16:27 | Anjanece | 50 | 0 | #VALUE! | #VALUE!
THREADED FASTENERS INC. | TF6511 | Y | THREADED FASTENERS INC. , TF6511 |  |  | 2.62 | 2002-03-14 16:27 | Anjanece | 50 | 0 | #VALUE! | #VALUE!
THREADED FASTENERS INC. | TF6511 | Y | THREADED FASTENERS INC. , TF6511 |  |  | 2.72 | 2002-03-14 16:27 | Anjanece | 50 | 0 | #VALUE! | #VALUE!
THREADED FASTENERS INC. | TF6511 | Y | THREADED FASTENERS INC. , TF6511 |  |  | 2.79 | 2002-03-14 16:27 | Anjanece | 50 | 0 | #VALUE! | #VALUE!
THREADED FASTENERS INC. | TF6511 | Y | THREADED FASTENERS INC. , TF6511 |  |  | 2.81 | 2002-03-14 16:27 | Anjanece | 50 | 0 | #VALUE! | #VALUE!
UTILITIES SERVICE | C340 | Y | UTILITIES SERVICE , C340 | JEA OVERHEAD DISTRIBUTION | CSC Stores | 1.44 | 2002-03-14 16:27 | Anjanece | 50 | 0 | #VALUE! | #VALUE!
UTILITIES SERVICE | C340 | Y | UTILITIES SERVICE , C340 |  |  | 1.45 | 2002-03-14 16:27 | Anjanece | 50 | 0 | #VALUE! | #VALUE!
UTILITIES SERVICE | C340 | Y | UTILITIES SERVICE , C340 |  |  | 1.51 | 2002-03-14 16:27 | Anjanece | 50 | 0 | #VALUE! | #VALUE!
UTILITIES SERVICE | C340 | Y | UTILITIES SERVICE , C340 |  |  | 1.67 | 2002-03-14 16:27 | Anjanece | 50 | 0 | #VALUE! | #VALUE!
UTILITIES SERVICE | C340 | Y | UTILITIES SERVICE , C340 |  |  | 2.07 | 2002-03-14 16:27 | Anjanece | 50 | 0 | #VALUE! | #VALUE!
UTILITIES SERVICE | C340 | Y | UTILITIES SERVICE , C340 |  |  | 2.08 | 2002-03-14 16:27 | Anjanece | 50 | 0 | #VALUE! | #VALUE!
UTILITIES SERVICE | C340 | Y | UTILITIES SERVICE , C340 |  |  | 2.2 | 2002-03-14 16:27 | Anjanece | 50 | 0 | #VALUE! | #VALUE!
UTILITIES SERVICE | C340 | Y | UTILITIES SERVICE , C340 |  |  | 2.25 | 2002-03-14 16:27 | Anjanece | 50 | 0 | #VALUE! | #VALUE!
UTILITIES SERVICE | C340 | Y | UTILITIES SERVICE , C340 |  |  | 2.32 | 2002-03-14 16:27 | Anjanece | 50 | 0 | #VALUE! | #VALUE!
UTILITIES SERVICE | C340 | Y | UTILITIES SERVICE , C340 |  |  | 2.33 | 2002-03-14 16:27 | Anjanece | 50 | 0 | #VALUE! | #VALUE!
UTILITIES SERVICE | C340 | Y | UTILITIES SERVICE , C340 |  |  | 2.36 | 2002-03-14 16:27 | Anjanece | 50 | 0 | #VALUE! | #VALUE!
UTILITIES SERVICE | C340 | Y | UTILITIES SERVICE , C340 |  |  | 2.4 | 2002-03-14 16:27 | Anjanece | 50 | 0 | #VALUE! | #VALUE!
UTILITIES SERVICE | C340 | Y | UTILITIES SERVICE , C340 |  |  | 2.49 | 2002-03-14 16:27 | Anjanece | 50 | 0 | #VALUE! | #VALUE!
UTILITIES SERVICE | C340 | Y | UTILITIES SERVICE , C340 |  |  | 2.62 | 2002-03-14 16:27 | Anjanece | 50 | 0 | #VALUE! | #VALUE!
UTILITIES SERVICE | C340 | Y | UTILITIES SERVICE , C340 |  |  | 2.72 | 2002-03-14 16:27 | Anjanece | 50 | 0 | #VALUE! | #VALUE!
UTILITIES SERVICE | C340 | Y | UTILITIES SERVICE , C340 |  |  | 2.79 | 2002-03-14 16:27 | Anjanece | 50 | 0 | #VALUE! | #VALUE!
UTILITIES SERVICE | C340 | Y | UTILITIES SERVICE , C340 |  |  | 2.81 | 2002-03-14 16:27 | Anjanece | 50 | 0 | #VALUE! | #VALUE!
ALLIED BOLT, INC. | 5046 | Y | ALLIED BOLT, INC. , 5046 | JEA OVERHEAD DISTRIBUTION | CSC Stores | 3.32 | 2002-03-14 16:28 | Anjanece | 25 | 0 | #VALUE! | #VALUE!
ALLIED BOLT, INC. | 5046 | Y | ALLIED BOLT, INC. , 5046 |  |  | 3.38 | 2002-03-14 16:28 | Anjanece | 25 | 0 | #VALUE! | #VALUE!
ALLIED BOLT, INC. | 5046 | Y | ALLIED BOLT, INC. , 5046 |  |  | 3.4 | 2002-03-14 16:28 | Anjanece | 25 | 0 | #VALUE! | #VALUE!
ALLIED BOLT, INC. | 5046 | Y | ALLIED BOLT, INC. , 5046 |  |  | 3.43 | 2002-03-14 16:28 | Anjanece | 25 | 0 | #VALUE! | #VALUE!
ALLIED BOLT, INC. | 5046 | Y | ALLIED BOLT, INC. , 5046 |  |  | 3.69 | 2002-03-14 16:28 | Anjanece | 25 | 0 | #VALUE! | #VALUE!
ALLIED BOLT, INC. | 5046 | Y | ALLIED BOLT, INC. , 5046 |  |  | 3.81 | 2002-03-14 16:28 | Anjanece | 25 | 0 | #VALUE! | #VALUE!
ALLIED BOLT, INC. | 5046 | Y | ALLIED BOLT, INC. , 5046 |  |  | 4.09 | 2002-03-14 16:28 | Anjanece | 25 | 0 | #VALUE! | #VALUE!
ALLIED BOLT, INC. | 5046 | Y | ALLIED BOLT, INC. , 5046 |  |  | 5.23 | 2002-03-14 16:28 | Anjanece | 25 | 0 | #VALUE! | #VALUE!
ALLIED BOLT, INC. | 5046 | Y | ALLIED BOLT, INC. , 5046 |  |  | 5.3 | 2002-03-14 16:28 | Anjanece | 25 | 0 | #VALUE! | #VALUE!
ALLIED BOLT, INC. | 5046 | Y | ALLIED BOLT, INC. , 5046 |  |  | 5.34 | 2002-03-14 16:28 | Anjanece | 25 | 0 | #VALUE! | #VALUE!
ALLIED BOLT, INC. | 5046 | Y | ALLIED BOLT, INC. , 5046 |  |  | 5.36 | 2002-03-14 16:28 | Anjanece | 25 | 0 | #VALUE! | #VALUE!
ALLIED BOLT, INC. | 5046 | Y | ALLIED BOLT, INC. , 5046 |  |  | 6.5 | 2002-03-14 16:28 | Anjanece | 25 | 0 | #VALUE! | #VALUE!
ALLIED BOLT, INC. | 5046 | Y | ALLIED BOLT, INC. , 5046 |  |  | 8.67 | 2002-03-14 16:28 | Anjanece | 25 | 0 | #VALUE! | #VALUE!
ALLIED BOLT, INC. | 5046 | Y | ALLIED BOLT, INC. , 5046 |  |  | 8.75 | 2002-03-14 16:28 | Anjanece | 25 | 0 | #VALUE! | #VALUE!
ALLIED BOLT, INC. | 5046 | Y | ALLIED BOLT, INC. , 5046 |  |  | 9.06 | 2002-03-14 16:28 | Anjanece | 25 | 0 | #VALUE! | #VALUE!
ALLIED BOLT, INC. | 5046 | Y | ALLIED BOLT, INC. , 5046 |  |  | 9.72 | 2002-03-14 16:28 | Anjanece | 25 | 0 | #VALUE! | #VALUE!
ALLIED BOLT, INC. | 5046 | Y | ALLIED BOLT, INC. , 5046 |  |  | 9.92 | 2002-03-14 16:28 | Anjanece | 25 | 0 | #VALUE! | #VALUE!
ALLIED BOLT, INC. | 5046 | Y | ALLIED BOLT, INC. , 5046 |  |  | 11.17 | 2002-03-14 16:28 | Anjanece | 25 | 0 | #VALUE! | #VALUE!
ALLIED BOLT, INC. | 5046 | Y | ALLIED BOLT, INC. , 5046 |  |  | 11.41 | 2002-03-14 16:28 | Anjanece | 25 | 0 | #VALUE! | #VALUE!
ALLIED BOLT, INC. | 5046 | Y | ALLIED BOLT, INC. , 5046 |  |  | 11.48 | 2002-03-14 16:28 | Anjanece | 25 | 0 | #VALUE! | #VALUE!
ALLIED BOLT, INC. | 5046 | Y | ALLIED BOLT, INC. , 5046 |  |  | 11.49 | 2002-03-14 16:28 | Anjanece | 25 | 0 | #VALUE! | #VALUE!
ALLIED BOLT, INC. | 5046 | Y | ALLIED BOLT, INC. , 5046 |  |  | 11.53 | 2002-03-14 16:28 | Anjanece | 25 | 0 | #VALUE! | #VALUE!
ALLIED BOLT, INC. | 5046 | Y | ALLIED BOLT, INC. , 5046 |  |  | 11.55 | 2002-03-14 16:28 | Anjanece | 25 | 0 | #VALUE! | #VALUE!
BARRON BETHEA | EN-5B | Y | BARRON BETHEA , EN-5B | JEA OVERHEAD DISTRIBUTION | CSC Stores | 3.32 | 2002-03-14 16:28 | Anjanece | 25 | 0 | #VALUE! | #VALUE!
BARRON BETHEA | EN-5B | Y | BARRON BETHEA , EN-5B |  |  | 3.38 | 2002-03-14 16:28 | Anjanece | 25 | 0 | #VALUE! | #VALUE!
BARRON BETHEA | EN-5B | Y | BARRON BETHEA , EN-5B |  |  | 3.4 | 2002-03-14 16:28 | Anjanece | 25 | 0 | #VALUE! | #VALUE!
BARRON BETHEA | EN-5B | Y | BARRON BETHEA , EN-5B |  |  | 3.43 | 2002-03-14 16:28 | Anjanece | 25 | 0 | #VALUE! | #VALUE!
BARRON BETHEA | EN-5B | Y | BARRON BETHEA , EN-5B |  |  | 3.69 | 2002-03-14 16:28 | Anjanece | 25 | 0 | #VALUE! | #VALUE!
BARRON BETHEA | EN-5B | Y | BARRON BETHEA , EN-5B |  |  | 3.81 | 2002-03-14 16:28 | Anjanece | 25 | 0 | #VALUE! | #VALUE!
BARRON BETHEA | EN-5B | Y | BARRON BETHEA , EN-5B |  |  | 4.09 | 2002-03-14 16:28 | Anjanece | 25 | 0 | #VALUE! | #VALUE!
BARRON BETHEA | EN-5B | Y | BARRON BETHEA , EN-5B |  |  | 5.23 | 2002-03-14 16:28 | Anjanece | 25 | 0 | #VALUE! | #VALUE!
BARRON BETHEA | EN-5B | Y | BARRON BETHEA , EN-5B |  |  | 5.3 | 2002-03-14 16:28 | Anjanece | 25 | 0 | #VALUE! | #VALUE!
BARRON BETHEA | EN-5B | Y | BARRON BETHEA , EN-5B |  |  | 5.34 | 2002-03-14 16:28 | Anjanece | 25 | 0 | #VALUE! | #VALUE!
BARRON BETHEA | EN-5B | Y | BARRON BETHEA , EN-5B |  |  | 5.36 | 2002-03-14 16:28 | Anjanece | 25 | 0 | #VALUE! | #VALUE!
BARRON BETHEA | EN-5B | Y | BARRON BETHEA , EN-5B |  |  | 6.5 | 2002-03-14 16:28 | Anjanece | 25 | 0 | #VALUE! | #VALUE!
BARRON BETHEA | EN-5B | Y | BARRON BETHEA , EN-5B |  |  | 8.67 | 2002-03-14 16:28 | Anjanece | 25 | 0 | #VALUE! | #VALUE!
BARRON BETHEA | EN-5B | Y | BARRON BETHEA , EN-5B |  |  | 8.75 | 2002-03-14 16:28 | Anjanece | 25 | 0 | #VALUE! | #VALUE!
BARRON BETHEA | EN-5B | Y | BARRON BETHEA , EN-5B |  |  | 9.06 | 2002-03-14 16:28 | Anjanece | 25 | 0 | #VALUE! | #VALUE!
BARRON BETHEA | EN-5B | Y | BARRON BETHEA , EN-5B |  |  | 9.72 | 2002-03-14 16:28 | Anjanece | 25 | 0 | #VALUE! | #VALUE!
BARRON BETHEA | EN-5B | Y | BARRON BETHEA , EN-5B |  |  | 9.92 | 2002-03-14 16:28 | Anjanece | 25 | 0 | #VALUE! | #VALUE!
BARRON BETHEA | EN-5B | Y | BARRON BETHEA , EN-5B |  |  | 11.17 | 2002-03-14 16:28 | Anjanece | 25 | 0 | #VALUE! | #VALUE!
BARRON BETHEA | EN-5B | Y | BARRON BETHEA , EN-5B |  |  | 11.41 | 2002-03-14 16:28 | Anjanece | 25 | 0 | #VALUE! | #VALUE!
BARRON BETHEA | EN-5B | Y | BARRON BETHEA , EN-5B |  |  | 11.48 | 2002-03-14 16:28 | Anjanece | 25 | 0 | #VALUE! | #VALUE!
BARRON BETHEA | EN-5B | Y | BARRON BETHEA , EN-5B |  |  | 11.49 | 2002-03-14 16:28 | Anjanece | 25 | 0 | #VALUE! | #VALUE!
BARRON BETHEA | EN-5B | Y | BARRON BETHEA , EN-5B |  |  | 11.53 | 2002-03-14 16:28 | Anjanece | 25 | 0 | #VALUE! | #VALUE!
BARRON BETHEA | EN-5B | Y | BARRON BETHEA , EN-5B |  |  | 11.55 | 2002-03-14 16:28 | Anjanece | 25 | 0 | #VALUE! | #VALUE!
CHANCE | 6561 | Y | CHANCE , 6561 | JEA OVERHEAD DISTRIBUTION | CSC Stores | 3.32 | 2002-03-14 16:28 | Anjanece | 25 | 0 | #VALUE! | #VALUE!
CHANCE | 6561 | Y | CHANCE , 6561 |  |  | 3.38 | 2002-03-14 16:28 | Anjanece | 25 | 0 | #VALUE! | #VALUE!
CHANCE | 6561 | Y | CHANCE , 6561 |  |  | 3.4 | 2002-03-14 16:28 | Anjanece | 25 | 0 | #VALUE! | #VALUE!
CHANCE | 6561 | Y | CHANCE , 6561 |  |  | 3.43 | 2002-03-14 16:28 | Anjanece | 25 | 0 | #VALUE! | #VALUE!
CHANCE | 6561 | Y | CHANCE , 6561 |  |  | 3.69 | 2002-03-14 16:28 | Anjanece | 25 | 0 | #VALUE! | #VALUE!
CHANCE | 6561 | Y | CHANCE , 6561 |  |  | 3.81 | 2002-03-14 16:28 | Anjanece | 25 | 0 | #VALUE! | #VALUE!
CHANCE | 6561 | Y | CHANCE , 6561 |  |  | 4.09 | 2002-03-14 16:28 | Anjanece | 25 | 0 | #VALUE! | #VALUE!
CHANCE | 6561 | Y | CHANCE , 6561 |  |  | 5.23 | 2002-03-14 16:28 | Anjanece | 25 | 0 | #VALUE! | #VALUE!
CHANCE | 6561 | Y | CHANCE , 6561 |  |  | 5.3 | 2002-03-14 16:28 | Anjanece | 25 | 0 | #VALUE! | #VALUE!
CHANCE | 6561 | Y | CHANCE , 6561 |  |  | 5.34 | 2002-03-14 16:28 | Anjanece | 25 | 0 | #VALUE! | #VALUE!
CHANCE | 6561 | Y | CHANCE , 6561 |  |  | 5.36 | 2002-03-14 16:28 | Anjanece | 25 | 0 | #VALUE! | #VALUE!
CHANCE | 6561 | Y | CHANCE , 6561 |  |  | 6.5 | 2002-03-14 16:28 | Anjanece | 25 | 0 | #VALUE! | #VALUE!
CHANCE | 6561 | Y | CHANCE , 6561 |  |  | 8.67 | 2002-03-14 16:28 | Anjanece | 25 | 0 | #VALUE! | #VALUE!
CHANCE | 6561 | Y | CHANCE , 6561 |  |  | 8.75 | 2002-03-14 16:28 | Anjanece | 25 | 0 | #VALUE! | #VALUE!
CHANCE | 6561 | Y | CHANCE , 6561 |  |  | 9.06 | 2002-03-14 16:28 | Anjanece | 25 | 0 | #VALUE! | #VALUE!
CHANCE | 6561 | Y | CHANCE , 6561 |  |  | 9.72 | 2002-03-14 16:28 | Anjanece | 25 | 0 | #VALUE! | #VALUE!
CHANCE | 6561 | Y | CHANCE , 6561 |  |  | 9.92 | 2002-03-14 16:28 | Anjanece | 25 | 0 | #VALUE! | #VALUE!
CHANCE | 6561 | Y | CHANCE , 6561 |  |  | 11.17 | 2002-03-14 16:28 | Anjanece | 25 | 0 | #VALUE! | #VALUE!
CHANCE | 6561 | Y | CHANCE , 6561 |  |  | 11.41 | 2002-03-14 16:28 | Anjanece | 25 | 0 | #VALUE! | #VALUE!
CHANCE | 6561 | Y | CHANCE , 6561 |  |  | 11.48 | 2002-03-14 16:28 | Anjanece | 25 | 0 | #VALUE! | #VALUE!
CHANCE | 6561 | Y | CHANCE , 6561 |  |  | 11.49 | 2002-03-14 16:28 | Anjanece | 25 | 0 | #VALUE! | #VALUE!
CHANCE | 6561 | Y | CHANCE , 6561 |  |  | 11.53 | 2002-03-14 16:28 | Anjanece | 25 | 0 | #VALUE! | #VALUE!
CHANCE | 6561 | Y | CHANCE , 6561 |  |  | 11.55 | 2002-03-14 16:28 | Anjanece | 25 | 0 | #VALUE! | #VALUE!
CONTINENTAL ELECTRIC | TN2-6 | Y | CONTINENTAL ELECTRIC , TN2-6 | JEA OVERHEAD DISTRIBUTION | CSC Stores | 3.32 | 2002-03-14 16:28 | Anjanece | 25 | 0 | #VALUE! | #VALUE!
CONTINENTAL ELECTRIC | TN2-6 | Y | CONTINENTAL ELECTRIC , TN2-6 |  |  | 3.38 | 2002-03-14 16:28 | Anjanece | 25 | 0 | #VALUE! | #VALUE!
CONTINENTAL ELECTRIC | TN2-6 | Y | CONTINENTAL ELECTRIC , TN2-6 |  |  | 3.4 | 2002-03-14 16:28 | Anjanece | 25 | 0 | #VALUE! | #VALUE!
CONTINENTAL ELECTRIC | TN2-6 | Y | CONTINENTAL ELECTRIC , TN2-6 |  |  | 3.43 | 2002-03-14 16:28 | Anjanece | 25 | 0 | #VALUE! | #VALUE!
CONTINENTAL ELECTRIC | TN2-6 | Y | CONTINENTAL ELECTRIC , TN2-6 |  |  | 3.69 | 2002-03-14 16:28 | Anjanece | 25 | 0 | #VALUE! | #VALUE!
CONTINENTAL ELECTRIC | TN2-6 | Y | CONTINENTAL ELECTRIC , TN2-6 |  |  | 3.81 | 2002-03-14 16:28 | Anjanece | 25 | 0 | #VALUE! | #VALUE!
CONTINENTAL ELECTRIC | TN2-6 | Y | CONTINENTAL ELECTRIC , TN2-6 |  |  | 4.09 | 2002-03-14 16:28 | Anjanece | 25 | 0 | #VALUE! | #VALUE!
CONTINENTAL ELECTRIC | TN2-6 | Y | CONTINENTAL ELECTRIC , TN2-6 |  |  | 5.23 | 2002-03-14 16:28 | Anjanece | 25 | 0 | #VALUE! | #VALUE!
CONTINENTAL ELECTRIC | TN2-6 | Y | CONTINENTAL ELECTRIC , TN2-6 |  |  | 5.3 | 2002-03-14 16:28 | Anjanece | 25 | 0 | #VALUE! | #VALUE!
CONTINENTAL ELECTRIC | TN2-6 | Y | CONTINENTAL ELECTRIC , TN2-6 |  |  | 5.34 | 2002-03-14 16:28 | Anjanece | 25 | 0 | #VALUE! | #VALUE!
CONTINENTAL ELECTRIC | TN2-6 | Y | CONTINENTAL ELECTRIC , TN2-6 |  |  | 5.36 | 2002-03-14 16:28 | Anjanece | 25 | 0 | #VALUE! | #VALUE!
CONTINENTAL ELECTRIC | TN2-6 | Y | CONTINENTAL ELECTRIC , TN2-6 |  |  | 6.5 | 2002-03-14 16:28 | Anjanece | 25 | 0 | #VALUE! | #VALUE!
CONTINENTAL ELECTRIC | TN2-6 | Y | CONTINENTAL ELECTRIC , TN2-6 |  |  | 8.67 | 2002-03-14 16:28 | Anjanece | 25 | 0 | #VALUE! | #VALUE!
CONTINENTAL ELECTRIC | TN2-6 | Y | CONTINENTAL ELECTRIC , TN2-6 |  |  | 8.75 | 2002-03-14 16:28 | Anjanece | 25 | 0 | #VALUE! | #VALUE!
CONTINENTAL ELECTRIC | TN2-6 | Y | CONTINENTAL ELECTRIC , TN2-6 |  |  | 9.06 | 2002-03-14 16:28 | Anjanece | 25 | 0 | #VALUE! | #VALUE!
CONTINENTAL ELECTRIC | TN2-6 | Y | CONTINENTAL ELECTRIC , TN2-6 |  |  | 9.72 | 2002-03-14 16:28 | Anjanece | 25 | 0 | #VALUE! | #VALUE!
CONTINENTAL ELECTRIC | TN2-6 | Y | CONTINENTAL ELECTRIC , TN2-6 |  |  | 9.92 | 2002-03-14 16:28 | Anjanece | 25 | 0 | #VALUE! | #VALUE!
CONTINENTAL ELECTRIC | TN2-6 | Y | CONTINENTAL ELECTRIC , TN2-6 |  |  | 11.17 | 2002-03-14 16:28 | Anjanece | 25 | 0 | #VALUE! | #VALUE!
CONTINENTAL ELECTRIC | TN2-6 | Y | CONTINENTAL ELECTRIC , TN2-6 |  |  | 11.41 | 2002-03-14 16:28 | Anjanece | 25 | 0 | #VALUE! | #VALUE!
CONTINENTAL ELECTRIC | TN2-6 | Y | CONTINENTAL ELECTRIC , TN2-6 |  |  | 11.48 | 2002-03-14 16:28 | Anjanece | 25 | 0 | #VALUE! | #VALUE!
CONTINENTAL ELECTRIC | TN2-6 | Y | CONTINENTAL ELECTRIC , TN2-6 |  |  | 11.49 | 2002-03-14 16:28 | Anjanece | 25 | 0 | #VALUE! | #VALUE!
CONTINENTAL ELECTRIC | TN2-6 | Y | CONTINENTAL ELECTRIC , TN2-6 |  |  | 11.53 | 2002-03-14 16:28 | Anjanece | 25 | 0 | #VALUE! | #VALUE!
CONTINENTAL ELECTRIC | TN2-6 | Y | CONTINENTAL ELECTRIC , TN2-6 |  |  | 11.55 | 2002-03-14 16:28 | Anjanece | 25 | 0 | #VALUE! | #VALUE!
DIXIE ELECTRIC | D-6561 | Y | DIXIE ELECTRIC , D-6561 | JEA OVERHEAD DISTRIBUTION | CSC Stores | 3.32 | 2002-03-14 16:28 | Anjanece | 25 | 0 | #VALUE! | #VALUE!
DIXIE ELECTRIC | D-6561 | Y | DIXIE ELECTRIC , D-6561 |  |  | 3.38 | 2002-03-14 16:28 | Anjanece | 25 | 0 | #VALUE! | #VALUE!
DIXIE ELECTRIC | D-6561 | Y | DIXIE ELECTRIC , D-6561 |  |  | 3.4 | 2002-03-14 16:28 | Anjanece | 25 | 0 | #VALUE! | #VALUE!
DIXIE ELECTRIC | D-6561 | Y | DIXIE ELECTRIC , D-6561 |  |  | 3.43 | 2002-03-14 16:28 | Anjanece | 25 | 0 | #VALUE! | #VALUE!
DIXIE ELECTRIC | D-6561 | Y | DIXIE ELECTRIC , D-6561 |  |  | 3.69 | 2002-03-14 16:28 | Anjanece | 25 | 0 | #VALUE! | #VALUE!
DIXIE ELECTRIC | D-6561 | Y | DIXIE ELECTRIC , D-6561 |  |  | 3.81 | 2002-03-14 16:28 | Anjanece | 25 | 0 | #VALUE! | #VALUE!
DIXIE ELECTRIC | D-6561 | Y | DIXIE ELECTRIC , D-6561 |  |  | 4.09 | 2002-03-14 16:28 | Anjanece | 25 | 0 | #VALUE! | #VALUE!
DIXIE ELECTRIC | D-6561 | Y | DIXIE ELECTRIC , D-6561 |  |  | 5.23 | 2002-03-14 16:28 | Anjanece | 25 | 0 | #VALUE! | #VALUE!
DIXIE ELECTRIC | D-6561 | Y | DIXIE ELECTRIC , D-6561 |  |  | 5.3 | 2002-03-14 16:28 | Anjanece | 25 | 0 | #VALUE! | #VALUE!
DIXIE ELECTRIC | D-6561 | Y | DIXIE ELECTRIC , D-6561 |  |  | 5.34 | 2002-03-14 16:28 | Anjanece | 25 | 0 | #VALUE! | #VALUE!
DIXIE ELECTRIC | D-6561 | Y | DIXIE ELECTRIC , D-6561 |  |  | 5.36 | 2002-03-14 16:28 | Anjanece | 25 | 0 | #VALUE! | #VALUE!
DIXIE ELECTRIC | D-6561 | Y | DIXIE ELECTRIC , D-6561 |  |  | 6.5 | 2002-03-14 16:28 | Anjanece | 25 | 0 | #VALUE! | #VALUE!
DIXIE ELECTRIC | D-6561 | Y | DIXIE ELECTRIC , D-6561 |  |  | 8.67 | 2002-03-14 16:28 | Anjanece | 25 | 0 | #VALUE! | #VALUE!
DIXIE ELECTRIC | D-6561 | Y | DIXIE ELECTRIC , D-6561 |  |  | 8.75 | 2002-03-14 16:28 | Anjanece | 25 | 0 | #VALUE! | #VALUE!
DIXIE ELECTRIC | D-6561 | Y | DIXIE ELECTRIC , D-6561 |  |  | 9.06 | 2002-03-14 16:28 | Anjanece | 25 | 0 | #VALUE! | #VALUE!
DIXIE ELECTRIC | D-6561 | Y | DIXIE ELECTRIC , D-6561 |  |  | 9.72 | 2002-03-14 16:28 | Anjanece | 25 | 0 | #VALUE! | #VALUE!
DIXIE ELECTRIC | D-6561 | Y | DIXIE ELECTRIC , D-6561 |  |  | 9.92 | 2002-03-14 16:28 | Anjanece | 25 | 0 | #VALUE! | #VALUE!
DIXIE ELECTRIC | D-6561 | Y | DIXIE ELECTRIC , D-6561 |  |  | 11.17 | 2002-03-14 16:28 | Anjanece | 25 | 0 | #VALUE! | #VALUE!
DIXIE ELECTRIC | D-6561 | Y | DIXIE ELECTRIC , D-6561 |  |  | 11.41 | 2002-03-14 16:28 | Anjanece | 25 | 0 | #VALUE! | #VALUE!
DIXIE ELECTRIC | D-6561 | Y | DIXIE ELECTRIC , D-6561 |  |  | 11.48 | 2002-03-14 16:28 | Anjanece | 25 | 0 | #VALUE! | #VALUE!
DIXIE ELECTRIC | D-6561 | Y | DIXIE ELECTRIC , D-6561 |  |  | 11.49 | 2002-03-14 16:28 | Anjanece | 25 | 0 | #VALUE! | #VALUE!
DIXIE ELECTRIC | D-6561 | Y | DIXIE ELECTRIC , D-6561 |  |  | 11.53 | 2002-03-14 16:28 | Anjanece | 25 | 0 | #VALUE! | #VALUE!
DIXIE ELECTRIC | D-6561 | Y | DIXIE ELECTRIC , D-6561 |  |  | 11.55 | 2002-03-14 16:28 | Anjanece | 25 | 0 | #VALUE! | #VALUE!
FLORIDA WIRE AND CABLE | FW6516 | Y | FLORIDA WIRE AND CABLE , FW6516 | JEA OVERHEAD DISTRIBUTION | CSC Stores | 3.32 | 2002-03-14 16:28 | Anjanece | 25 | 0 | #VALUE! | #VALUE!
FLORIDA WIRE AND CABLE | FW6516 | Y | FLORIDA WIRE AND CABLE , FW6516 |  |  | 3.38 | 2002-03-14 16:28 | Anjanece | 25 | 0 | #VALUE! | #VALUE!
FLORIDA WIRE AND CABLE | FW6516 | Y | FLORIDA WIRE AND CABLE , FW6516 |  |  | 3.4 | 2002-03-14 16:28 | Anjanece | 25 | 0 | #VALUE! | #VALUE!
FLORIDA WIRE AND CABLE | FW6516 | Y | FLORIDA WIRE AND CABLE , FW6516 |  |  | 3.43 | 2002-03-14 16:28 | Anjanece | 25 | 0 | #VALUE! | #VALUE!
FLORIDA WIRE AND CABLE | FW6516 | Y | FLORIDA WIRE AND CABLE , FW6516 |  |  | 3.69 | 2002-03-14 16:28 | Anjanece | 25 | 0 | #VALUE! | #VALUE!
FLORIDA WIRE AND CABLE | FW6516 | Y | FLORIDA WIRE AND CABLE , FW6516 |  |  | 3.81 | 2002-03-14 16:28 | Anjanece | 25 | 0 | #VALUE! | #VALUE!
FLORIDA WIRE AND CABLE | FW6516 | Y | FLORIDA WIRE AND CABLE , FW6516 |  |  | 4.09 | 2002-03-14 16:28 | Anjanece | 25 | 0 | #VALUE! | #VALUE!
FLORIDA WIRE AND CABLE | FW6516 | Y | FLORIDA WIRE AND CABLE , FW6516 |  |  | 5.23 | 2002-03-14 16:28 | Anjanece | 25 | 0 | #VALUE! | #VALUE!
FLORIDA WIRE AND CABLE | FW6516 | Y | FLORIDA WIRE AND CABLE , FW6516 |  |  | 5.3 | 2002-03-14 16:28 | Anjanece | 25 | 0 | #VALUE! | #VALUE!
FLORIDA WIRE AND CABLE | FW6516 | Y | FLORIDA WIRE AND CABLE , FW6516 |  |  | 5.34 | 2002-03-14 16:28 | Anjanece | 25 | 0 | #VALUE! | #VALUE!
FLORIDA WIRE AND CABLE | FW6516 | Y | FLORIDA WIRE AND CABLE , FW6516 |  |  | 5.36 | 2002-03-14 16:28 | Anjanece | 25 | 0 | #VALUE! | #VALUE!
FLORIDA WIRE AND CABLE | FW6516 | Y | FLORIDA WIRE AND CABLE , FW6516 |  |  | 6.5 | 2002-03-14 16:28 | Anjanece | 25 | 0 | #VALUE! | #VALUE!
FLORIDA WIRE AND CABLE | FW6516 | Y | FLORIDA WIRE AND CABLE , FW6516 |  |  | 8.67 | 2002-03-14 16:28 | Anjanece | 25 | 0 | #VALUE! | #VALUE!
FLORIDA WIRE AND CABLE | FW6516 | Y | FLORIDA WIRE AND CABLE , FW6516 |  |  | 8.75 | 2002-03-14 16:28 | Anjanece | 25 | 0 | #VALUE! | #VALUE!
FLORIDA WIRE AND CABLE | FW6516 | Y | FLORIDA WIRE AND CABLE , FW6516 |  |  | 9.06 | 2002-03-14 16:28 | Anjanece | 25 | 0 | #VALUE! | #VALUE!
FLORIDA WIRE AND CABLE | FW6516 | Y | FLORIDA WIRE AND CABLE , FW6516 |  |  | 9.72 | 2002-03-14 16:28 | Anjanece | 25 | 0 | #VALUE! | #VALUE!
FLORIDA WIRE AND CABLE | FW6516 | Y | FLORIDA WIRE AND CABLE , FW6516 |  |  | 9.92 | 2002-03-14 16:28 | Anjanece | 25 | 0 | #VALUE! | #VALUE!
FLORIDA WIRE AND CABLE | FW6516 | Y | FLORIDA WIRE AND CABLE , FW6516 |  |  | 11.17 | 2002-03-14 16:28 | Anjanece | 25 | 0 | #VALUE! | #VALUE!
FLORIDA WIRE AND CABLE | FW6516 | Y | FLORIDA WIRE AND CABLE , FW6516 |  |  | 11.41 | 2002-03-14 16:28 | Anjanece | 25 | 0 | #VALUE! | #VALUE!
FLORIDA WIRE AND CABLE | FW6516 | Y | FLORIDA WIRE AND CABLE , FW6516 |  |  | 11.48 | 2002-03-14 16:28 | Anjanece | 25 | 0 | #VALUE! | #VALUE!
FLORIDA WIRE AND CABLE | FW6516 | Y | FLORIDA WIRE AND CABLE , FW6516 |  |  | 11.49 | 2002-03-14 16:28 | Anjanece | 25 | 0 | #VALUE! | #VALUE!
FLORIDA WIRE AND CABLE | FW6516 | Y | FLORIDA WIRE AND CABLE , FW6516 |  |  | 11.53 | 2002-03-14 16:28 | Anjanece | 25 | 0 | #VALUE! | #VALUE!
FLORIDA WIRE AND CABLE | FW6516 | Y | FLORIDA WIRE AND CABLE , FW6516 |  |  | 11.55 | 2002-03-14 16:28 | Anjanece | 25 | 0 | #VALUE! | #VALUE!
JOSLYN HI-VOLTAGE CORP. | J6516 | Y | JOSLYN HI-VOLTAGE CORP. , J6516 | JEA OVERHEAD DISTRIBUTION | CSC Stores | 3.32 | 2002-03-14 16:28 | Anjanece | 25 | 0 | #VALUE! | #VALUE!
JOSLYN HI-VOLTAGE CORP. | J6516 | Y | JOSLYN HI-VOLTAGE CORP. , J6516 |  |  | 3.38 | 2002-03-14 16:28 | Anjanece | 25 | 0 | #VALUE! | #VALUE!
JOSLYN HI-VOLTAGE CORP. | J6516 | Y | JOSLYN HI-VOLTAGE CORP. , J6516 |  |  | 3.4 | 2002-03-14 16:28 | Anjanece | 25 | 0 | #VALUE! | #VALUE!
JOSLYN HI-VOLTAGE CORP. | J6516 | Y | JOSLYN HI-VOLTAGE CORP. , J6516 |  |  | 3.43 | 2002-03-14 16:28 | Anjanece | 25 | 0 | #VALUE! | #VALUE!
JOSLYN HI-VOLTAGE CORP. | J6516 | Y | JOSLYN HI-VOLTAGE CORP. , J6516 |  |  | 3.69 | 2002-03-14 16:28 | Anjanece | 25 | 0 | #VALUE! | #VALUE!
JOSLYN HI-VOLTAGE CORP. | J6516 | Y | JOSLYN HI-VOLTAGE CORP. , J6516 |  |  | 3.81 | 2002-03-14 16:28 | Anjanece | 25 | 0 | #VALUE! | #VALUE!
JOSLYN HI-VOLTAGE CORP. | J6516 | Y | JOSLYN HI-VOLTAGE CORP. , J6516 |  |  | 4.09 | 2002-03-14 16:28 | Anjanece | 25 | 0 | #VALUE! | #VALUE!
JOSLYN HI-VOLTAGE CORP. | J6516 | Y | JOSLYN HI-VOLTAGE CORP. , J6516 |  |  | 5.23 | 2002-03-14 16:28 | Anjanece | 25 | 0 | #VALUE! | #VALUE!
JOSLYN HI-VOLTAGE CORP. | J6516 | Y | JOSLYN HI-VOLTAGE CORP. , J6516 |  |  | 5.3 | 2002-03-14 16:28 | Anjanece | 25 | 0 | #VALUE! | #VALUE!
JOSLYN HI-VOLTAGE CORP. | J6516 | Y | JOSLYN HI-VOLTAGE CORP. , J6516 |  |  | 5.34 | 2002-03-14 16:28 | Anjanece | 25 | 0 | #VALUE! | #VALUE!
JOSLYN HI-VOLTAGE CORP. | J6516 | Y | JOSLYN HI-VOLTAGE CORP. , J6516 |  |  | 5.36 | 2002-03-14 16:28 | Anjanece | 25 | 0 | #VALUE! | #VALUE!
JOSLYN HI-VOLTAGE CORP. | J6516 | Y | JOSLYN HI-VOLTAGE CORP. , J6516 |  |  | 6.5 | 2002-03-14 16:28 | Anjanece | 25 | 0 | #VALUE! | #VALUE!
JOSLYN HI-VOLTAGE CORP. | J6516 | Y | JOSLYN HI-VOLTAGE CORP. , J6516 |  |  | 8.67 | 2002-03-14 16:28 | Anjanece | 25 | 0 | #VALUE! | #VALUE!
JOSLYN HI-VOLTAGE CORP. | J6516 | Y | JOSLYN HI-VOLTAGE CORP. , J6516 |  |  | 8.75 | 2002-03-14 16:28 | Anjanece | 25 | 0 | #VALUE! | #VALUE!
JOSLYN HI-VOLTAGE CORP. | J6516 | Y | JOSLYN HI-VOLTAGE CORP. , J6516 |  |  | 9.06 | 2002-03-14 16:28 | Anjanece | 25 | 0 | #VALUE! | #VALUE!
JOSLYN HI-VOLTAGE CORP. | J6516 | Y | JOSLYN HI-VOLTAGE CORP. , J6516 |  |  | 9.72 | 2002-03-14 16:28 | Anjanece | 25 | 0 | #VALUE! | #VALUE!
JOSLYN HI-VOLTAGE CORP. | J6516 | Y | JOSLYN HI-VOLTAGE CORP. , J6516 |  |  | 9.92 | 2002-03-14 16:28 | Anjanece | 25 | 0 | #VALUE! | #VALUE!
JOSLYN HI-VOLTAGE CORP. | J6516 | Y | JOSLYN HI-VOLTAGE CORP. , J6516 |  |  | 11.17 | 2002-03-14 16:28 | Anjanece | 25 | 0 | #VALUE! | #VALUE!
JOSLYN HI-VOLTAGE CORP. | J6516 | Y | JOSLYN HI-VOLTAGE CORP. , J6516 |  |  | 11.41 | 2002-03-14 16:28 | Anjanece | 25 | 0 | #VALUE! | #VALUE!
JOSLYN HI-VOLTAGE CORP. | J6516 | Y | JOSLYN HI-VOLTAGE CORP. , J6516 |  |  | 11.48 | 2002-03-14 16:28 | Anjanece | 25 | 0 | #VALUE! | #VALUE!
JOSLYN HI-VOLTAGE CORP. | J6516 | Y | JOSLYN HI-VOLTAGE CORP. , J6516 |  |  | 11.49 | 2002-03-14 16:28 | Anjanece | 25 | 0 | #VALUE! | #VALUE!
JOSLYN HI-VOLTAGE CORP. | J6516 | Y | JOSLYN HI-VOLTAGE CORP. , J6516 |  |  | 11.53 | 2002-03-14 16:28 | Anjanece | 25 | 0 | #VALUE! | #VALUE!
JOSLYN HI-VOLTAGE CORP. | J6516 | Y | JOSLYN HI-VOLTAGE CORP. , J6516 |  |  | 11.55 | 2002-03-14 16:28 | Anjanece | 25 | 0 | #VALUE! | #VALUE!
THREADED FASTENERS INC. | TF6516 | Y | THREADED FASTENERS INC. , TF6516 | JEA OVERHEAD DISTRIBUTION | CSC Stores | 3.32 | 2002-03-14 16:28 | Anjanece | 25 | 0 | #VALUE! | #VALUE!
THREADED FASTENERS INC. | TF6516 | Y | THREADED FASTENERS INC. , TF6516 |  |  | 3.38 | 2002-03-14 16:28 | Anjanece | 25 | 0 | #VALUE! | #VALUE!
THREADED FASTENERS INC. | TF6516 | Y | THREADED FASTENERS INC. , TF6516 |  |  | 3.4 | 2002-03-14 16:28 | Anjanece | 25 | 0 | #VALUE! | #VALUE!
THREADED FASTENERS INC. | TF6516 | Y | THREADED FASTENERS INC. , TF6516 |  |  | 3.43 | 2002-03-14 16:28 | Anjanece | 25 | 0 | #VALUE! | #VALUE!
THREADED FASTENERS INC. | TF6516 | Y | THREADED FASTENERS INC. , TF6516 |  |  | 3.69 | 2002-03-14 16:28 | Anjanece | 25 | 0 | #VALUE! | #VALUE!
THREADED FASTENERS INC. | TF6516 | Y | THREADED FASTENERS INC. , TF6516 |  |  | 3.81 | 2002-03-14 16:28 | Anjanece | 25 | 0 | #VALUE! | #VALUE!
THREADED FASTENERS INC. | TF6516 | Y | THREADED FASTENERS INC. , TF6516 |  |  | 4.09 | 2002-03-14 16:28 | Anjanece | 25 | 0 | #VALUE! | #VALUE!
THREADED FASTENERS INC. | TF6516 | Y | THREADED FASTENERS INC. , TF6516 |  |  | 5.23 | 2002-03-14 16:28 | Anjanece | 25 | 0 | #VALUE! | #VALUE!
THREADED FASTENERS INC. | TF6516 | Y | THREADED FASTENERS INC. , TF6516 |  |  | 5.3 | 2002-03-14 16:28 | Anjanece | 25 | 0 | #VALUE! | #VALUE!
THREADED FASTENERS INC. | TF6516 | Y | THREADED FASTENERS INC. , TF6516 |  |  | 5.34 | 2002-03-14 16:28 | Anjanece | 25 | 0 | #VALUE! | #VALUE!
THREADED FASTENERS INC. | TF6516 | Y | THREADED FASTENERS INC. , TF6516 |  |  | 5.36 | 2002-03-14 16:28 | Anjanece | 25 | 0 | #VALUE! | #VALUE!
THREADED FASTENERS INC. | TF6516 | Y | THREADED FASTENERS INC. , TF6516 |  |  | 6.5 | 2002-03-14 16:28 | Anjanece | 25 | 0 | #VALUE! | #VALUE!
THREADED FASTENERS INC. | TF6516 | Y | THREADED FASTENERS INC. , TF6516 |  |  | 8.67 | 2002-03-14 16:28 | Anjanece | 25 | 0 | #VALUE! | #VALUE!
THREADED FASTENERS INC. | TF6516 | Y | THREADED FASTENERS INC. , TF6516 |  |  | 8.75 | 2002-03-14 16:28 | Anjanece | 25 | 0 | #VALUE! | #VALUE!
THREADED FASTENERS INC. | TF6516 | Y | THREADED FASTENERS INC. , TF6516 |  |  | 9.06 | 2002-03-14 16:28 | Anjanece | 25 | 0 | #VALUE! | #VALUE!
THREADED FASTENERS INC. | TF6516 | Y | THREADED FASTENERS INC. , TF6516 |  |  | 9.72 | 2002-03-14 16:28 | Anjanece | 25 | 0 | #VALUE! | #VALUE!
THREADED FASTENERS INC. | TF6516 | Y | THREADED FASTENERS INC. , TF6516 |  |  | 9.92 | 2002-03-14 16:28 | Anjanece | 25 | 0 | #VALUE! | #VALUE!
THREADED FASTENERS INC. | TF6516 | Y | THREADED FASTENERS INC. , TF6516 |  |  | 11.17 | 2002-03-14 16:28 | Anjanece | 25 | 0 | #VALUE! | #VALUE!
THREADED FASTENERS INC. | TF6516 | Y | THREADED FASTENERS INC. , TF6516 |  |  | 11.41 | 2002-03-14 16:28 | Anjanece | 25 | 0 | #VALUE! | #VALUE!
THREADED FASTENERS INC. | TF6516 | Y | THREADED FASTENERS INC. , TF6516 |  |  | 11.48 | 2002-03-14 16:28 | Anjanece | 25 | 0 | #VALUE! | #VALUE!
THREADED FASTENERS INC. | TF6516 | Y | THREADED FASTENERS INC. , TF6516 |  |  | 11.49 | 2002-03-14 16:28 | Anjanece | 25 | 0 | #VALUE! | #VALUE!
THREADED FASTENERS INC. | TF6516 | Y | THREADED FASTENERS INC. , TF6516 |  |  | 11.53 | 2002-03-14 16:28 | Anjanece | 25 | 0 | #VALUE! | #VALUE!
THREADED FASTENERS INC. | TF6516 | Y | THREADED FASTENERS INC. , TF6516 |  |  | 11.55 | 2002-03-14 16:28 | Anjanece | 25 | 0 | #VALUE! | #VALUE!
COOPER POWER | ISB225 | Y | COOPER POWER , ISB225 | JEA UNDERGROUND DISTRIBUTION | CSC Stores | 41.93 | 2002-03-14 16:44 | Anjanece | 1 | 0 | #VALUE! | #VALUE!
COOPER POWER | ISB225 | Y | COOPER POWER , ISB225 |  |  | 41.95 | 2002-03-14 16:44 | Anjanece | 1 | 0 | #VALUE! | #VALUE!
COOPER POWER | ISB225 | Y | COOPER POWER , ISB225 |  |  | 41.99 | 2002-03-14 16:44 | Anjanece | 1 | 0 | #VALUE! | #VALUE!
COOPER POWER | ISB225 | Y | COOPER POWER , ISB225 |  |  | 42 | 2002-03-14 16:44 | Anjanece | 1 | 0 | #VALUE! | #VALUE!
COOPER POWER | ISB225 | Y | COOPER POWER , ISB225 |  |  | 42.68 | 2002-03-14 16:44 | Anjanece | 1 | 0 | #VALUE! | #VALUE!
COOPER POWER | ISB225 | Y | COOPER POWER , ISB225 |  |  | 42.93 | 2002-03-14 16:44 | Anjanece | 1 | 0 | #VALUE! | #VALUE!
COOPER POWER | ISB225 | Y | COOPER POWER , ISB225 |  |  | 42.95 | 2002-03-14 16:44 | Anjanece | 1 | 0 | #VALUE! | #VALUE!
COOPER POWER | ISB225 | Y | COOPER POWER , ISB225 |  |  | 45.44 | 2002-03-14 16:44 | Anjanece | 1 | 0 | #VALUE! | #VALUE!
COOPER POWER | ISB225 | Y | COOPER POWER , ISB225 |  |  | 46.53 | 2002-03-14 16:44 | Anjanece | 1 | 0 | #VALUE! | #VALUE!
COOPER POWER | ISB225 | Y | COOPER POWER , ISB225 |  |  | 46.79 | 2002-03-14 16:44 | Anjanece | 1 | 0 | #VALUE! | #VALUE!
COOPER POWER | ISB225 | Y | COOPER POWER , ISB225 |  |  | 54.79 | 2002-03-14 16:44 | Anjanece | 1 | 0 | #VALUE! | #VALUE!
COOPER POWER | ISB225 | Y | COOPER POWER , ISB225 |  |  | 58.17 | 2002-03-14 16:44 | Anjanece | 1 | 0 | #VALUE! | #VALUE!
COOPER POWER | ISB225 | Y | COOPER POWER , ISB225 |  |  | 59.52 | 2002-03-14 16:44 | Anjanece | 1 | 0 | #VALUE! | #VALUE!
COOPER POWER | ISB225 | Y | COOPER POWER , ISB225 |  |  | 59.7 | 2002-03-14 16:44 | Anjanece | 1 | 0 | #VALUE! | #VALUE!
ELASTIMOLD | 272SOP | Y | ELASTIMOLD , 272SOP | JEA UNDERGROUND DISTRIBUTION | CSC Stores | 41.93 | 2002-03-14 16:44 | Anjanece | 1 | 0 | #VALUE! | #VALUE!
ELASTIMOLD | 272SOP | Y | ELASTIMOLD , 272SOP |  |  | 41.95 | 2002-03-14 16:44 | Anjanece | 1 | 0 | #VALUE! | #VALUE!
ELASTIMOLD | 272SOP | Y | ELASTIMOLD , 272SOP |  |  | 41.99 | 2002-03-14 16:44 | Anjanece | 1 | 0 | #VALUE! | #VALUE!
ELASTIMOLD | 272SOP | Y | ELASTIMOLD , 272SOP |  |  | 42 | 2002-03-14 16:44 | Anjanece | 1 | 0 | #VALUE! | #VALUE!
ELASTIMOLD | 272SOP | Y | ELASTIMOLD , 272SOP |  |  | 42.68 | 2002-03-14 16:44 | Anjanece | 1 | 0 | #VALUE! | #VALUE!
ELASTIMOLD | 272SOP | Y | ELASTIMOLD , 272SOP |  |  | 42.93 | 2002-03-14 16:44 | Anjanece | 1 | 0 | #VALUE! | #VALUE!
ELASTIMOLD | 272SOP | Y | ELASTIMOLD , 272SOP |  |  | 42.95 | 2002-03-14 16:44 | Anjanece | 1 | 0 | #VALUE! | #VALUE!
ELASTIMOLD | 272SOP | Y | ELASTIMOLD , 272SOP |  |  | 45.44 | 2002-03-14 16:44 | Anjanece | 1 | 0 | #VALUE! | #VALUE!
ELASTIMOLD | 272SOP | Y | ELASTIMOLD , 272SOP |  |  | 46.53 | 2002-03-14 16:44 | Anjanece | 1 | 0 | #VALUE! | #VALUE!
ELASTIMOLD | 272SOP | Y | ELASTIMOLD , 272SOP |  |  | 46.79 | 2002-03-14 16:44 | Anjanece | 1 | 0 | #VALUE! | #VALUE!
ELASTIMOLD | 272SOP | Y | ELASTIMOLD , 272SOP |  |  | 54.79 | 2002-03-14 16:44 | Anjanece | 1 | 0 | #VALUE! | #VALUE!
ELASTIMOLD | 272SOP | Y | ELASTIMOLD , 272SOP |  |  | 58.17 | 2002-03-14 16:44 | Anjanece | 1 | 0 | #VALUE! | #VALUE!
ELASTIMOLD | 272SOP | Y | ELASTIMOLD , 272SOP |  |  | 59.52 | 2002-03-14 16:44 | Anjanece | 1 | 0 | #VALUE! | #VALUE!
ELASTIMOLD | 272SOP | Y | ELASTIMOLD , 272SOP |  |  | 59.7 | 2002-03-14 16:44 | Anjanece | 1 | 0 | #VALUE! | #VALUE!
HUBBELL | 9U07BCF100 | Y | HUBBELL , 9U07BCF100 | JEA UNDERGROUND DISTRIBUTION | CSC Stores | 41.93 | 2002-03-14 16:44 | Anjanece | 1 | 0 | #VALUE! | #VALUE!
HUBBELL | 9U07BCF100 | Y | HUBBELL , 9U07BCF100 |  |  | 41.95 | 2002-03-14 16:44 | Anjanece | 1 | 0 | #VALUE! | #VALUE!
HUBBELL | 9U07BCF100 | Y | HUBBELL , 9U07BCF100 |  |  | 41.99 | 2002-03-14 16:44 | Anjanece | 1 | 0 | #VALUE! | #VALUE!
HUBBELL | 9U07BCF100 | Y | HUBBELL , 9U07BCF100 |  |  | 42 | 2002-03-14 16:44 | Anjanece | 1 | 0 | #VALUE! | #VALUE!
HUBBELL | 9U07BCF100 | Y | HUBBELL , 9U07BCF100 |  |  | 42.68 | 2002-03-14 16:44 | Anjanece | 1 | 0 | #VALUE! | #VALUE!
HUBBELL | 9U07BCF100 | Y | HUBBELL , 9U07BCF100 |  |  | 42.93 | 2002-03-14 16:44 | Anjanece | 1 | 0 | #VALUE! | #VALUE!
HUBBELL | 9U07BCF100 | Y | HUBBELL , 9U07BCF100 |  |  | 42.95 | 2002-03-14 16:44 | Anjanece | 1 | 0 | #VALUE! | #VALUE!
HUBBELL | 9U07BCF100 | Y | HUBBELL , 9U07BCF100 |  |  | 45.44 | 2002-03-14 16:44 | Anjanece | 1 | 0 | #VALUE! | #VALUE!
HUBBELL | 9U07BCF100 | Y | HUBBELL , 9U07BCF100 |  |  | 46.53 | 2002-03-14 16:44 | Anjanece | 1 | 0 | #VALUE! | #VALUE!
HUBBELL | 9U07BCF100 | Y | HUBBELL , 9U07BCF100 |  |  | 46.79 | 2002-03-14 16:44 | Anjanece | 1 | 0 | #VALUE! | #VALUE!
HUBBELL | 9U07BCF100 | Y | HUBBELL , 9U07BCF100 |  |  | 54.79 | 2002-03-14 16:44 | Anjanece | 1 | 0 | #VALUE! | #VALUE!
HUBBELL | 9U07BCF100 | Y | HUBBELL , 9U07BCF100 |  |  | 58.17 | 2002-03-14 16:44 | Anjanece | 1 | 0 | #VALUE! | #VALUE!
HUBBELL | 9U07BCF100 | Y | HUBBELL , 9U07BCF100 |  |  | 59.52 | 2002-03-14 16:44 | Anjanece | 1 | 0 | #VALUE! | #VALUE!
HUBBELL | 9U07BCF100 | Y | HUBBELL , 9U07BCF100 |  |  | 59.7 | 2002-03-14 16:44 | Anjanece | 1 | 0 | #VALUE! | #VALUE!
ELASTIMOLD | K650SOP | Y | ELASTIMOLD , K650SOP | JEA UNDERGROUND DISTRIBUTION | CSC Stores | 69.28 | 2019-09-16 10:27 | Anjanece | 1 | 0 | #VALUE! | #VALUE!
ELASTIMOLD | K650SOP | Y | ELASTIMOLD , K650SOP |  |  | 72.69 | 2019-09-16 10:27 | Anjanece | 1 | 0 | #VALUE! | #VALUE!
ELASTIMOLD | K650SOP | Y | ELASTIMOLD , K650SOP |  |  | 130 | 2019-09-16 10:27 | Anjanece | 1 | 0 | #VALUE! | #VALUE!
RICHARDS MFG. CO. | P625IPB | Y | RICHARDS MFG. CO. , P625IPB | JEA UNDERGROUND DISTRIBUTION | CSC Stores | 69.28 | 2019-09-16 10:27 | Anjanece | 1 | 0 | #VALUE! | #VALUE!
RICHARDS MFG. CO. | P625IPB | Y | RICHARDS MFG. CO. , P625IPB |  |  | 72.69 | 2019-09-16 10:27 | Anjanece | 1 | 0 | #VALUE! | #VALUE!
RICHARDS MFG. CO. | P625IPB | Y | RICHARDS MFG. CO. , P625IPB |  |  | 130 | 2019-09-16 10:27 | Anjanece | 1 | 0 | #VALUE! | #VALUE!
COOPER POWER | 2637193B01M | Y | COOPER POWER , 2637193B01M | JEA UNDERGROUND DISTRIBUTION | CSC Stores | 30.5 | 2002-05-14 08:26 | Anjanece | 1 | 0 | #VALUE! | #VALUE!
COOPER POWER | 2637193B01M | Y | COOPER POWER , 2637193B01M |  |  | 37.59 | 2002-05-14 08:26 | Anjanece | 1 | 0 | #VALUE! | #VALUE!
COOPER POWER | 2637193B01M | Y | COOPER POWER , 2637193B01M |  |  | 40.05 | 2002-05-14 08:26 | Anjanece | 1 | 0 | #VALUE! | #VALUE!
COOPER POWER | 2637193B01M | Y | COOPER POWER , 2637193B01M |  |  | 53.7 | 2002-05-14 08:26 | Anjanece | 1 | 0 | #VALUE! | #VALUE!
COOPER POWER | 2637193B01M | Y | COOPER POWER , 2637193B01M |  |  | 53.9 | 2002-05-14 08:26 | Anjanece | 1 | 0 | #VALUE! | #VALUE!
COOPER POWER | 2637193B01M | Y | COOPER POWER , 2637193B01M |  |  | 57.4 | 2002-05-14 08:26 | Anjanece | 1 | 0 | #VALUE! | #VALUE!
COOPER POWER SYSTEMS | 2637193B01M | Y | COOPER POWER SYSTEMS , 2637193B01M | JEA UNDERGROUND DISTRIBUTION | CSC Stores | 30.5 | 2002-05-14 08:26 | Anjanece | 1 | 0 | #VALUE! | #VALUE!
COOPER POWER SYSTEMS | 2637193B01M | Y | COOPER POWER SYSTEMS , 2637193B01M |  |  | 37.59 | 2002-05-14 08:26 | Anjanece | 1 | 0 | #VALUE! | #VALUE!
COOPER POWER SYSTEMS | 2637193B01M | Y | COOPER POWER SYSTEMS , 2637193B01M |  |  | 40.05 | 2002-05-14 08:26 | Anjanece | 1 | 0 | #VALUE! | #VALUE!
COOPER POWER SYSTEMS | 2637193B01M | Y | COOPER POWER SYSTEMS , 2637193B01M |  |  | 53.7 | 2002-05-14 08:26 | Anjanece | 1 | 0 | #VALUE! | #VALUE!
COOPER POWER SYSTEMS | 2637193B01M | Y | COOPER POWER SYSTEMS , 2637193B01M |  |  | 53.9 | 2002-05-14 08:26 | Anjanece | 1 | 0 | #VALUE! | #VALUE!
COOPER POWER SYSTEMS | 2637193B01M | Y | COOPER POWER SYSTEMS , 2637193B01M |  |  | 57.4 | 2002-05-14 08:26 | Anjanece | 1 | 0 | #VALUE! | #VALUE!
COOPER POWER SYSTEMS | DIP625A | Y | COOPER POWER SYSTEMS , DIP625A | JEA UNDERGROUND DISTRIBUTION | CSC Stores | 30.5 | 2002-05-14 08:26 | Anjanece | 1 | 0 | #VALUE! | #VALUE!
COOPER POWER SYSTEMS | DIP625A | Y | COOPER POWER SYSTEMS , DIP625A |  |  | 37.59 | 2002-05-14 08:26 | Anjanece | 1 | 0 | #VALUE! | #VALUE!
COOPER POWER SYSTEMS | DIP625A | Y | COOPER POWER SYSTEMS , DIP625A |  |  | 40.05 | 2002-05-14 08:26 | Anjanece | 1 | 0 | #VALUE! | #VALUE!
COOPER POWER SYSTEMS | DIP625A | Y | COOPER POWER SYSTEMS , DIP625A |  |  | 53.7 | 2002-05-14 08:26 | Anjanece | 1 | 0 | #VALUE! | #VALUE!
COOPER POWER SYSTEMS | DIP625A | Y | COOPER POWER SYSTEMS , DIP625A |  |  | 53.9 | 2002-05-14 08:26 | Anjanece | 1 | 0 | #VALUE! | #VALUE!
COOPER POWER SYSTEMS | DIP625A | Y | COOPER POWER SYSTEMS , DIP625A |  |  | 57.4 | 2002-05-14 08:26 | Anjanece | 1 | 0 | #VALUE! | #VALUE!
ELASTIMOLD | K650B1P | Y | ELASTIMOLD , K650B1P | JEA UNDERGROUND DISTRIBUTION | CSC Stores | 30.5 | 2002-05-14 08:26 | Anjanece | 1 | 0 | #VALUE! | #VALUE!
ELASTIMOLD | K650B1P | Y | ELASTIMOLD , K650B1P |  |  | 37.59 | 2002-05-14 08:26 | Anjanece | 1 | 0 | #VALUE! | #VALUE!
ELASTIMOLD | K650B1P | Y | ELASTIMOLD , K650B1P |  |  | 40.05 | 2002-05-14 08:26 | Anjanece | 1 | 0 | #VALUE! | #VALUE!
ELASTIMOLD | K650B1P | Y | ELASTIMOLD , K650B1P |  |  | 53.7 | 2002-05-14 08:26 | Anjanece | 1 | 0 | #VALUE! | #VALUE!
ELASTIMOLD | K650B1P | Y | ELASTIMOLD , K650B1P |  |  | 53.9 | 2002-05-14 08:26 | Anjanece | 1 | 0 | #VALUE! | #VALUE!
ELASTIMOLD | K650B1P | Y | ELASTIMOLD , K650B1P |  |  | 57.4 | 2002-05-14 08:26 | Anjanece | 1 | 0 | #VALUE! | #VALUE!
ITT BLACKBURN | T16C | Y | ITT BLACKBURN , T16C | JEA UNDERGROUND DISTRIBUTION | CSC Stores | 30.5 | 2002-05-14 08:26 | Anjanece | 1 | 0 | #VALUE! | #VALUE!
ITT BLACKBURN | T16C | Y | ITT BLACKBURN , T16C |  |  | 37.59 | 2002-05-14 08:26 | Anjanece | 1 | 0 | #VALUE! | #VALUE!
ITT BLACKBURN | T16C | Y | ITT BLACKBURN , T16C |  |  | 40.05 | 2002-05-14 08:26 | Anjanece | 1 | 0 | #VALUE! | #VALUE!
ITT BLACKBURN | T16C | Y | ITT BLACKBURN , T16C |  |  | 53.7 | 2002-05-14 08:26 | Anjanece | 1 | 0 | #VALUE! | #VALUE!
ITT BLACKBURN | T16C | Y | ITT BLACKBURN , T16C |  |  | 53.9 | 2002-05-14 08:26 | Anjanece | 1 | 0 | #VALUE! | #VALUE!
ITT BLACKBURN | T16C | Y | ITT BLACKBURN , T16C |  |  | 57.4 | 2002-05-14 08:26 | Anjanece | 1 | 0 | #VALUE! | #VALUE!
GENERAL STRUCTURES, INC. | CPA-2-8025-35-STD-PWDR CT-PK111 | Y | GENERAL STRUCTURES, INC. , CPA-2-8025-35-STD-PWDR CT-PK111 | JEA STREET LIGHTING | CSC Stores | 0 | 2015-09-29 07:13 | Anjanece | 3 | 0 | #VALUE! | #VALUE!
GENERAL STRUCTURES, INC. | CPA-2-8025-35-STD-PWDR CT-PK111 | Y | GENERAL STRUCTURES, INC. , CPA-2-8025-35-STD-PWDR CT-PK111 |  |  | 875.39 | 2015-09-29 07:13 | Anjanece | 3 | 0 | #VALUE! | #VALUE!
GENERAL STRUCTURES, INC. | CPA-2-8025-35-STD-PWDR CT-PK111 | Y | GENERAL STRUCTURES, INC. , CPA-2-8025-35-STD-PWDR CT-PK111 |  |  | 1164.57 | 2015-09-29 07:13 | Anjanece | 3 | 0 | #VALUE! | #VALUE!
GENERAL STRUCTURES, INC. | CPA-2-8025-35-STD-PWDR CT-PK111 | Y | GENERAL STRUCTURES, INC. , CPA-2-8025-35-STD-PWDR CT-PK111 |  |  | 1453.75 | 2015-09-29 07:13 | Anjanece | 3 | 0 | #VALUE! | #VALUE!
GENERAL STRUCTURES, INC. | CPA-2-8025-35-STD-PWDR CT-PK111 | Y | GENERAL STRUCTURES, INC. , CPA-2-8025-35-STD-PWDR CT-PK111 |  |  | 1589.95 | 2015-09-29 07:13 | Anjanece | 3 | 0 | #VALUE! | #VALUE!
GENERAL STRUCTURES, INC. | CPA-2-8025-35-STD-PWDR CT-PK111 | Y | GENERAL STRUCTURES, INC. , CPA-2-8025-35-STD-PWDR CT-PK111 |  |  | 1669.78 | 2015-09-29 07:13 | Anjanece | 3 | 0 | #VALUE! | #VALUE!
HAPCO | 34817-P1 | Y | HAPCO , 34817-P1 | JEA STREET LIGHTING | CSC Stores | 0 | 2015-09-29 07:13 | Anjanece | 3 | 0 | #VALUE! | #VALUE!
HAPCO | 34817-P1 | Y | HAPCO , 34817-P1 |  |  | 875.39 | 2015-09-29 07:13 | Anjanece | 3 | 0 | #VALUE! | #VALUE!
HAPCO | 34817-P1 | Y | HAPCO , 34817-P1 |  |  | 1164.57 | 2015-09-29 07:13 | Anjanece | 3 | 0 | #VALUE! | #VALUE!
HAPCO | 34817-P1 | Y | HAPCO , 34817-P1 |  |  | 1453.75 | 2015-09-29 07:13 | Anjanece | 3 | 0 | #VALUE! | #VALUE!
HAPCO | 34817-P1 | Y | HAPCO , 34817-P1 |  |  | 1589.95 | 2015-09-29 07:13 | Anjanece | 3 | 0 | #VALUE! | #VALUE!
HAPCO | 34817-P1 | Y | HAPCO , 34817-P1 |  |  | 1669.78 | 2015-09-29 07:13 | Anjanece | 3 | 0 | #VALUE! | #VALUE!
ATLAS POWER PRODUCTS | APP-1767 | Y | ATLAS POWER PRODUCTS , APP-1767 | JEA UNDERGROUND DISTRIBUTION | CSC Stores | 17.17 | 2002-03-14 17:04 | Anjanece | 5 | 0 | #VALUE! | #VALUE!
ATLAS POWER PRODUCTS | APP-1767 | Y | ATLAS POWER PRODUCTS , APP-1767 |  |  | 18.57 | 2002-03-14 17:04 | Anjanece | 5 | 0 | #VALUE! | #VALUE!
ATLAS POWER PRODUCTS | APP-1767 | Y | ATLAS POWER PRODUCTS , APP-1767 |  |  | 18.76 | 2002-03-14 17:04 | Anjanece | 5 | 0 | #VALUE! | #VALUE!
ATLAS POWER PRODUCTS | APP-1767 | Y | ATLAS POWER PRODUCTS , APP-1767 |  |  | 19.05 | 2002-03-14 17:04 | Anjanece | 5 | 0 | #VALUE! | #VALUE!
ATLAS POWER PRODUCTS | APP-1767 | Y | ATLAS POWER PRODUCTS , APP-1767 |  |  | 19.48 | 2002-03-14 17:04 | Anjanece | 5 | 0 | #VALUE! | #VALUE!
ATLAS POWER PRODUCTS | APP-1767 | Y | ATLAS POWER PRODUCTS , APP-1767 |  |  | 19.68 | 2002-03-14 17:04 | Anjanece | 5 | 0 | #VALUE! | #VALUE!
ATLAS POWER PRODUCTS | APP-1767 | Y | ATLAS POWER PRODUCTS , APP-1767 |  |  | 19.69 | 2002-03-14 17:04 | Anjanece | 5 | 0 | #VALUE! | #VALUE!
ATLAS POWER PRODUCTS | APP-1767 | Y | ATLAS POWER PRODUCTS , APP-1767 |  |  | 20.93 | 2002-03-14 17:04 | Anjanece | 5 | 0 | #VALUE! | #VALUE!
ATLAS POWER PRODUCTS | APP-1767 | Y | ATLAS POWER PRODUCTS , APP-1767 |  |  | 21.52 | 2002-03-14 17:04 | Anjanece | 5 | 0 | #VALUE! | #VALUE!
ATLAS POWER PRODUCTS | APP-1767 | Y | ATLAS POWER PRODUCTS , APP-1767 |  |  | 22.26 | 2002-03-14 17:04 | Anjanece | 5 | 0 | #VALUE! | #VALUE!
ATLAS POWER PRODUCTS | APP-1767 | Y | ATLAS POWER PRODUCTS , APP-1767 |  |  | 22.38 | 2002-03-14 17:04 | Anjanece | 5 | 0 | #VALUE! | #VALUE!
ATLAS POWER PRODUCTS | APP-1767 | Y | ATLAS POWER PRODUCTS , APP-1767 |  |  | 24.89 | 2002-03-14 17:04 | Anjanece | 5 | 0 | #VALUE! | #VALUE!
ATLAS POWER PRODUCTS | APP-1767 | Y | ATLAS POWER PRODUCTS , APP-1767 |  |  | 25.53 | 2002-03-14 17:04 | Anjanece | 5 | 0 | #VALUE! | #VALUE!
ATLAS POWER PRODUCTS | APP-1767 | Y | ATLAS POWER PRODUCTS , APP-1767 |  |  | 29.62 | 2002-03-14 17:04 | Anjanece | 5 | 0 | #VALUE! | #VALUE!
HUBBELL POWER SYSTEMS, INC. | DU1B29 | Y | HUBBELL POWER SYSTEMS, INC. , DU1B29 | JEA UNDERGROUND DISTRIBUTION | CSC Stores | 17.17 | 2002-03-14 17:04 | Anjanece | 5 | 0 | #VALUE! | #VALUE!
HUBBELL POWER SYSTEMS, INC. | DU1B29 | Y | HUBBELL POWER SYSTEMS, INC. , DU1B29 |  |  | 18.57 | 2002-03-14 17:04 | Anjanece | 5 | 0 | #VALUE! | #VALUE!
HUBBELL POWER SYSTEMS, INC. | DU1B29 | Y | HUBBELL POWER SYSTEMS, INC. , DU1B29 |  |  | 18.76 | 2002-03-14 17:04 | Anjanece | 5 | 0 | #VALUE! | #VALUE!
HUBBELL POWER SYSTEMS, INC. | DU1B29 | Y | HUBBELL POWER SYSTEMS, INC. , DU1B29 |  |  | 19.05 | 2002-03-14 17:04 | Anjanece | 5 | 0 | #VALUE! | #VALUE!
HUBBELL POWER SYSTEMS, INC. | DU1B29 | Y | HUBBELL POWER SYSTEMS, INC. , DU1B29 |  |  | 19.48 | 2002-03-14 17:04 | Anjanece | 5 | 0 | #VALUE! | #VALUE!
HUBBELL POWER SYSTEMS, INC. | DU1B29 | Y | HUBBELL POWER SYSTEMS, INC. , DU1B29 |  |  | 19.68 | 2002-03-14 17:04 | Anjanece | 5 | 0 | #VALUE! | #VALUE!
HUBBELL POWER SYSTEMS, INC. | DU1B29 | Y | HUBBELL POWER SYSTEMS, INC. , DU1B29 |  |  | 19.69 | 2002-03-14 17:04 | Anjanece | 5 | 0 | #VALUE! | #VALUE!
HUBBELL POWER SYSTEMS, INC. | DU1B29 | Y | HUBBELL POWER SYSTEMS, INC. , DU1B29 |  |  | 20.93 | 2002-03-14 17:04 | Anjanece | 5 | 0 | #VALUE! | #VALUE!
HUBBELL POWER SYSTEMS, INC. | DU1B29 | Y | HUBBELL POWER SYSTEMS, INC. , DU1B29 |  |  | 21.52 | 2002-03-14 17:04 | Anjanece | 5 | 0 | #VALUE! | #VALUE!
HUBBELL POWER SYSTEMS, INC. | DU1B29 | Y | HUBBELL POWER SYSTEMS, INC. , DU1B29 |  |  | 22.26 | 2002-03-14 17:04 | Anjanece | 5 | 0 | #VALUE! | #VALUE!
HUBBELL POWER SYSTEMS, INC. | DU1B29 | Y | HUBBELL POWER SYSTEMS, INC. , DU1B29 |  |  | 22.38 | 2002-03-14 17:04 | Anjanece | 5 | 0 | #VALUE! | #VALUE!
HUBBELL POWER SYSTEMS, INC. | DU1B29 | Y | HUBBELL POWER SYSTEMS, INC. , DU1B29 |  |  | 24.89 | 2002-03-14 17:04 | Anjanece | 5 | 0 | #VALUE! | #VALUE!
HUBBELL POWER SYSTEMS, INC. | DU1B29 | Y | HUBBELL POWER SYSTEMS, INC. , DU1B29 |  |  | 25.53 | 2002-03-14 17:04 | Anjanece | 5 | 0 | #VALUE! | #VALUE!
HUBBELL POWER SYSTEMS, INC. | DU1B29 | Y | HUBBELL POWER SYSTEMS, INC. , DU1B29 |  |  | 29.62 | 2002-03-14 17:04 | Anjanece | 5 | 0 | #VALUE! | #VALUE!
INWESCO INC. | 11B13 | Y | INWESCO INC. , 11B13 | JEA UNDERGROUND DISTRIBUTION | CSC Stores | 17.17 | 2002-03-14 17:04 | Anjanece | 5 | 0 | #VALUE! | #VALUE!
INWESCO INC. | 11B13 | Y | INWESCO INC. , 11B13 |  |  | 18.57 | 2002-03-14 17:04 | Anjanece | 5 | 0 | #VALUE! | #VALUE!
INWESCO INC. | 11B13 | Y | INWESCO INC. , 11B13 |  |  | 18.76 | 2002-03-14 17:04 | Anjanece | 5 | 0 | #VALUE! | #VALUE!
INWESCO INC. | 11B13 | Y | INWESCO INC. , 11B13 |  |  | 19.05 | 2002-03-14 17:04 | Anjanece | 5 | 0 | #VALUE! | #VALUE!
INWESCO INC. | 11B13 | Y | INWESCO INC. , 11B13 |  |  | 19.48 | 2002-03-14 17:04 | Anjanece | 5 | 0 | #VALUE! | #VALUE!
INWESCO INC. | 11B13 | Y | INWESCO INC. , 11B13 |  |  | 19.68 | 2002-03-14 17:04 | Anjanece | 5 | 0 | #VALUE! | #VALUE!
INWESCO INC. | 11B13 | Y | INWESCO INC. , 11B13 |  |  | 19.69 | 2002-03-14 17:04 | Anjanece | 5 | 0 | #VALUE! | #VALUE!
INWESCO INC. | 11B13 | Y | INWESCO INC. , 11B13 |  |  | 20.93 | 2002-03-14 17:04 | Anjanece | 5 | 0 | #VALUE! | #VALUE!
INWESCO INC. | 11B13 | Y | INWESCO INC. , 11B13 |  |  | 21.52 | 2002-03-14 17:04 | Anjanece | 5 | 0 | #VALUE! | #VALUE!
INWESCO INC. | 11B13 | Y | INWESCO INC. , 11B13 |  |  | 22.26 | 2002-03-14 17:04 | Anjanece | 5 | 0 | #VALUE! | #VALUE!
INWESCO INC. | 11B13 | Y | INWESCO INC. , 11B13 |  |  | 22.38 | 2002-03-14 17:04 | Anjanece | 5 | 0 | #VALUE! | #VALUE!
INWESCO INC. | 11B13 | Y | INWESCO INC. , 11B13 |  |  | 24.89 | 2002-03-14 17:04 | Anjanece | 5 | 0 | #VALUE! | #VALUE!
INWESCO INC. | 11B13 | Y | INWESCO INC. , 11B13 |  |  | 25.53 | 2002-03-14 17:04 | Anjanece | 5 | 0 | #VALUE! | #VALUE!
INWESCO INC. | 11B13 | Y | INWESCO INC. , 11B13 |  |  | 29.62 | 2002-03-14 17:04 | Anjanece | 5 | 0 | #VALUE! | #VALUE!
INWESCO INC. | 11C13 | Y | INWESCO INC. , 11C13 | JEA UNDERGROUND DISTRIBUTION | CSC Stores | 17.17 | 2002-03-14 17:04 | Anjanece | 5 | 0 | #VALUE! | #VALUE!
INWESCO INC. | 11C13 | Y | INWESCO INC. , 11C13 |  |  | 18.57 | 2002-03-14 17:04 | Anjanece | 5 | 0 | #VALUE! | #VALUE!
INWESCO INC. | 11C13 | Y | INWESCO INC. , 11C13 |  |  | 18.76 | 2002-03-14 17:04 | Anjanece | 5 | 0 | #VALUE! | #VALUE!
INWESCO INC. | 11C13 | Y | INWESCO INC. , 11C13 |  |  | 19.05 | 2002-03-14 17:04 | Anjanece | 5 | 0 | #VALUE! | #VALUE!
INWESCO INC. | 11C13 | Y | INWESCO INC. , 11C13 |  |  | 19.48 | 2002-03-14 17:04 | Anjanece | 5 | 0 | #VALUE! | #VALUE!
INWESCO INC. | 11C13 | Y | INWESCO INC. , 11C13 |  |  | 19.68 | 2002-03-14 17:04 | Anjanece | 5 | 0 | #VALUE! | #VALUE!
INWESCO INC. | 11C13 | Y | INWESCO INC. , 11C13 |  |  | 19.69 | 2002-03-14 17:04 | Anjanece | 5 | 0 | #VALUE! | #VALUE!
INWESCO INC. | 11C13 | Y | INWESCO INC. , 11C13 |  |  | 20.93 | 2002-03-14 17:04 | Anjanece | 5 | 0 | #VALUE! | #VALUE!
INWESCO INC. | 11C13 | Y | INWESCO INC. , 11C13 |  |  | 21.52 | 2002-03-14 17:04 | Anjanece | 5 | 0 | #VALUE! | #VALUE!
INWESCO INC. | 11C13 | Y | INWESCO INC. , 11C13 |  |  | 22.26 | 2002-03-14 17:04 | Anjanece | 5 | 0 | #VALUE! | #VALUE!
INWESCO INC. | 11C13 | Y | INWESCO INC. , 11C13 |  |  | 22.38 | 2002-03-14 17:04 | Anjanece | 5 | 0 | #VALUE! | #VALUE!
INWESCO INC. | 11C13 | Y | INWESCO INC. , 11C13 |  |  | 24.89 | 2002-03-14 17:04 | Anjanece | 5 | 0 | #VALUE! | #VALUE!
INWESCO INC. | 11C13 | Y | INWESCO INC. , 11C13 |  |  | 25.53 | 2002-03-14 17:04 | Anjanece | 5 | 0 | #VALUE! | #VALUE!
INWESCO INC. | 11C13 | Y | INWESCO INC. , 11C13 |  |  | 29.62 | 2002-03-14 17:04 | Anjanece | 5 | 0 | #VALUE! | #VALUE!
MACLEAN POWER SYSTEMS | APP-1767 | Y | MACLEAN POWER SYSTEMS , APP-1767 | JEA UNDERGROUND DISTRIBUTION | CSC Stores | 17.17 | 2002-03-14 17:04 | Anjanece | 5 | 0 | #VALUE! | #VALUE!
MACLEAN POWER SYSTEMS | APP-1767 | Y | MACLEAN POWER SYSTEMS , APP-1767 |  |  | 18.57 | 2002-03-14 17:04 | Anjanece | 5 | 0 | #VALUE! | #VALUE!
MACLEAN POWER SYSTEMS | APP-1767 | Y | MACLEAN POWER SYSTEMS , APP-1767 |  |  | 18.76 | 2002-03-14 17:04 | Anjanece | 5 | 0 | #VALUE! | #VALUE!
MACLEAN POWER SYSTEMS | APP-1767 | Y | MACLEAN POWER SYSTEMS , APP-1767 |  |  | 19.05 | 2002-03-14 17:04 | Anjanece | 5 | 0 | #VALUE! | #VALUE!
MACLEAN POWER SYSTEMS | APP-1767 | Y | MACLEAN POWER SYSTEMS , APP-1767 |  |  | 19.48 | 2002-03-14 17:04 | Anjanece | 5 | 0 | #VALUE! | #VALUE!
MACLEAN POWER SYSTEMS | APP-1767 | Y | MACLEAN POWER SYSTEMS , APP-1767 |  |  | 19.68 | 2002-03-14 17:04 | Anjanece | 5 | 0 | #VALUE! | #VALUE!
MACLEAN POWER SYSTEMS | APP-1767 | Y | MACLEAN POWER SYSTEMS , APP-1767 |  |  | 19.69 | 2002-03-14 17:04 | Anjanece | 5 | 0 | #VALUE! | #VALUE!
MACLEAN POWER SYSTEMS | APP-1767 | Y | MACLEAN POWER SYSTEMS , APP-1767 |  |  | 20.93 | 2002-03-14 17:04 | Anjanece | 5 | 0 | #VALUE! | #VALUE!
MACLEAN POWER SYSTEMS | APP-1767 | Y | MACLEAN POWER SYSTEMS , APP-1767 |  |  | 21.52 | 2002-03-14 17:04 | Anjanece | 5 | 0 | #VALUE! | #VALUE!
MACLEAN POWER SYSTEMS | APP-1767 | Y | MACLEAN POWER SYSTEMS , APP-1767 |  |  | 22.26 | 2002-03-14 17:04 | Anjanece | 5 | 0 | #VALUE! | #VALUE!
MACLEAN POWER SYSTEMS | APP-1767 | Y | MACLEAN POWER SYSTEMS , APP-1767 |  |  | 22.38 | 2002-03-14 17:04 | Anjanece | 5 | 0 | #VALUE! | #VALUE!
MACLEAN POWER SYSTEMS | APP-1767 | Y | MACLEAN POWER SYSTEMS , APP-1767 |  |  | 24.89 | 2002-03-14 17:04 | Anjanece | 5 | 0 | #VALUE! | #VALUE!
MACLEAN POWER SYSTEMS | APP-1767 | Y | MACLEAN POWER SYSTEMS , APP-1767 |  |  | 25.53 | 2002-03-14 17:04 | Anjanece | 5 | 0 | #VALUE! | #VALUE!
MACLEAN POWER SYSTEMS | APP-1767 | Y | MACLEAN POWER SYSTEMS , APP-1767 |  |  | 29.62 | 2002-03-14 17:04 | Anjanece | 5 | 0 | #VALUE! | #VALUE!
ACTION MANUFACTURING | AMI-2710 | Y | ACTION MANUFACTURING , AMI-2710 | JEA UNDERGROUND DISTRIBUTION | CSC Stores | 0 | 2016-05-23 15:16 | Anjanece | 5 | 0 | #VALUE! | #VALUE!
ACTION MANUFACTURING | AMI-2710 | Y | ACTION MANUFACTURING , AMI-2710 |  |  | 19.24 | 2016-05-23 15:16 | Anjanece | 5 | 0 | #VALUE! | #VALUE!
ACTION MANUFACTURING | AMI-2710 | Y | ACTION MANUFACTURING , AMI-2710 |  |  | 19.25 | 2016-05-23 15:16 | Anjanece | 5 | 0 | #VALUE! | #VALUE!
ACTION MANUFACTURING | AMI-2710 | Y | ACTION MANUFACTURING , AMI-2710 |  |  | 19.3 | 2016-05-23 15:16 | Anjanece | 5 | 0 | #VALUE! | #VALUE!
ACTION MANUFACTURING | AMI-2710 | Y | ACTION MANUFACTURING , AMI-2710 |  |  | 19.51 | 2016-05-23 15:16 | Anjanece | 5 | 0 | #VALUE! | #VALUE!
ACTION MANUFACTURING | AMI-2710 | Y | ACTION MANUFACTURING , AMI-2710 |  |  | 19.53 | 2016-05-23 15:16 | Anjanece | 5 | 0 | #VALUE! | #VALUE!
ACTION MANUFACTURING | AMI-2710 | Y | ACTION MANUFACTURING , AMI-2710 |  |  | 19.54 | 2016-05-23 15:16 | Anjanece | 5 | 0 | #VALUE! | #VALUE!
ACTION MANUFACTURING | AMI-2710 | Y | ACTION MANUFACTURING , AMI-2710 |  |  | 19.86 | 2016-05-23 15:16 | Anjanece | 5 | 0 | #VALUE! | #VALUE!
ACTION MANUFACTURING | AMI-2710 | Y | ACTION MANUFACTURING , AMI-2710 |  |  | 19.96 | 2016-05-23 15:16 | Anjanece | 5 | 0 | #VALUE! | #VALUE!
ACTION MANUFACTURING | AMI-2710 | Y | ACTION MANUFACTURING , AMI-2710 |  |  | 20 | 2016-05-23 15:16 | Anjanece | 5 | 0 | #VALUE! | #VALUE!
ACTION MANUFACTURING | AMI-2710 | Y | ACTION MANUFACTURING , AMI-2710 |  |  | 20.81 | 2016-05-23 15:16 | Anjanece | 5 | 0 | #VALUE! | #VALUE!
ACTION MANUFACTURING | AMI-2710 | Y | ACTION MANUFACTURING , AMI-2710 |  |  | 20.92 | 2016-05-23 15:16 | Anjanece | 5 | 0 | #VALUE! | #VALUE!
ACTION MANUFACTURING | AMI-2710 | Y | ACTION MANUFACTURING , AMI-2710 |  |  | 30.94 | 2016-05-23 15:16 | Anjanece | 5 | 0 | #VALUE! | #VALUE!
ACTION MANUFACTURING | AMI-2710 | Y | ACTION MANUFACTURING , AMI-2710 |  |  | 33.85 | 2016-05-23 15:16 | Anjanece | 5 | 0 | #VALUE! | #VALUE!
ACTION MANUFACTURING | AMI-2710 | Y | ACTION MANUFACTURING , AMI-2710 |  |  | 40.79 | 2016-05-23 15:16 | Anjanece | 5 | 0 | #VALUE! | #VALUE!
ACTION MANUFACTURING | AMI-2710 | Y | ACTION MANUFACTURING , AMI-2710 |  |  | 41.07 | 2016-05-23 15:16 | Anjanece | 5 | 0 | #VALUE! | #VALUE!
ACTION MANUFACTURING | AMI-2710 | Y | ACTION MANUFACTURING , AMI-2710 |  |  | 41.2 | 2016-05-23 15:16 | Anjanece | 5 | 0 | #VALUE! | #VALUE!
ACTION MANUFACTURING | AMI-2710 | Y | ACTION MANUFACTURING , AMI-2710 |  |  | 41.39 | 2016-05-23 15:16 | Anjanece | 5 | 0 | #VALUE! | #VALUE!
ACTION MANUFACTURING | AMI-2710 | Y | ACTION MANUFACTURING , AMI-2710 |  |  | 41.4 | 2016-05-23 15:16 | Anjanece | 5 | 0 | #VALUE! | #VALUE!
HUBBELL POWER SYSTEMS, INC. | DU1B30 | Y | HUBBELL POWER SYSTEMS, INC. , DU1B30 | JEA UNDERGROUND DISTRIBUTION | CSC Stores | 0 | 2016-05-23 15:16 | Anjanece | 5 | 0 | #VALUE! | #VALUE!
HUBBELL POWER SYSTEMS, INC. | DU1B30 | Y | HUBBELL POWER SYSTEMS, INC. , DU1B30 |  |  | 19.24 | 2016-05-23 15:16 | Anjanece | 5 | 0 | #VALUE! | #VALUE!
HUBBELL POWER SYSTEMS, INC. | DU1B30 | Y | HUBBELL POWER SYSTEMS, INC. , DU1B30 |  |  | 19.25 | 2016-05-23 15:16 | Anjanece | 5 | 0 | #VALUE! | #VALUE!
HUBBELL POWER SYSTEMS, INC. | DU1B30 | Y | HUBBELL POWER SYSTEMS, INC. , DU1B30 |  |  | 19.3 | 2016-05-23 15:16 | Anjanece | 5 | 0 | #VALUE! | #VALUE!
HUBBELL POWER SYSTEMS, INC. | DU1B30 | Y | HUBBELL POWER SYSTEMS, INC. , DU1B30 |  |  | 19.51 | 2016-05-23 15:16 | Anjanece | 5 | 0 | #VALUE! | #VALUE!
HUBBELL POWER SYSTEMS, INC. | DU1B30 | Y | HUBBELL POWER SYSTEMS, INC. , DU1B30 |  |  | 19.53 | 2016-05-23 15:16 | Anjanece | 5 | 0 | #VALUE! | #VALUE!
HUBBELL POWER SYSTEMS, INC. | DU1B30 | Y | HUBBELL POWER SYSTEMS, INC. , DU1B30 |  |  | 19.54 | 2016-05-23 15:16 | Anjanece | 5 | 0 | #VALUE! | #VALUE!
HUBBELL POWER SYSTEMS, INC. | DU1B30 | Y | HUBBELL POWER SYSTEMS, INC. , DU1B30 |  |  | 19.86 | 2016-05-23 15:16 | Anjanece | 5 | 0 | #VALUE! | #VALUE!
HUBBELL POWER SYSTEMS, INC. | DU1B30 | Y | HUBBELL POWER SYSTEMS, INC. , DU1B30 |  |  | 19.96 | 2016-05-23 15:16 | Anjanece | 5 | 0 | #VALUE! | #VALUE!
HUBBELL POWER SYSTEMS, INC. | DU1B30 | Y | HUBBELL POWER SYSTEMS, INC. , DU1B30 |  |  | 20 | 2016-05-23 15:16 | Anjanece | 5 | 0 | #VALUE! | #VALUE!
HUBBELL POWER SYSTEMS, INC. | DU1B30 | Y | HUBBELL POWER SYSTEMS, INC. , DU1B30 |  |  | 20.81 | 2016-05-23 15:16 | Anjanece | 5 | 0 | #VALUE! | #VALUE!
HUBBELL POWER SYSTEMS, INC. | DU1B30 | Y | HUBBELL POWER SYSTEMS, INC. , DU1B30 |  |  | 20.92 | 2016-05-23 15:16 | Anjanece | 5 | 0 | #VALUE! | #VALUE!
HUBBELL POWER SYSTEMS, INC. | DU1B30 | Y | HUBBELL POWER SYSTEMS, INC. , DU1B30 |  |  | 30.94 | 2016-05-23 15:16 | Anjanece | 5 | 0 | #VALUE! | #VALUE!
HUBBELL POWER SYSTEMS, INC. | DU1B30 | Y | HUBBELL POWER SYSTEMS, INC. , DU1B30 |  |  | 33.85 | 2016-05-23 15:16 | Anjanece | 5 | 0 | #VALUE! | #VALUE!
HUBBELL POWER SYSTEMS, INC. | DU1B30 | Y | HUBBELL POWER SYSTEMS, INC. , DU1B30 |  |  | 40.79 | 2016-05-23 15:16 | Anjanece | 5 | 0 | #VALUE! | #VALUE!
HUBBELL POWER SYSTEMS, INC. | DU1B30 | Y | HUBBELL POWER SYSTEMS, INC. , DU1B30 |  |  | 41.07 | 2016-05-23 15:16 | Anjanece | 5 | 0 | #VALUE! | #VALUE!
HUBBELL POWER SYSTEMS, INC. | DU1B30 | Y | HUBBELL POWER SYSTEMS, INC. , DU1B30 |  |  | 41.2 | 2016-05-23 15:16 | Anjanece | 5 | 0 | #VALUE! | #VALUE!
HUBBELL POWER SYSTEMS, INC. | DU1B30 | Y | HUBBELL POWER SYSTEMS, INC. , DU1B30 |  |  | 41.39 | 2016-05-23 15:16 | Anjanece | 5 | 0 | #VALUE! | #VALUE!
HUBBELL POWER SYSTEMS, INC. | DU1B30 | Y | HUBBELL POWER SYSTEMS, INC. , DU1B30 |  |  | 41.4 | 2016-05-23 15:16 | Anjanece | 5 | 0 | #VALUE! | #VALUE!
MACLEAN POWER SYSTEMS | APP-1792 | Y | MACLEAN POWER SYSTEMS , APP-1792 | JEA UNDERGROUND DISTRIBUTION | CSC Stores | 0 | 2016-05-23 15:16 | Anjanece | 5 | 0 | #VALUE! | #VALUE!
MACLEAN POWER SYSTEMS | APP-1792 | Y | MACLEAN POWER SYSTEMS , APP-1792 |  |  | 19.24 | 2016-05-23 15:16 | Anjanece | 5 | 0 | #VALUE! | #VALUE!
MACLEAN POWER SYSTEMS | APP-1792 | Y | MACLEAN POWER SYSTEMS , APP-1792 |  |  | 19.25 | 2016-05-23 15:16 | Anjanece | 5 | 0 | #VALUE! | #VALUE!
MACLEAN POWER SYSTEMS | APP-1792 | Y | MACLEAN POWER SYSTEMS , APP-1792 |  |  | 19.3 | 2016-05-23 15:16 | Anjanece | 5 | 0 | #VALUE! | #VALUE!
MACLEAN POWER SYSTEMS | APP-1792 | Y | MACLEAN POWER SYSTEMS , APP-1792 |  |  | 19.51 | 2016-05-23 15:16 | Anjanece | 5 | 0 | #VALUE! | #VALUE!
MACLEAN POWER SYSTEMS | APP-1792 | Y | MACLEAN POWER SYSTEMS , APP-1792 |  |  | 19.53 | 2016-05-23 15:16 | Anjanece | 5 | 0 | #VALUE! | #VALUE!
MACLEAN POWER SYSTEMS | APP-1792 | Y | MACLEAN POWER SYSTEMS , APP-1792 |  |  | 19.54 | 2016-05-23 15:16 | Anjanece | 5 | 0 | #VALUE! | #VALUE!
MACLEAN POWER SYSTEMS | APP-1792 | Y | MACLEAN POWER SYSTEMS , APP-1792 |  |  | 19.86 | 2016-05-23 15:16 | Anjanece | 5 | 0 | #VALUE! | #VALUE!
MACLEAN POWER SYSTEMS | APP-1792 | Y | MACLEAN POWER SYSTEMS , APP-1792 |  |  | 19.96 | 2016-05-23 15:16 | Anjanece | 5 | 0 | #VALUE! | #VALUE!
MACLEAN POWER SYSTEMS | APP-1792 | Y | MACLEAN POWER SYSTEMS , APP-1792 |  |  | 20 | 2016-05-23 15:16 | Anjanece | 5 | 0 | #VALUE! | #VALUE!
MACLEAN POWER SYSTEMS | APP-1792 | Y | MACLEAN POWER SYSTEMS , APP-1792 |  |  | 20.81 | 2016-05-23 15:16 | Anjanece | 5 | 0 | #VALUE! | #VALUE!
MACLEAN POWER SYSTEMS | APP-1792 | Y | MACLEAN POWER SYSTEMS , APP-1792 |  |  | 20.92 | 2016-05-23 15:16 | Anjanece | 5 | 0 | #VALUE! | #VALUE!
MACLEAN POWER SYSTEMS | APP-1792 | Y | MACLEAN POWER SYSTEMS , APP-1792 |  |  | 30.94 | 2016-05-23 15:16 | Anjanece | 5 | 0 | #VALUE! | #VALUE!
MACLEAN POWER SYSTEMS | APP-1792 | Y | MACLEAN POWER SYSTEMS , APP-1792 |  |  | 33.85 | 2016-05-23 15:16 | Anjanece | 5 | 0 | #VALUE! | #VALUE!
MACLEAN POWER SYSTEMS | APP-1792 | Y | MACLEAN POWER SYSTEMS , APP-1792 |  |  | 40.79 | 2016-05-23 15:16 | Anjanece | 5 | 0 | #VALUE! | #VALUE!
MACLEAN POWER SYSTEMS | APP-1792 | Y | MACLEAN POWER SYSTEMS , APP-1792 |  |  | 41.07 | 2016-05-23 15:16 | Anjanece | 5 | 0 | #VALUE! | #VALUE!
MACLEAN POWER SYSTEMS | APP-1792 | Y | MACLEAN POWER SYSTEMS , APP-1792 |  |  | 41.2 | 2016-05-23 15:16 | Anjanece | 5 | 0 | #VALUE! | #VALUE!
MACLEAN POWER SYSTEMS | APP-1792 | Y | MACLEAN POWER SYSTEMS , APP-1792 |  |  | 41.39 | 2016-05-23 15:16 | Anjanece | 5 | 0 | #VALUE! | #VALUE!
MACLEAN POWER SYSTEMS | APP-1792 | Y | MACLEAN POWER SYSTEMS , APP-1792 |  |  | 41.4 | 2016-05-23 15:16 | Anjanece | 5 | 0 | #VALUE! | #VALUE!
COOPER POWER | 2637881C01M | Y | COOPER POWER , 2637881C01M | JEA UNDERGROUND DISTRIBUTION | CSC Stores | 133.5 | 2002-03-13 07:14 | Anjanece | 1 | 0 | #VALUE! | #VALUE!
COOPER POWER | 2637881C01M | Y | COOPER POWER , 2637881C01M |  |  | 144.5 | 2002-03-13 07:14 | Anjanece | 1 | 0 | #VALUE! | #VALUE!
COOPER POWER | 2637881C01M | Y | COOPER POWER , 2637881C01M |  |  | 279.9 | 2002-03-13 07:14 | Anjanece | 1 | 0 | #VALUE! | #VALUE!
COOPER POWER SYSTEMS | 2637881C01M | Y | COOPER POWER SYSTEMS , 2637881C01M | JEA UNDERGROUND DISTRIBUTION | CSC Stores | 133.5 | 2002-03-13 07:14 | Anjanece | 1 | 0 | #VALUE! | #VALUE!
COOPER POWER SYSTEMS | 2637881C01M | Y | COOPER POWER SYSTEMS , 2637881C01M |  |  | 144.5 | 2002-03-13 07:14 | Anjanece | 1 | 0 | #VALUE! | #VALUE!
COOPER POWER SYSTEMS | 2637881C01M | Y | COOPER POWER SYSTEMS , 2637881C01M |  |  | 279.9 | 2002-03-13 07:14 | Anjanece | 1 | 0 | #VALUE! | #VALUE!
COOPER POWER SYSTEMS | LFI225 | Y | COOPER POWER SYSTEMS , LFI225 | JEA UNDERGROUND DISTRIBUTION | CSC Stores | 133.5 | 2002-03-13 07:14 | Anjanece | 1 | 0 | #VALUE! | #VALUE!
COOPER POWER SYSTEMS | LFI225 | Y | COOPER POWER SYSTEMS , LFI225 |  |  | 144.5 | 2002-03-13 07:14 | Anjanece | 1 | 0 | #VALUE! | #VALUE!
COOPER POWER SYSTEMS | LFI225 | Y | COOPER POWER SYSTEMS , LFI225 |  |  | 279.9 | 2002-03-13 07:14 | Anjanece | 1 | 0 | #VALUE! | #VALUE!
COOPER POWER SYSTEMS | LPC225 | Y | COOPER POWER SYSTEMS , LPC225 | JEA UNDERGROUND DISTRIBUTION | CSC Stores | 23.46 | 2002-03-13 07:16 | Anjanece | 25 | 0 | #VALUE! | #VALUE!
COOPER POWER SYSTEMS | LPC225 | Y | COOPER POWER SYSTEMS , LPC225 |  |  | 24.55 | 2002-03-13 07:16 | Anjanece | 25 | 0 | #VALUE! | #VALUE!
COOPER POWER SYSTEMS | LPC225 | Y | COOPER POWER SYSTEMS , LPC225 |  |  | 24.6 | 2002-03-13 07:16 | Anjanece | 25 | 0 | #VALUE! | #VALUE!
COOPER POWER SYSTEMS | LPC225 | Y | COOPER POWER SYSTEMS , LPC225 |  |  | 24.65 | 2002-03-13 07:16 | Anjanece | 25 | 0 | #VALUE! | #VALUE!
COOPER POWER SYSTEMS | LPC225 | Y | COOPER POWER SYSTEMS , LPC225 |  |  | 24.75 | 2002-03-13 07:16 | Anjanece | 25 | 0 | #VALUE! | #VALUE!
COOPER POWER SYSTEMS | LPC225 | Y | COOPER POWER SYSTEMS , LPC225 |  |  | 24.95 | 2002-03-13 07:16 | Anjanece | 25 | 0 | #VALUE! | #VALUE!
COOPER POWER SYSTEMS | LPC225 | Y | COOPER POWER SYSTEMS , LPC225 |  |  | 24.97 | 2002-03-13 07:16 | Anjanece | 25 | 0 | #VALUE! | #VALUE!
COOPER POWER SYSTEMS | LPC225 | Y | COOPER POWER SYSTEMS , LPC225 |  |  | 25.04 | 2002-03-13 07:16 | Anjanece | 25 | 0 | #VALUE! | #VALUE!
COOPER POWER SYSTEMS | LPC225 | Y | COOPER POWER SYSTEMS , LPC225 |  |  | 25.07 | 2002-03-13 07:16 | Anjanece | 25 | 0 | #VALUE! | #VALUE!
COOPER POWER SYSTEMS | LPC225 | Y | COOPER POWER SYSTEMS , LPC225 |  |  | 26.04 | 2002-03-13 07:16 | Anjanece | 25 | 0 | #VALUE! | #VALUE!
COOPER POWER SYSTEMS | LPC225 | Y | COOPER POWER SYSTEMS , LPC225 |  |  | 28 | 2002-03-13 07:16 | Anjanece | 25 | 0 | #VALUE! | #VALUE!
COOPER POWER SYSTEMS | LPC225 | Y | COOPER POWER SYSTEMS , LPC225 |  |  | 33.47 | 2002-03-13 07:16 | Anjanece | 25 | 0 | #VALUE! | #VALUE!
COOPER POWER SYSTEMS | LPC225 | Y | COOPER POWER SYSTEMS , LPC225 |  |  | 39.57 | 2002-03-13 07:16 | Anjanece | 25 | 0 | #VALUE! | #VALUE!
COOPER POWER SYSTEMS | LPC225 | Y | COOPER POWER SYSTEMS , LPC225 |  |  | 41.13 | 2002-03-13 07:16 | Anjanece | 25 | 0 | #VALUE! | #VALUE!
COOPER POWER SYSTEMS | LPC225 | Y | COOPER POWER SYSTEMS , LPC225 |  |  | 42.74 | 2002-03-13 07:16 | Anjanece | 25 | 0 | #VALUE! | #VALUE!
COOPER POWER SYSTEMS | LPC225 | Y | COOPER POWER SYSTEMS , LPC225 |  |  | 43.65 | 2002-03-13 07:16 | Anjanece | 25 | 0 | #VALUE! | #VALUE!
COOPER POWER SYSTEMS | LPC225 | Y | COOPER POWER SYSTEMS , LPC225 |  |  | 44.61 | 2002-03-13 07:16 | Anjanece | 25 | 0 | #VALUE! | #VALUE!
COOPER POWER SYSTEMS | LPC225 | Y | COOPER POWER SYSTEMS , LPC225 |  |  | 52.45 | 2002-03-13 07:16 | Anjanece | 25 | 0 | #VALUE! | #VALUE!
COOPER POWER SYSTEMS | LPC225FP | Y | COOPER POWER SYSTEMS , LPC225FP | JEA UNDERGROUND DISTRIBUTION | CSC Stores | 23.46 | 2002-03-13 07:16 | Anjanece | 25 | 0 | #VALUE! | #VALUE!
COOPER POWER SYSTEMS | LPC225FP | Y | COOPER POWER SYSTEMS , LPC225FP |  |  | 24.55 | 2002-03-13 07:16 | Anjanece | 25 | 0 | #VALUE! | #VALUE!
COOPER POWER SYSTEMS | LPC225FP | Y | COOPER POWER SYSTEMS , LPC225FP |  |  | 24.6 | 2002-03-13 07:16 | Anjanece | 25 | 0 | #VALUE! | #VALUE!
COOPER POWER SYSTEMS | LPC225FP | Y | COOPER POWER SYSTEMS , LPC225FP |  |  | 24.65 | 2002-03-13 07:16 | Anjanece | 25 | 0 | #VALUE! | #VALUE!
COOPER POWER SYSTEMS | LPC225FP | Y | COOPER POWER SYSTEMS , LPC225FP |  |  | 24.75 | 2002-03-13 07:16 | Anjanece | 25 | 0 | #VALUE! | #VALUE!
COOPER POWER SYSTEMS | LPC225FP | Y | COOPER POWER SYSTEMS , LPC225FP |  |  | 24.95 | 2002-03-13 07:16 | Anjanece | 25 | 0 | #VALUE! | #VALUE!
COOPER POWER SYSTEMS | LPC225FP | Y | COOPER POWER SYSTEMS , LPC225FP |  |  | 24.97 | 2002-03-13 07:16 | Anjanece | 25 | 0 | #VALUE! | #VALUE!
COOPER POWER SYSTEMS | LPC225FP | Y | COOPER POWER SYSTEMS , LPC225FP |  |  | 25.04 | 2002-03-13 07:16 | Anjanece | 25 | 0 | #VALUE! | #VALUE!
COOPER POWER SYSTEMS | LPC225FP | Y | COOPER POWER SYSTEMS , LPC225FP |  |  | 25.07 | 2002-03-13 07:16 | Anjanece | 25 | 0 | #VALUE! | #VALUE!
COOPER POWER SYSTEMS | LPC225FP | Y | COOPER POWER SYSTEMS , LPC225FP |  |  | 26.04 | 2002-03-13 07:16 | Anjanece | 25 | 0 | #VALUE! | #VALUE!
COOPER POWER SYSTEMS | LPC225FP | Y | COOPER POWER SYSTEMS , LPC225FP |  |  | 28 | 2002-03-13 07:16 | Anjanece | 25 | 0 | #VALUE! | #VALUE!
COOPER POWER SYSTEMS | LPC225FP | Y | COOPER POWER SYSTEMS , LPC225FP |  |  | 33.47 | 2002-03-13 07:16 | Anjanece | 25 | 0 | #VALUE! | #VALUE!
COOPER POWER SYSTEMS | LPC225FP | Y | COOPER POWER SYSTEMS , LPC225FP |  |  | 39.57 | 2002-03-13 07:16 | Anjanece | 25 | 0 | #VALUE! | #VALUE!
COOPER POWER SYSTEMS | LPC225FP | Y | COOPER POWER SYSTEMS , LPC225FP |  |  | 41.13 | 2002-03-13 07:16 | Anjanece | 25 | 0 | #VALUE! | #VALUE!
COOPER POWER SYSTEMS | LPC225FP | Y | COOPER POWER SYSTEMS , LPC225FP |  |  | 42.74 | 2002-03-13 07:16 | Anjanece | 25 | 0 | #VALUE! | #VALUE!
COOPER POWER SYSTEMS | LPC225FP | Y | COOPER POWER SYSTEMS , LPC225FP |  |  | 43.65 | 2002-03-13 07:16 | Anjanece | 25 | 0 | #VALUE! | #VALUE!
COOPER POWER SYSTEMS | LPC225FP | Y | COOPER POWER SYSTEMS , LPC225FP |  |  | 44.61 | 2002-03-13 07:16 | Anjanece | 25 | 0 | #VALUE! | #VALUE!
COOPER POWER SYSTEMS | LPC225FP | Y | COOPER POWER SYSTEMS , LPC225FP |  |  | 52.45 | 2002-03-13 07:16 | Anjanece | 25 | 0 | #VALUE! | #VALUE!
ELASTIMOLD | 273DRG-3 | Y | ELASTIMOLD , 273DRG-3 | JEA UNDERGROUND DISTRIBUTION | CSC Stores | 23.46 | 2002-03-13 07:16 | Anjanece | 25 | 0 | #VALUE! | #VALUE!
ELASTIMOLD | 273DRG-3 | Y | ELASTIMOLD , 273DRG-3 |  |  | 24.55 | 2002-03-13 07:16 | Anjanece | 25 | 0 | #VALUE! | #VALUE!
ELASTIMOLD | 273DRG-3 | Y | ELASTIMOLD , 273DRG-3 |  |  | 24.6 | 2002-03-13 07:16 | Anjanece | 25 | 0 | #VALUE! | #VALUE!
ELASTIMOLD | 273DRG-3 | Y | ELASTIMOLD , 273DRG-3 |  |  | 24.65 | 2002-03-13 07:16 | Anjanece | 25 | 0 | #VALUE! | #VALUE!
ELASTIMOLD | 273DRG-3 | Y | ELASTIMOLD , 273DRG-3 |  |  | 24.75 | 2002-03-13 07:16 | Anjanece | 25 | 0 | #VALUE! | #VALUE!
ELASTIMOLD | 273DRG-3 | Y | ELASTIMOLD , 273DRG-3 |  |  | 24.95 | 2002-03-13 07:16 | Anjanece | 25 | 0 | #VALUE! | #VALUE!
ELASTIMOLD | 273DRG-3 | Y | ELASTIMOLD , 273DRG-3 |  |  | 24.97 | 2002-03-13 07:16 | Anjanece | 25 | 0 | #VALUE! | #VALUE!
ELASTIMOLD | 273DRG-3 | Y | ELASTIMOLD , 273DRG-3 |  |  | 25.04 | 2002-03-13 07:16 | Anjanece | 25 | 0 | #VALUE! | #VALUE!
ELASTIMOLD | 273DRG-3 | Y | ELASTIMOLD , 273DRG-3 |  |  | 25.07 | 2002-03-13 07:16 | Anjanece | 25 | 0 | #VALUE! | #VALUE!
ELASTIMOLD | 273DRG-3 | Y | ELASTIMOLD , 273DRG-3 |  |  | 26.04 | 2002-03-13 07:16 | Anjanece | 25 | 0 | #VALUE! | #VALUE!
ELASTIMOLD | 273DRG-3 | Y | ELASTIMOLD , 273DRG-3 |  |  | 28 | 2002-03-13 07:16 | Anjanece | 25 | 0 | #VALUE! | #VALUE!
ELASTIMOLD | 273DRG-3 | Y | ELASTIMOLD , 273DRG-3 |  |  | 33.47 | 2002-03-13 07:16 | Anjanece | 25 | 0 | #VALUE! | #VALUE!
ELASTIMOLD | 273DRG-3 | Y | ELASTIMOLD , 273DRG-3 |  |  | 39.57 | 2002-03-13 07:16 | Anjanece | 25 | 0 | #VALUE! | #VALUE!
ELASTIMOLD | 273DRG-3 | Y | ELASTIMOLD , 273DRG-3 |  |  | 41.13 | 2002-03-13 07:16 | Anjanece | 25 | 0 | #VALUE! | #VALUE!
ELASTIMOLD | 273DRG-3 | Y | ELASTIMOLD , 273DRG-3 |  |  | 42.74 | 2002-03-13 07:16 | Anjanece | 25 | 0 | #VALUE! | #VALUE!
ELASTIMOLD | 273DRG-3 | Y | ELASTIMOLD , 273DRG-3 |  |  | 43.65 | 2002-03-13 07:16 | Anjanece | 25 | 0 | #VALUE! | #VALUE!
ELASTIMOLD | 273DRG-3 | Y | ELASTIMOLD , 273DRG-3 |  |  | 44.61 | 2002-03-13 07:16 | Anjanece | 25 | 0 | #VALUE! | #VALUE!
ELASTIMOLD | 273DRG-3 | Y | ELASTIMOLD , 273DRG-3 |  |  | 52.45 | 2002-03-13 07:16 | Anjanece | 25 | 0 | #VALUE! | #VALUE!
RICHARDS MFG. CO. | 22LBICG | Y | RICHARDS MFG. CO. , 22LBICG | JEA UNDERGROUND DISTRIBUTION | CSC Stores | 23.46 | 2002-03-13 07:16 | Anjanece | 25 | 0 | #VALUE! | #VALUE!
RICHARDS MFG. CO. | 22LBICG | Y | RICHARDS MFG. CO. , 22LBICG |  |  | 24.55 | 2002-03-13 07:16 | Anjanece | 25 | 0 | #VALUE! | #VALUE!
RICHARDS MFG. CO. | 22LBICG | Y | RICHARDS MFG. CO. , 22LBICG |  |  | 24.6 | 2002-03-13 07:16 | Anjanece | 25 | 0 | #VALUE! | #VALUE!
RICHARDS MFG. CO. | 22LBICG | Y | RICHARDS MFG. CO. , 22LBICG |  |  | 24.65 | 2002-03-13 07:16 | Anjanece | 25 | 0 | #VALUE! | #VALUE!
RICHARDS MFG. CO. | 22LBICG | Y | RICHARDS MFG. CO. , 22LBICG |  |  | 24.75 | 2002-03-13 07:16 | Anjanece | 25 | 0 | #VALUE! | #VALUE!
RICHARDS MFG. CO. | 22LBICG | Y | RICHARDS MFG. CO. , 22LBICG |  |  | 24.95 | 2002-03-13 07:16 | Anjanece | 25 | 0 | #VALUE! | #VALUE!
RICHARDS MFG. CO. | 22LBICG | Y | RICHARDS MFG. CO. , 22LBICG |  |  | 24.97 | 2002-03-13 07:16 | Anjanece | 25 | 0 | #VALUE! | #VALUE!
RICHARDS MFG. CO. | 22LBICG | Y | RICHARDS MFG. CO. , 22LBICG |  |  | 25.04 | 2002-03-13 07:16 | Anjanece | 25 | 0 | #VALUE! | #VALUE!
RICHARDS MFG. CO. | 22LBICG | Y | RICHARDS MFG. CO. , 22LBICG |  |  | 25.07 | 2002-03-13 07:16 | Anjanece | 25 | 0 | #VALUE! | #VALUE!
RICHARDS MFG. CO. | 22LBICG | Y | RICHARDS MFG. CO. , 22LBICG |  |  | 26.04 | 2002-03-13 07:16 | Anjanece | 25 | 0 | #VALUE! | #VALUE!
RICHARDS MFG. CO. | 22LBICG | Y | RICHARDS MFG. CO. , 22LBICG |  |  | 28 | 2002-03-13 07:16 | Anjanece | 25 | 0 | #VALUE! | #VALUE!
RICHARDS MFG. CO. | 22LBICG | Y | RICHARDS MFG. CO. , 22LBICG |  |  | 33.47 | 2002-03-13 07:16 | Anjanece | 25 | 0 | #VALUE! | #VALUE!
RICHARDS MFG. CO. | 22LBICG | Y | RICHARDS MFG. CO. , 22LBICG |  |  | 39.57 | 2002-03-13 07:16 | Anjanece | 25 | 0 | #VALUE! | #VALUE!
RICHARDS MFG. CO. | 22LBICG | Y | RICHARDS MFG. CO. , 22LBICG |  |  | 41.13 | 2002-03-13 07:16 | Anjanece | 25 | 0 | #VALUE! | #VALUE!
RICHARDS MFG. CO. | 22LBICG | Y | RICHARDS MFG. CO. , 22LBICG |  |  | 42.74 | 2002-03-13 07:16 | Anjanece | 25 | 0 | #VALUE! | #VALUE!
RICHARDS MFG. CO. | 22LBICG | Y | RICHARDS MFG. CO. , 22LBICG |  |  | 43.65 | 2002-03-13 07:16 | Anjanece | 25 | 0 | #VALUE! | #VALUE!
RICHARDS MFG. CO. | 22LBICG | Y | RICHARDS MFG. CO. , 22LBICG |  |  | 44.61 | 2002-03-13 07:16 | Anjanece | 25 | 0 | #VALUE! | #VALUE!
RICHARDS MFG. CO. | 22LBICG | Y | RICHARDS MFG. CO. , 22LBICG |  |  | 52.45 | 2002-03-13 07:16 | Anjanece | 25 | 0 | #VALUE! | #VALUE!
ELASTIMOLD | 274FT2-AB | Y | ELASTIMOLD , 274FT2-AB | JEA UNDERGROUND DISTRIBUTION | CSC Stores | 95.25 | 2002-03-13 07:16 | Anjanece | 1 | 0 | #VALUE! | #VALUE!
ELASTIMOLD | 274FT2-AB | Y | ELASTIMOLD , 274FT2-AB |  |  | 111.88 | 2002-03-13 07:16 | Anjanece | 1 | 0 | #VALUE! | #VALUE!
ELASTIMOLD | 274FT2-AB | Y | ELASTIMOLD , 274FT2-AB |  |  | 125.18 | 2002-03-13 07:16 | Anjanece | 1 | 0 | #VALUE! | #VALUE!
ELASTIMOLD | 274FT2-AB | Y | ELASTIMOLD , 274FT2-AB |  |  | 132.19 | 2002-03-13 07:16 | Anjanece | 1 | 0 | #VALUE! | #VALUE!
ELASTIMOLD | 274FT2-AB | Y | ELASTIMOLD , 274FT2-AB |  |  | 132.88 | 2002-03-13 07:16 | Anjanece | 1 | 0 | #VALUE! | #VALUE!
ELASTIMOLD | 274FT2-AB | Y | ELASTIMOLD , 274FT2-AB |  |  | 134.54 | 2002-03-13 07:16 | Anjanece | 1 | 0 | #VALUE! | #VALUE!
ELASTIMOLD | 274FT2-AB | Y | ELASTIMOLD , 274FT2-AB |  |  | 134.68 | 2002-03-13 07:16 | Anjanece | 1 | 0 | #VALUE! | #VALUE!
ELASTIMOLD | 274FT2-AB | Y | ELASTIMOLD , 274FT2-AB |  |  | 136.2 | 2002-03-13 07:16 | Anjanece | 1 | 0 | #VALUE! | #VALUE!
ELASTIMOLD | 274FT2-AB | Y | ELASTIMOLD , 274FT2-AB |  |  | 138.48 | 2002-03-13 07:16 | Anjanece | 1 | 0 | #VALUE! | #VALUE!
ELASTIMOLD | 274FT2-AB | Y | ELASTIMOLD , 274FT2-AB |  |  | 139.88 | 2002-03-13 07:16 | Anjanece | 1 | 0 | #VALUE! | #VALUE!
ELASTIMOLD | 274FT2-AB | Y | ELASTIMOLD , 274FT2-AB |  |  | 140.87 | 2002-03-13 07:16 | Anjanece | 1 | 0 | #VALUE! | #VALUE!
ELASTIMOLD | 274FT2-AB | Y | ELASTIMOLD , 274FT2-AB |  |  | 141.18 | 2002-03-13 07:16 | Anjanece | 1 | 0 | #VALUE! | #VALUE!
ELASTIMOLD | 274FT2-AB | Y | ELASTIMOLD , 274FT2-AB |  |  | 193.3 | 2002-03-13 07:16 | Anjanece | 1 | 0 | #VALUE! | #VALUE!
ELASTIMOLD | 274FT2-AB | Y | ELASTIMOLD , 274FT2-AB |  |  | 197.14 | 2002-03-13 07:16 | Anjanece | 1 | 0 | #VALUE! | #VALUE!
ELASTIMOLD | 274FT2-AB | Y | ELASTIMOLD , 274FT2-AB |  |  | 199.73 | 2002-03-13 07:16 | Anjanece | 1 | 0 | #VALUE! | #VALUE!
ELASTIMOLD | 274FT2-AB | Y | ELASTIMOLD , 274FT2-AB |  |  | 200.14 | 2002-03-13 07:16 | Anjanece | 1 | 0 | #VALUE! | #VALUE!
ELASTIMOLD | 274FT2-AB | Y | ELASTIMOLD , 274FT2-AB |  |  | 200.84 | 2002-03-13 07:16 | Anjanece | 1 | 0 | #VALUE! | #VALUE!
ELASTIMOLD | 274FT2-AB | Y | ELASTIMOLD , 274FT2-AB |  |  | 200.86 | 2002-03-13 07:16 | Anjanece | 1 | 0 | #VALUE! | #VALUE!
ELASTIMOLD | 274FT2-AB | Y | ELASTIMOLD , 274FT2-AB |  |  | 204.97 | 2002-03-13 07:16 | Anjanece | 1 | 0 | #VALUE! | #VALUE!
ELASTIMOLD | 274FT2-AB | Y | ELASTIMOLD , 274FT2-AB |  |  | 205.09 | 2002-03-13 07:16 | Anjanece | 1 | 0 | #VALUE! | #VALUE!
ELASTIMOLD | 274FT2-AB | Y | ELASTIMOLD , 274FT2-AB |  |  | 205.6 | 2002-03-13 07:16 | Anjanece | 1 | 0 | #VALUE! | #VALUE!
ELASTIMOLD | 274FT2-AB | Y | ELASTIMOLD , 274FT2-AB |  |  | 229.77 | 2002-03-13 07:16 | Anjanece | 1 | 0 | #VALUE! | #VALUE!
ELASTIMOLD | 274FT2-AB | Y | ELASTIMOLD , 274FT2-AB |  |  | 232.64 | 2002-03-13 07:16 | Anjanece | 1 | 0 | #VALUE! | #VALUE!
HUBBELL | 228FTPL | Y | HUBBELL , 228FTPL | JEA UNDERGROUND DISTRIBUTION | CSC Stores | 95.25 | 2002-03-13 07:16 | Anjanece | 1 | 0 | #VALUE! | #VALUE!
HUBBELL | 228FTPL | Y | HUBBELL , 228FTPL |  |  | 111.88 | 2002-03-13 07:16 | Anjanece | 1 | 0 | #VALUE! | #VALUE!
HUBBELL | 228FTPL | Y | HUBBELL , 228FTPL |  |  | 125.18 | 2002-03-13 07:16 | Anjanece | 1 | 0 | #VALUE! | #VALUE!
HUBBELL | 228FTPL | Y | HUBBELL , 228FTPL |  |  | 132.19 | 2002-03-13 07:16 | Anjanece | 1 | 0 | #VALUE! | #VALUE!
HUBBELL | 228FTPL | Y | HUBBELL , 228FTPL |  |  | 132.88 | 2002-03-13 07:16 | Anjanece | 1 | 0 | #VALUE! | #VALUE!
HUBBELL | 228FTPL | Y | HUBBELL , 228FTPL |  |  | 134.54 | 2002-03-13 07:16 | Anjanece | 1 | 0 | #VALUE! | #VALUE!
HUBBELL | 228FTPL | Y | HUBBELL , 228FTPL |  |  | 134.68 | 2002-03-13 07:16 | Anjanece | 1 | 0 | #VALUE! | #VALUE!
HUBBELL | 228FTPL | Y | HUBBELL , 228FTPL |  |  | 136.2 | 2002-03-13 07:16 | Anjanece | 1 | 0 | #VALUE! | #VALUE!
HUBBELL | 228FTPL | Y | HUBBELL , 228FTPL |  |  | 138.48 | 2002-03-13 07:16 | Anjanece | 1 | 0 | #VALUE! | #VALUE!
HUBBELL | 228FTPL | Y | HUBBELL , 228FTPL |  |  | 139.88 | 2002-03-13 07:16 | Anjanece | 1 | 0 | #VALUE! | #VALUE!
HUBBELL | 228FTPL | Y | HUBBELL , 228FTPL |  |  | 140.87 | 2002-03-13 07:16 | Anjanece | 1 | 0 | #VALUE! | #VALUE!
HUBBELL | 228FTPL | Y | HUBBELL , 228FTPL |  |  | 141.18 | 2002-03-13 07:16 | Anjanece | 1 | 0 | #VALUE! | #VALUE!
HUBBELL | 228FTPL | Y | HUBBELL , 228FTPL |  |  | 193.3 | 2002-03-13 07:16 | Anjanece | 1 | 0 | #VALUE! | #VALUE!
HUBBELL | 228FTPL | Y | HUBBELL , 228FTPL |  |  | 197.14 | 2002-03-13 07:16 | Anjanece | 1 | 0 | #VALUE! | #VALUE!
HUBBELL | 228FTPL | Y | HUBBELL , 228FTPL |  |  | 199.73 | 2002-03-13 07:16 | Anjanece | 1 | 0 | #VALUE! | #VALUE!
HUBBELL | 228FTPL | Y | HUBBELL , 228FTPL |  |  | 200.14 | 2002-03-13 07:16 | Anjanece | 1 | 0 | #VALUE! | #VALUE!
HUBBELL | 228FTPL | Y | HUBBELL , 228FTPL |  |  | 200.84 | 2002-03-13 07:16 | Anjanece | 1 | 0 | #VALUE! | #VALUE!
HUBBELL | 228FTPL | Y | HUBBELL , 228FTPL |  |  | 200.86 | 2002-03-13 07:16 | Anjanece | 1 | 0 | #VALUE! | #VALUE!
HUBBELL | 228FTPL | Y | HUBBELL , 228FTPL |  |  | 204.97 | 2002-03-13 07:16 | Anjanece | 1 | 0 | #VALUE! | #VALUE!
HUBBELL | 228FTPL | Y | HUBBELL , 228FTPL |  |  | 205.09 | 2002-03-13 07:16 | Anjanece | 1 | 0 | #VALUE! | #VALUE!
HUBBELL | 228FTPL | Y | HUBBELL , 228FTPL |  |  | 205.6 | 2002-03-13 07:16 | Anjanece | 1 | 0 | #VALUE! | #VALUE!
HUBBELL | 228FTPL | Y | HUBBELL , 228FTPL |  |  | 229.77 | 2002-03-13 07:16 | Anjanece | 1 | 0 | #VALUE! | #VALUE!
HUBBELL | 228FTPL | Y | HUBBELL , 228FTPL |  |  | 232.64 | 2002-03-13 07:16 | Anjanece | 1 | 0 | #VALUE! | #VALUE!
COOPER POWER SYSTEMS | KEV470B13 | Y | COOPER POWER SYSTEMS , KEV470B13 | JEA OVERHEAD DISTRIBUTION | CSC Stores | 3908.96 | 2002-03-13 07:17 | Anjanece | 1 | 0 | #VALUE! | #VALUE!
COOPER POWER SYSTEMS | KEV470B13 | Y | COOPER POWER SYSTEMS , KEV470B13 |  |  | 3962.95 | 2002-03-13 07:17 | Anjanece | 1 | 0 | #VALUE! | #VALUE!
COOPER POWER SYSTEMS | KEV470B13 | Y | COOPER POWER SYSTEMS , KEV470B13 |  |  | 4668.21 | 2002-03-13 07:17 | Anjanece | 1 | 0 | #VALUE! | #VALUE!
COOPER POWER SYSTEMS | KEV470B13 | Y | COOPER POWER SYSTEMS , KEV470B13 |  |  | 5085.13 | 2002-03-13 07:17 | Anjanece | 1 | 0 | #VALUE! | #VALUE!
COOPER POWER SYSTEMS | KEV470B13 | Y | COOPER POWER SYSTEMS , KEV470B13 |  |  | 5095.9 | 2002-03-13 07:17 | Anjanece | 1 | 0 | #VALUE! | #VALUE!
COOPER POWER SYSTEMS | KEV470B13 | Y | COOPER POWER SYSTEMS , KEV470B13 |  |  | 5408 | 2002-03-13 07:17 | Anjanece | 1 | 0 | #VALUE! | #VALUE!
COOPER POWER SYSTEMS | KEV470B13 | Y | COOPER POWER SYSTEMS , KEV470B13 |  |  | 5438.05 | 2002-03-13 07:17 | Anjanece | 1 | 0 | #VALUE! | #VALUE!
COOPER POWER SYSTEMS | KEV470B13 | Y | COOPER POWER SYSTEMS , KEV470B13 |  |  | 5523.59 | 2002-03-13 07:17 | Anjanece | 1 | 0 | #VALUE! | #VALUE!
COOPER POWER SYSTEMS | KEV4200B13 | Y | COOPER POWER SYSTEMS , KEV4200B13 | JEA OVERHEAD DISTRIBUTION | CSC Stores | 3271.55 | 2002-03-13 07:17 | Anjanece | 1 | 0 | #VALUE! | #VALUE!
COOPER POWER SYSTEMS | KEV4200B13 | Y | COOPER POWER SYSTEMS , KEV4200B13 |  |  | 3322.26 | 2002-03-13 07:17 | Anjanece | 1 | 0 | #VALUE! | #VALUE!
COOPER POWER SYSTEMS | KEV4200B13 | Y | COOPER POWER SYSTEMS , KEV4200B13 |  |  | 3393.16 | 2002-03-13 07:17 | Anjanece | 1 | 0 | #VALUE! | #VALUE!
COOPER POWER SYSTEMS | KEV4200B13 | Y | COOPER POWER SYSTEMS , KEV4200B13 |  |  | 3399.92 | 2002-03-13 07:17 | Anjanece | 1 | 0 | #VALUE! | #VALUE!
COOPER POWER SYSTEMS | KEV4200B13 | Y | COOPER POWER SYSTEMS , KEV4200B13 |  |  | 3484.02 | 2002-03-13 07:17 | Anjanece | 1 | 0 | #VALUE! | #VALUE!
COOPER POWER SYSTEMS | KEV4200B13 | Y | COOPER POWER SYSTEMS , KEV4200B13 |  |  | 3907 | 2002-03-13 07:17 | Anjanece | 1 | 0 | #VALUE! | #VALUE!
COOPER POWER SYSTEMS | KEV4200B13 | Y | COOPER POWER SYSTEMS , KEV4200B13 |  |  | 3908.96 | 2002-03-13 07:17 | Anjanece | 1 | 0 | #VALUE! | #VALUE!
COOPER POWER SYSTEMS | KEV4200B13 | Y | COOPER POWER SYSTEMS , KEV4200B13 |  |  | 4228.36 | 2002-03-13 07:17 | Anjanece | 1 | 0 | #VALUE! | #VALUE!
COOPER POWER SYSTEMS | KEV4200B13 | Y | COOPER POWER SYSTEMS , KEV4200B13 |  |  | 4273.48 | 2002-03-13 07:17 | Anjanece | 1 | 0 | #VALUE! | #VALUE!
COOPER POWER SYSTEMS | KEV4200B13 | Y | COOPER POWER SYSTEMS , KEV4200B13 |  |  | 4371.21 | 2002-03-13 07:17 | Anjanece | 1 | 0 | #VALUE! | #VALUE!
COOPER POWER SYSTEMS | KEV4200B13 | Y | COOPER POWER SYSTEMS , KEV4200B13 |  |  | 4420.07 | 2002-03-13 07:17 | Anjanece | 1 | 0 | #VALUE! | #VALUE!
COOPER POWER SYSTEMS | KEV4200B13 | Y | COOPER POWER SYSTEMS , KEV4200B13 |  |  | 4543.27 | 2002-03-13 07:17 | Anjanece | 1 | 0 | #VALUE! | #VALUE!
COOPER POWER SYSTEMS | KEV4200B13 | Y | COOPER POWER SYSTEMS , KEV4200B13 |  |  | 4619.39 | 2002-03-13 07:17 | Anjanece | 1 | 0 | #VALUE! | #VALUE!
COOPER POWER SYSTEMS | KEV4200B13 | Y | COOPER POWER SYSTEMS , KEV4200B13 |  |  | 4654.27 | 2002-03-13 07:17 | Anjanece | 1 | 0 | #VALUE! | #VALUE!
COOPER POWER SYSTEMS | KEV4200B13 | Y | COOPER POWER SYSTEMS , KEV4200B13 |  |  | 4658.99 | 2002-03-13 07:17 | Anjanece | 1 | 0 | #VALUE! | #VALUE!
COOPER POWER SYSTEMS | KEV4200B13 | Y | COOPER POWER SYSTEMS , KEV4200B13 |  |  | 5788.92 | 2002-03-13 07:17 | Anjanece | 1 | 0 | #VALUE! | #VALUE!
COOPER POWER SYSTEMS | KEV4200B13 | Y | COOPER POWER SYSTEMS , KEV4200B13 |  |  | 6457.32 | 2002-03-13 07:17 | Anjanece | 1 | 0 | #VALUE! | #VALUE!
COOPER POWER SYSTEMS | KEV4200B13 | Y | COOPER POWER SYSTEMS , KEV4200B13 |  |  | 6497.77 | 2002-03-13 07:17 | Anjanece | 1 | 0 | #VALUE! | #VALUE!
AIRGAS SOUTH | Y11N124GHF-AG | Y | AIRGAS SOUTH , Y11N124GHF-AG | JEA GENERATION | NGS Stores | 652.95 | 2024-06-12 10:21 | John |  | 0 | N | N
CHANCE | 80AAR-059 | Y | CHANCE , 80AAR-059 | JEA TRANSMISSION | CSC Stores | 18.84 | 2002-03-14 17:06 | John | 12 | 0 | N | N
CHANCE | 80AAR-059 | Y | CHANCE , 80AAR-059 |  |  | 26.51 | 2002-03-14 17:06 | John | 12 | 0 | N | N
CHANCE | 80AAR-059 | Y | CHANCE , 80AAR-059 |  |  | 26.63 | 2002-03-14 17:06 | John | 12 | 0 | N | N
CHANCE | 80AAR-059 | Y | CHANCE , 80AAR-059 |  |  | 29.61 | 2002-03-14 17:06 | John | 12 | 0 | N | N
CHANCE | 80AAR-059 | Y | CHANCE , 80AAR-059 |  |  | 34.56 | 2002-03-14 17:06 | John | 12 | 0 | N | N
CHANCE | 80AAR-059 | Y | CHANCE , 80AAR-059 |  |  | 51.1 | 2002-03-14 17:06 | John | 12 | 0 | N | N
CHANCE | 80AAR-059 | Y | CHANCE , 80AAR-059 |  |  | 51.65 | 2002-03-14 17:06 | John | 12 | 0 | N | N
CHANCE | 80AAR-059 | Y | CHANCE , 80AAR-059 |  |  | 51.87 | 2002-03-14 17:06 | John | 12 | 0 | N | N
CHANCE | 80AAR-059 | Y | CHANCE , 80AAR-059 |  |  | 52.09 | 2002-03-14 17:06 | John | 12 | 0 | N | N
CHANCE | 80AAR-059 | Y | CHANCE , 80AAR-059 |  |  | 52.27 | 2002-03-14 17:06 | John | 12 | 0 | N | N
CHANCE | 80AAR-059 | Y | CHANCE , 80AAR-059 |  |  | 52.38 | 2002-03-14 17:06 | John | 12 | 0 | N | N
DULMISON | AAR 2305 | Y | DULMISON , AAR 2305 | JEA TRANSMISSION | CSC Stores | 18.84 | 2002-03-14 17:06 | John | 12 | 0 | N | N
DULMISON | AAR 2305 | Y | DULMISON , AAR 2305 |  |  | 26.51 | 2002-03-14 17:06 | John | 12 | 0 | N | N
DULMISON | AAR 2305 | Y | DULMISON , AAR 2305 |  |  | 26.63 | 2002-03-14 17:06 | John | 12 | 0 | N | N
DULMISON | AAR 2305 | Y | DULMISON , AAR 2305 |  |  | 29.61 | 2002-03-14 17:06 | John | 12 | 0 | N | N
DULMISON | AAR 2305 | Y | DULMISON , AAR 2305 |  |  | 34.56 | 2002-03-14 17:06 | John | 12 | 0 | N | N
DULMISON | AAR 2305 | Y | DULMISON , AAR 2305 |  |  | 51.1 | 2002-03-14 17:06 | John | 12 | 0 | N | N
DULMISON | AAR 2305 | Y | DULMISON , AAR 2305 |  |  | 51.65 | 2002-03-14 17:06 | John | 12 | 0 | N | N
DULMISON | AAR 2305 | Y | DULMISON , AAR 2305 |  |  | 51.87 | 2002-03-14 17:06 | John | 12 | 0 | N | N
DULMISON | AAR 2305 | Y | DULMISON , AAR 2305 |  |  | 52.09 | 2002-03-14 17:06 | John | 12 | 0 | N | N
DULMISON | AAR 2305 | Y | DULMISON , AAR 2305 |  |  | 52.27 | 2002-03-14 17:06 | John | 12 | 0 | N | N
DULMISON | AAR 2305 | Y | DULMISON , AAR 2305 |  |  | 52.38 | 2002-03-14 17:06 | John | 12 | 0 | N | N
HELICAL | AAR-539 | Y | HELICAL , AAR-539 | JEA TRANSMISSION | CSC Stores | 18.84 | 2002-03-14 17:06 | John | 12 | 0 | N | N
HELICAL | AAR-539 | Y | HELICAL , AAR-539 |  |  | 26.51 | 2002-03-14 17:06 | John | 12 | 0 | N | N
HELICAL | AAR-539 | Y | HELICAL , AAR-539 |  |  | 26.63 | 2002-03-14 17:06 | John | 12 | 0 | N | N
HELICAL | AAR-539 | Y | HELICAL , AAR-539 |  |  | 29.61 | 2002-03-14 17:06 | John | 12 | 0 | N | N
HELICAL | AAR-539 | Y | HELICAL , AAR-539 |  |  | 34.56 | 2002-03-14 17:06 | John | 12 | 0 | N | N
HELICAL | AAR-539 | Y | HELICAL , AAR-539 |  |  | 51.1 | 2002-03-14 17:06 | John | 12 | 0 | N | N
HELICAL | AAR-539 | Y | HELICAL , AAR-539 |  |  | 51.65 | 2002-03-14 17:06 | John | 12 | 0 | N | N
HELICAL | AAR-539 | Y | HELICAL , AAR-539 |  |  | 51.87 | 2002-03-14 17:06 | John | 12 | 0 | N | N
HELICAL | AAR-539 | Y | HELICAL , AAR-539 |  |  | 52.09 | 2002-03-14 17:06 | John | 12 | 0 | N | N
HELICAL | AAR-539 | Y | HELICAL , AAR-539 |  |  | 52.27 | 2002-03-14 17:06 | John | 12 | 0 | N | N
HELICAL | AAR-539 | Y | HELICAL , AAR-539 |  |  | 52.38 | 2002-03-14 17:06 | John | 12 | 0 | N | N
PREFORMED LINE PRODUCTS CO. | AR-0135 | Y | PREFORMED LINE PRODUCTS CO. , AR-0135 | JEA TRANSMISSION | CSC Stores | 18.84 | 2002-03-14 17:06 | John | 12 | 0 | N | N
PREFORMED LINE PRODUCTS CO. | AR-0135 | Y | PREFORMED LINE PRODUCTS CO. , AR-0135 |  |  | 26.51 | 2002-03-14 17:06 | John | 12 | 0 | N | N
PREFORMED LINE PRODUCTS CO. | AR-0135 | Y | PREFORMED LINE PRODUCTS CO. , AR-0135 |  |  | 26.63 | 2002-03-14 17:06 | John | 12 | 0 | N | N
PREFORMED LINE PRODUCTS CO. | AR-0135 | Y | PREFORMED LINE PRODUCTS CO. , AR-0135 |  |  | 29.61 | 2002-03-14 17:06 | John | 12 | 0 | N | N
PREFORMED LINE PRODUCTS CO. | AR-0135 | Y | PREFORMED LINE PRODUCTS CO. , AR-0135 |  |  | 34.56 | 2002-03-14 17:06 | John | 12 | 0 | N | N
PREFORMED LINE PRODUCTS CO. | AR-0135 | Y | PREFORMED LINE PRODUCTS CO. , AR-0135 |  |  | 51.1 | 2002-03-14 17:06 | John | 12 | 0 | N | N
PREFORMED LINE PRODUCTS CO. | AR-0135 | Y | PREFORMED LINE PRODUCTS CO. , AR-0135 |  |  | 51.65 | 2002-03-14 17:06 | John | 12 | 0 | N | N
PREFORMED LINE PRODUCTS CO. | AR-0135 | Y | PREFORMED LINE PRODUCTS CO. , AR-0135 |  |  | 51.87 | 2002-03-14 17:06 | John | 12 | 0 | N | N
PREFORMED LINE PRODUCTS CO. | AR-0135 | Y | PREFORMED LINE PRODUCTS CO. , AR-0135 |  |  | 52.09 | 2002-03-14 17:06 | John | 12 | 0 | N | N
PREFORMED LINE PRODUCTS CO. | AR-0135 | Y | PREFORMED LINE PRODUCTS CO. , AR-0135 |  |  | 52.27 | 2002-03-14 17:06 | John | 12 | 0 | N | N
PREFORMED LINE PRODUCTS CO. | AR-0135 | Y | PREFORMED LINE PRODUCTS CO. , AR-0135 |  |  | 52.38 | 2002-03-14 17:06 | John | 12 | 0 | N | N
CHANCE | 100AAR-070 | Y | CHANCE , 100AAR-070 | JEA TRANSMISSION | CSC Stores | 31.03 | 2002-03-14 17:07 | John | 6 | 0 | N | N
CHANCE | 100AAR-070 | Y | CHANCE , 100AAR-070 |  |  | 46.81 | 2002-03-14 17:07 | John | 6 | 0 | N | N
CHANCE | 100AAR-070 | Y | CHANCE , 100AAR-070 |  |  | 49.79 | 2002-03-14 17:07 | John | 6 | 0 | N | N
CHANCE | 100AAR-070 | Y | CHANCE , 100AAR-070 |  |  | 52.32 | 2002-03-14 17:07 | John | 6 | 0 | N | N
CHANCE | 100AAR-070 | Y | CHANCE , 100AAR-070 |  |  | 55.34 | 2002-03-14 17:07 | John | 6 | 0 | N | N
CHANCE | 100AAR-070 | Y | CHANCE , 100AAR-070 |  |  | 77.27 | 2002-03-14 17:07 | John | 6 | 0 | N | N
DULMISON | AAR2950 | Y | DULMISON , AAR2950 | JEA TRANSMISSION | CSC Stores | 31.03 | 2002-03-14 17:07 | John | 6 | 0 | N | N
DULMISON | AAR2950 | Y | DULMISON , AAR2950 |  |  | 46.81 | 2002-03-14 17:07 | John | 6 | 0 | N | N
DULMISON | AAR2950 | Y | DULMISON , AAR2950 |  |  | 49.79 | 2002-03-14 17:07 | John | 6 | 0 | N | N
DULMISON | AAR2950 | Y | DULMISON , AAR2950 |  |  | 52.32 | 2002-03-14 17:07 | John | 6 | 0 | N | N
DULMISON | AAR2950 | Y | DULMISON , AAR2950 |  |  | 55.34 | 2002-03-14 17:07 | John | 6 | 0 | N | N
DULMISON | AAR2950 | Y | DULMISON , AAR2950 |  |  | 77.27 | 2002-03-14 17:07 | John | 6 | 0 | N | N
HELICAL | AAR-547 | Y | HELICAL , AAR-547 | JEA TRANSMISSION | CSC Stores | 31.03 | 2002-03-14 17:07 | John | 6 | 0 | N | N
HELICAL | AAR-547 | Y | HELICAL , AAR-547 |  |  | 46.81 | 2002-03-14 17:07 | John | 6 | 0 | N | N
HELICAL | AAR-547 | Y | HELICAL , AAR-547 |  |  | 49.79 | 2002-03-14 17:07 | John | 6 | 0 | N | N
HELICAL | AAR-547 | Y | HELICAL , AAR-547 |  |  | 52.32 | 2002-03-14 17:07 | John | 6 | 0 | N | N
HELICAL | AAR-547 | Y | HELICAL , AAR-547 |  |  | 55.34 | 2002-03-14 17:07 | John | 6 | 0 | N | N
HELICAL | AAR-547 | Y | HELICAL , AAR-547 |  |  | 77.27 | 2002-03-14 17:07 | John | 6 | 0 | N | N
PREFORMED LINE PRODUCTS CO. | AR-0143 | Y | PREFORMED LINE PRODUCTS CO. , AR-0143 | JEA TRANSMISSION | CSC Stores | 31.03 | 2002-03-14 17:07 | John | 6 | 0 | N | N
PREFORMED LINE PRODUCTS CO. | AR-0143 | Y | PREFORMED LINE PRODUCTS CO. , AR-0143 |  |  | 46.81 | 2002-03-14 17:07 | John | 6 | 0 | N | N
PREFORMED LINE PRODUCTS CO. | AR-0143 | Y | PREFORMED LINE PRODUCTS CO. , AR-0143 |  |  | 49.79 | 2002-03-14 17:07 | John | 6 | 0 | N | N
PREFORMED LINE PRODUCTS CO. | AR-0143 | Y | PREFORMED LINE PRODUCTS CO. , AR-0143 |  |  | 52.32 | 2002-03-14 17:07 | John | 6 | 0 | N | N
PREFORMED LINE PRODUCTS CO. | AR-0143 | Y | PREFORMED LINE PRODUCTS CO. , AR-0143 |  |  | 55.34 | 2002-03-14 17:07 | John | 6 | 0 | N | N
PREFORMED LINE PRODUCTS CO. | AR-0143 | Y | PREFORMED LINE PRODUCTS CO. , AR-0143 |  |  | 77.27 | 2002-03-14 17:07 | John | 6 | 0 | N | N
CHANCE | 100AAR-086 | Y | CHANCE , 100AAR-086 | JEA TRANSMISSION | CSC Stores | 61.43 | 2002-03-14 17:07 | John | 3 | 0 | N | N
CHANCE | 100AAR-086 | Y | CHANCE , 100AAR-086 |  |  | 93.63 | 2002-03-14 17:07 | John | 3 | 0 | N | N
CHANCE | 100AAR-086 | Y | CHANCE , 100AAR-086 |  |  | 100 | 2002-03-14 17:07 | John | 3 | 0 | N | N
CHANCE | 100AAR-086 | Y | CHANCE , 100AAR-086 |  |  | 101.05 | 2002-03-14 17:07 | John | 3 | 0 | N | N
CHANCE | 100AAR-086 | Y | CHANCE , 100AAR-086 |  |  | 106.24 | 2002-03-14 17:07 | John | 3 | 0 | N | N
CHANCE | 100AAR-086 | Y | CHANCE , 100AAR-086 |  |  | 106.49 | 2002-03-14 17:07 | John | 3 | 0 | N | N
CHANCE | 100AAR-086 | Y | CHANCE , 100AAR-086 |  |  | 109.89 | 2002-03-14 17:07 | John | 3 | 0 | N | N
CHANCE | 100AAR-086 | Y | CHANCE , 100AAR-086 |  |  | 114.06 | 2002-03-14 17:07 | John | 3 | 0 | N | N
CHANCE | 100AAR-086 | Y | CHANCE , 100AAR-086 |  |  | 115.91 | 2002-03-14 17:07 | John | 3 | 0 | N | N
CHANCE | 100AAR-086 | Y | CHANCE , 100AAR-086 |  |  | 118.17 | 2002-03-14 17:07 | John | 3 | 0 | N | N
CHANCE | 100AAR-086 | Y | CHANCE , 100AAR-086 |  |  | 536.95 | 2002-03-14 17:07 | John | 3 | 0 | N | N
CHANCE | 100AAR-086 | Y | CHANCE , 100AAR-086 |  |  | 655.14 | 2002-03-14 17:07 | John | 3 | 0 | N | N
CHANCE | 100AAR-086 | Y | CHANCE , 100AAR-086 |  |  | 812.72 | 2002-03-14 17:07 | John | 3 | 0 | N | N
DULMISON | AAR 3835 | Y | DULMISON , AAR 3835 | JEA TRANSMISSION | CSC Stores | 61.43 | 2002-03-14 17:07 | John | 3 | 0 | N | N
DULMISON | AAR 3835 | Y | DULMISON , AAR 3835 |  |  | 93.63 | 2002-03-14 17:07 | John | 3 | 0 | N | N
DULMISON | AAR 3835 | Y | DULMISON , AAR 3835 |  |  | 100 | 2002-03-14 17:07 | John | 3 | 0 | N | N
DULMISON | AAR 3835 | Y | DULMISON , AAR 3835 |  |  | 101.05 | 2002-03-14 17:07 | John | 3 | 0 | N | N
DULMISON | AAR 3835 | Y | DULMISON , AAR 3835 |  |  | 106.24 | 2002-03-14 17:07 | John | 3 | 0 | N | N
DULMISON | AAR 3835 | Y | DULMISON , AAR 3835 |  |  | 106.49 | 2002-03-14 17:07 | John | 3 | 0 | N | N
DULMISON | AAR 3835 | Y | DULMISON , AAR 3835 |  |  | 109.89 | 2002-03-14 17:07 | John | 3 | 0 | N | N
DULMISON | AAR 3835 | Y | DULMISON , AAR 3835 |  |  | 114.06 | 2002-03-14 17:07 | John | 3 | 0 | N | N
DULMISON | AAR 3835 | Y | DULMISON , AAR 3835 |  |  | 115.91 | 2002-03-14 17:07 | John | 3 | 0 | N | N
DULMISON | AAR 3835 | Y | DULMISON , AAR 3835 |  |  | 118.17 | 2002-03-14 17:07 | John | 3 | 0 | N | N
DULMISON | AAR 3835 | Y | DULMISON , AAR 3835 |  |  | 536.95 | 2002-03-14 17:07 | John | 3 | 0 | N | N
DULMISON | AAR 3835 | Y | DULMISON , AAR 3835 |  |  | 655.14 | 2002-03-14 17:07 | John | 3 | 0 | N | N
DULMISON | AAR 3835 | Y | DULMISON , AAR 3835 |  |  | 812.72 | 2002-03-14 17:07 | John | 3 | 0 | N | N
HELICAL | AAR-553 | Y | HELICAL , AAR-553 | JEA TRANSMISSION | CSC Stores | 61.43 | 2002-03-14 17:07 | John | 3 | 0 | N | N
HELICAL | AAR-553 | Y | HELICAL , AAR-553 |  |  | 93.63 | 2002-03-14 17:07 | John | 3 | 0 | N | N
HELICAL | AAR-553 | Y | HELICAL , AAR-553 |  |  | 100 | 2002-03-14 17:07 | John | 3 | 0 | N | N
HELICAL | AAR-553 | Y | HELICAL , AAR-553 |  |  | 101.05 | 2002-03-14 17:07 | John | 3 | 0 | N | N
HELICAL | AAR-553 | Y | HELICAL , AAR-553 |  |  | 106.24 | 2002-03-14 17:07 | John | 3 | 0 | N | N
HELICAL | AAR-553 | Y | HELICAL , AAR-553 |  |  | 106.49 | 2002-03-14 17:07 | John | 3 | 0 | N | N
HELICAL | AAR-553 | Y | HELICAL , AAR-553 |  |  | 109.89 | 2002-03-14 17:07 | John | 3 | 0 | N | N
HELICAL | AAR-553 | Y | HELICAL , AAR-553 |  |  | 114.06 | 2002-03-14 17:07 | John | 3 | 0 | N | N
HELICAL | AAR-553 | Y | HELICAL , AAR-553 |  |  | 115.91 | 2002-03-14 17:07 | John | 3 | 0 | N | N
HELICAL | AAR-553 | Y | HELICAL , AAR-553 |  |  | 118.17 | 2002-03-14 17:07 | John | 3 | 0 | N | N
HELICAL | AAR-553 | Y | HELICAL , AAR-553 |  |  | 536.95 | 2002-03-14 17:07 | John | 3 | 0 | N | N
HELICAL | AAR-553 | Y | HELICAL , AAR-553 |  |  | 655.14 | 2002-03-14 17:07 | John | 3 | 0 | N | N
HELICAL | AAR-553 | Y | HELICAL , AAR-553 |  |  | 812.72 | 2002-03-14 17:07 | John | 3 | 0 | N | N
PREFORMED LINE PRODUCTS CO. | AR-0164 | Y | PREFORMED LINE PRODUCTS CO. , AR-0164 | JEA TRANSMISSION | CSC Stores | 61.43 | 2002-03-14 17:07 | John | 3 | 0 | N | N
PREFORMED LINE PRODUCTS CO. | AR-0164 | Y | PREFORMED LINE PRODUCTS CO. , AR-0164 |  |  | 93.63 | 2002-03-14 17:07 | John | 3 | 0 | N | N
PREFORMED LINE PRODUCTS CO. | AR-0164 | Y | PREFORMED LINE PRODUCTS CO. , AR-0164 |  |  | 100 | 2002-03-14 17:07 | John | 3 | 0 | N | N
PREFORMED LINE PRODUCTS CO. | AR-0164 | Y | PREFORMED LINE PRODUCTS CO. , AR-0164 |  |  | 101.05 | 2002-03-14 17:07 | John | 3 | 0 | N | N
PREFORMED LINE PRODUCTS CO. | AR-0164 | Y | PREFORMED LINE PRODUCTS CO. , AR-0164 |  |  | 106.24 | 2002-03-14 17:07 | John | 3 | 0 | N | N
PREFORMED LINE PRODUCTS CO. | AR-0164 | Y | PREFORMED LINE PRODUCTS CO. , AR-0164 |  |  | 106.49 | 2002-03-14 17:07 | John | 3 | 0 | N | N
PREFORMED LINE PRODUCTS CO. | AR-0164 | Y | PREFORMED LINE PRODUCTS CO. , AR-0164 |  |  | 109.89 | 2002-03-14 17:07 | John | 3 | 0 | N | N
PREFORMED LINE PRODUCTS CO. | AR-0164 | Y | PREFORMED LINE PRODUCTS CO. , AR-0164 |  |  | 114.06 | 2002-03-14 17:07 | John | 3 | 0 | N | N
PREFORMED LINE PRODUCTS CO. | AR-0164 | Y | PREFORMED LINE PRODUCTS CO. , AR-0164 |  |  | 115.91 | 2002-03-14 17:07 | John | 3 | 0 | N | N
PREFORMED LINE PRODUCTS CO. | AR-0164 | Y | PREFORMED LINE PRODUCTS CO. , AR-0164 |  |  | 118.17 | 2002-03-14 17:07 | John | 3 | 0 | N | N
PREFORMED LINE PRODUCTS CO. | AR-0164 | Y | PREFORMED LINE PRODUCTS CO. , AR-0164 |  |  | 536.95 | 2002-03-14 17:07 | John | 3 | 0 | N | N
PREFORMED LINE PRODUCTS CO. | AR-0164 | Y | PREFORMED LINE PRODUCTS CO. , AR-0164 |  |  | 655.14 | 2002-03-14 17:07 | John | 3 | 0 | N | N
PREFORMED LINE PRODUCTS CO. | AR-0164 | Y | PREFORMED LINE PRODUCTS CO. , AR-0164 |  |  | 812.72 | 2002-03-14 17:07 | John | 3 | 0 | N | N
ERICO PRODUCTS | 615880 | Y | ERICO PRODUCTS , 615880 | JEA OVERHEAD DISTRIBUTION | CSC Stores | 7.62 | 2002-03-14 17:10 | Anjanece | 100 | 0 | #VALUE! | #VALUE!
ERICO PRODUCTS | 615880 | Y | ERICO PRODUCTS , 615880 |  |  | 7.71 | 2002-03-14 17:10 | Anjanece | 100 | 0 | #VALUE! | #VALUE!
ERICO PRODUCTS | 615880 | Y | ERICO PRODUCTS , 615880 |  |  | 7.74 | 2002-03-14 17:10 | Anjanece | 100 | 0 | #VALUE! | #VALUE!
ERICO PRODUCTS | 615880 | Y | ERICO PRODUCTS , 615880 |  |  | 7.76 | 2002-03-14 17:10 | Anjanece | 100 | 0 | #VALUE! | #VALUE!
ERICO PRODUCTS | 615880 | Y | ERICO PRODUCTS , 615880 |  |  | 7.87 | 2002-03-14 17:10 | Anjanece | 100 | 0 | #VALUE! | #VALUE!
ERICO PRODUCTS | 615880 | Y | ERICO PRODUCTS , 615880 |  |  | 8.02 | 2002-03-14 17:10 | Anjanece | 100 | 0 | #VALUE! | #VALUE!
ERICO PRODUCTS | 615880 | Y | ERICO PRODUCTS , 615880 |  |  | 8.1 | 2002-03-14 17:10 | Anjanece | 100 | 0 | #VALUE! | #VALUE!
ERICO PRODUCTS | 615880 | Y | ERICO PRODUCTS , 615880 |  |  | 8.35 | 2002-03-14 17:10 | Anjanece | 100 | 0 | #VALUE! | #VALUE!
ERICO PRODUCTS | 615880 | Y | ERICO PRODUCTS , 615880 |  |  | 8.37 | 2002-03-14 17:10 | Anjanece | 100 | 0 | #VALUE! | #VALUE!
ERICO PRODUCTS | 615880 | Y | ERICO PRODUCTS , 615880 |  |  | 8.99 | 2002-03-14 17:10 | Anjanece | 100 | 0 | #VALUE! | #VALUE!
ERICO PRODUCTS | 615880 | Y | ERICO PRODUCTS , 615880 |  |  | 9 | 2002-03-14 17:10 | Anjanece | 100 | 0 | #VALUE! | #VALUE!
ERICO PRODUCTS | 615880 | Y | ERICO PRODUCTS , 615880 |  |  | 9.01 | 2002-03-14 17:10 | Anjanece | 100 | 0 | #VALUE! | #VALUE!
ERICO PRODUCTS | 615880 | Y | ERICO PRODUCTS , 615880 |  |  | 9.04 | 2002-03-14 17:10 | Anjanece | 100 | 0 | #VALUE! | #VALUE!
ERICO PRODUCTS | 615880 | Y | ERICO PRODUCTS , 615880 |  |  | 9.1 | 2002-03-14 17:10 | Anjanece | 100 | 0 | #VALUE! | #VALUE!
ERICO PRODUCTS | 615880 | Y | ERICO PRODUCTS , 615880 |  |  | 9.17 | 2002-03-14 17:10 | Anjanece | 100 | 0 | #VALUE! | #VALUE!
ERICO PRODUCTS | 615880 | Y | ERICO PRODUCTS , 615880 |  |  | 9.24 | 2002-03-14 17:10 | Anjanece | 100 | 0 | #VALUE! | #VALUE!
ERICO PRODUCTS | 615880 | Y | ERICO PRODUCTS , 615880 |  |  | 9.28 | 2002-03-14 17:10 | Anjanece | 100 | 0 | #VALUE! | #VALUE!
ERICO PRODUCTS | 615880 | Y | ERICO PRODUCTS , 615880 |  |  | 9.53 | 2002-03-14 17:10 | Anjanece | 100 | 0 | #VALUE! | #VALUE!
ERICO PRODUCTS | 615880 | Y | ERICO PRODUCTS , 615880 |  |  | 9.58 | 2002-03-14 17:10 | Anjanece | 100 | 0 | #VALUE! | #VALUE!
ERICO PRODUCTS | 615880 | Y | ERICO PRODUCTS , 615880 |  |  | 9.72 | 2002-03-14 17:10 | Anjanece | 100 | 0 | #VALUE! | #VALUE!
ERICO PRODUCTS | 615880 | Y | ERICO PRODUCTS , 615880 |  |  | 9.98 | 2002-03-14 17:10 | Anjanece | 100 | 0 | #VALUE! | #VALUE!
ERICO PRODUCTS | 615880 | Y | ERICO PRODUCTS , 615880 |  |  | 10.15 | 2002-03-14 17:10 | Anjanece | 100 | 0 | #VALUE! | #VALUE!
ERICO PRODUCTS | 615880 | Y | ERICO PRODUCTS , 615880 |  |  | 10.31 | 2002-03-14 17:10 | Anjanece | 100 | 0 | #VALUE! | #VALUE!
ERICO PRODUCTS | 615880 | Y | ERICO PRODUCTS , 615880 |  |  | 10.35 | 2002-03-14 17:10 | Anjanece | 100 | 0 | #VALUE! | #VALUE!
ERICO PRODUCTS | 615880 | Y | ERICO PRODUCTS , 615880 |  |  | 10.44 | 2002-03-14 17:10 | Anjanece | 100 | 0 | #VALUE! | #VALUE!
ERICO PRODUCTS | 615880 | Y | ERICO PRODUCTS , 615880 |  |  | 10.99 | 2002-03-14 17:10 | Anjanece | 100 | 0 | #VALUE! | #VALUE!
ERICO PRODUCTS | 615880 | Y | ERICO PRODUCTS , 615880 |  |  | 11.67 | 2002-03-14 17:10 | Anjanece | 100 | 0 | #VALUE! | #VALUE!
ERICO PRODUCTS | 615880 | Y | ERICO PRODUCTS , 615880 |  |  | 13.36 | 2002-03-14 17:10 | Anjanece | 100 | 0 | #VALUE! | #VALUE!
ERICO PRODUCTS | 615880 | Y | ERICO PRODUCTS , 615880 |  |  | 13.4 | 2002-03-14 17:10 | Anjanece | 100 | 0 | #VALUE! | #VALUE!
ERICO PRODUCTS | 615880 | Y | ERICO PRODUCTS , 615880 |  |  | 14.24 | 2002-03-14 17:10 | Anjanece | 100 | 0 | #VALUE! | #VALUE!
ERICO PRODUCTS | 615880 | Y | ERICO PRODUCTS , 615880 |  |  | 14.25 | 2002-03-14 17:10 | Anjanece | 100 | 0 | #VALUE! | #VALUE!
ERICO PRODUCTS | 615880 | Y | ERICO PRODUCTS , 615880 |  |  | 14.27 | 2002-03-14 17:10 | Anjanece | 100 | 0 | #VALUE! | #VALUE!
ERICO PRODUCTS | 615880 | Y | ERICO PRODUCTS , 615880 |  |  | 14.28 | 2002-03-14 17:10 | Anjanece | 100 | 0 | #VALUE! | #VALUE!
ERICO PRODUCTS | 615880 | Y | ERICO PRODUCTS , 615880 |  |  | 14.34 | 2002-03-14 17:10 | Anjanece | 100 | 0 | #VALUE! | #VALUE!
ERICO PRODUCTS | 615880 | Y | ERICO PRODUCTS , 615880 |  | Storm Stores | 13.5 | 2022-09-27 12:52 | Anjanece |  | 0 | #VALUE! | #VALUE!
ERICO PRODUCTS | 615880 | Y | ERICO PRODUCTS , 615880 |  |  | 15.01 | 2022-09-27 12:52 | Anjanece |  | 0 | #VALUE! | #VALUE!
ERICO PRODUCTS | 615880 | Y | ERICO PRODUCTS , 615880 |  |  | 16.02 | 2022-09-27 12:52 | Anjanece |  | 0 | #VALUE! | #VALUE!
GALVAN INDUSTRIES | 6258 | Y | GALVAN INDUSTRIES , 6258 | JEA OVERHEAD DISTRIBUTION | CSC Stores | 7.62 | 2002-03-14 17:10 | Anjanece | 100 | 0 | #VALUE! | #VALUE!
GALVAN INDUSTRIES | 6258 | Y | GALVAN INDUSTRIES , 6258 |  |  | 7.71 | 2002-03-14 17:10 | Anjanece | 100 | 0 | #VALUE! | #VALUE!
GALVAN INDUSTRIES | 6258 | Y | GALVAN INDUSTRIES , 6258 |  |  | 7.74 | 2002-03-14 17:10 | Anjanece | 100 | 0 | #VALUE! | #VALUE!
GALVAN INDUSTRIES | 6258 | Y | GALVAN INDUSTRIES , 6258 |  |  | 7.76 | 2002-03-14 17:10 | Anjanece | 100 | 0 | #VALUE! | #VALUE!
GALVAN INDUSTRIES | 6258 | Y | GALVAN INDUSTRIES , 6258 |  |  | 7.87 | 2002-03-14 17:10 | Anjanece | 100 | 0 | #VALUE! | #VALUE!
GALVAN INDUSTRIES | 6258 | Y | GALVAN INDUSTRIES , 6258 |  |  | 8.02 | 2002-03-14 17:10 | Anjanece | 100 | 0 | #VALUE! | #VALUE!
GALVAN INDUSTRIES | 6258 | Y | GALVAN INDUSTRIES , 6258 |  |  | 8.1 | 2002-03-14 17:10 | Anjanece | 100 | 0 | #VALUE! | #VALUE!
GALVAN INDUSTRIES | 6258 | Y | GALVAN INDUSTRIES , 6258 |  |  | 8.35 | 2002-03-14 17:10 | Anjanece | 100 | 0 | #VALUE! | #VALUE!
GALVAN INDUSTRIES | 6258 | Y | GALVAN INDUSTRIES , 6258 |  |  | 8.37 | 2002-03-14 17:10 | Anjanece | 100 | 0 | #VALUE! | #VALUE!
GALVAN INDUSTRIES | 6258 | Y | GALVAN INDUSTRIES , 6258 |  |  | 8.99 | 2002-03-14 17:10 | Anjanece | 100 | 0 | #VALUE! | #VALUE!
GALVAN INDUSTRIES | 6258 | Y | GALVAN INDUSTRIES , 6258 |  |  | 9 | 2002-03-14 17:10 | Anjanece | 100 | 0 | #VALUE! | #VALUE!
GALVAN INDUSTRIES | 6258 | Y | GALVAN INDUSTRIES , 6258 |  |  | 9.01 | 2002-03-14 17:10 | Anjanece | 100 | 0 | #VALUE! | #VALUE!
GALVAN INDUSTRIES | 6258 | Y | GALVAN INDUSTRIES , 6258 |  |  | 9.04 | 2002-03-14 17:10 | Anjanece | 100 | 0 | #VALUE! | #VALUE!
GALVAN INDUSTRIES | 6258 | Y | GALVAN INDUSTRIES , 6258 |  |  | 9.1 | 2002-03-14 17:10 | Anjanece | 100 | 0 | #VALUE! | #VALUE!
GALVAN INDUSTRIES | 6258 | Y | GALVAN INDUSTRIES , 6258 |  |  | 9.17 | 2002-03-14 17:10 | Anjanece | 100 | 0 | #VALUE! | #VALUE!
GALVAN INDUSTRIES | 6258 | Y | GALVAN INDUSTRIES , 6258 |  |  | 9.24 | 2002-03-14 17:10 | Anjanece | 100 | 0 | #VALUE! | #VALUE!
GALVAN INDUSTRIES | 6258 | Y | GALVAN INDUSTRIES , 6258 |  |  | 9.28 | 2002-03-14 17:10 | Anjanece | 100 | 0 | #VALUE! | #VALUE!
GALVAN INDUSTRIES | 6258 | Y | GALVAN INDUSTRIES , 6258 |  |  | 9.53 | 2002-03-14 17:10 | Anjanece | 100 | 0 | #VALUE! | #VALUE!
GALVAN INDUSTRIES | 6258 | Y | GALVAN INDUSTRIES , 6258 |  |  | 9.58 | 2002-03-14 17:10 | Anjanece | 100 | 0 | #VALUE! | #VALUE!
GALVAN INDUSTRIES | 6258 | Y | GALVAN INDUSTRIES , 6258 |  |  | 9.72 | 2002-03-14 17:10 | Anjanece | 100 | 0 | #VALUE! | #VALUE!
GALVAN INDUSTRIES | 6258 | Y | GALVAN INDUSTRIES , 6258 |  |  | 9.98 | 2002-03-14 17:10 | Anjanece | 100 | 0 | #VALUE! | #VALUE!
GALVAN INDUSTRIES | 6258 | Y | GALVAN INDUSTRIES , 6258 |  |  | 10.15 | 2002-03-14 17:10 | Anjanece | 100 | 0 | #VALUE! | #VALUE!
GALVAN INDUSTRIES | 6258 | Y | GALVAN INDUSTRIES , 6258 |  |  | 10.31 | 2002-03-14 17:10 | Anjanece | 100 | 0 | #VALUE! | #VALUE!
GALVAN INDUSTRIES | 6258 | Y | GALVAN INDUSTRIES , 6258 |  |  | 10.35 | 2002-03-14 17:10 | Anjanece | 100 | 0 | #VALUE! | #VALUE!
GALVAN INDUSTRIES | 6258 | Y | GALVAN INDUSTRIES , 6258 |  |  | 10.44 | 2002-03-14 17:10 | Anjanece | 100 | 0 | #VALUE! | #VALUE!
GALVAN INDUSTRIES | 6258 | Y | GALVAN INDUSTRIES , 6258 |  |  | 10.99 | 2002-03-14 17:10 | Anjanece | 100 | 0 | #VALUE! | #VALUE!
GALVAN INDUSTRIES | 6258 | Y | GALVAN INDUSTRIES , 6258 |  |  | 11.67 | 2002-03-14 17:10 | Anjanece | 100 | 0 | #VALUE! | #VALUE!
GALVAN INDUSTRIES | 6258 | Y | GALVAN INDUSTRIES , 6258 |  |  | 13.36 | 2002-03-14 17:10 | Anjanece | 100 | 0 | #VALUE! | #VALUE!
GALVAN INDUSTRIES | 6258 | Y | GALVAN INDUSTRIES , 6258 |  |  | 13.4 | 2002-03-14 17:10 | Anjanece | 100 | 0 | #VALUE! | #VALUE!
GALVAN INDUSTRIES | 6258 | Y | GALVAN INDUSTRIES , 6258 |  |  | 14.24 | 2002-03-14 17:10 | Anjanece | 100 | 0 | #VALUE! | #VALUE!
GALVAN INDUSTRIES | 6258 | Y | GALVAN INDUSTRIES , 6258 |  |  | 14.25 | 2002-03-14 17:10 | Anjanece | 100 | 0 | #VALUE! | #VALUE!
GALVAN INDUSTRIES | 6258 | Y | GALVAN INDUSTRIES , 6258 |  |  | 14.27 | 2002-03-14 17:10 | Anjanece | 100 | 0 | #VALUE! | #VALUE!
GALVAN INDUSTRIES | 6258 | Y | GALVAN INDUSTRIES , 6258 |  |  | 14.28 | 2002-03-14 17:10 | Anjanece | 100 | 0 | #VALUE! | #VALUE!
GALVAN INDUSTRIES | 6258 | Y | GALVAN INDUSTRIES , 6258 |  |  | 14.34 | 2002-03-14 17:10 | Anjanece | 100 | 0 | #VALUE! | #VALUE!
GALVAN INDUSTRIES | 6258 | Y | GALVAN INDUSTRIES , 6258 |  | Storm Stores | 13.5 | 2022-09-27 12:52 | Anjanece |  | 0 | #VALUE! | #VALUE!
GALVAN INDUSTRIES | 6258 | Y | GALVAN INDUSTRIES , 6258 |  |  | 15.01 | 2022-09-27 12:52 | Anjanece |  | 0 | #VALUE! | #VALUE!
GALVAN INDUSTRIES | 6258 | Y | GALVAN INDUSTRIES , 6258 |  |  | 16.02 | 2022-09-27 12:52 | Anjanece |  | 0 | #VALUE! | #VALUE!
POWERLINE HARDWARE CO. | PLH588C | Y | POWERLINE HARDWARE CO. , PLH588C | JEA OVERHEAD DISTRIBUTION | CSC Stores | 7.62 | 2002-03-14 17:10 | Anjanece | 100 | 0 | #VALUE! | #VALUE!
POWERLINE HARDWARE CO. | PLH588C | Y | POWERLINE HARDWARE CO. , PLH588C |  |  | 7.71 | 2002-03-14 17:10 | Anjanece | 100 | 0 | #VALUE! | #VALUE!
POWERLINE HARDWARE CO. | PLH588C | Y | POWERLINE HARDWARE CO. , PLH588C |  |  | 7.74 | 2002-03-14 17:10 | Anjanece | 100 | 0 | #VALUE! | #VALUE!
POWERLINE HARDWARE CO. | PLH588C | Y | POWERLINE HARDWARE CO. , PLH588C |  |  | 7.76 | 2002-03-14 17:10 | Anjanece | 100 | 0 | #VALUE! | #VALUE!
POWERLINE HARDWARE CO. | PLH588C | Y | POWERLINE HARDWARE CO. , PLH588C |  |  | 7.87 | 2002-03-14 17:10 | Anjanece | 100 | 0 | #VALUE! | #VALUE!
POWERLINE HARDWARE CO. | PLH588C | Y | POWERLINE HARDWARE CO. , PLH588C |  |  | 8.02 | 2002-03-14 17:10 | Anjanece | 100 | 0 | #VALUE! | #VALUE!
POWERLINE HARDWARE CO. | PLH588C | Y | POWERLINE HARDWARE CO. , PLH588C |  |  | 8.1 | 2002-03-14 17:10 | Anjanece | 100 | 0 | #VALUE! | #VALUE!
POWERLINE HARDWARE CO. | PLH588C | Y | POWERLINE HARDWARE CO. , PLH588C |  |  | 8.35 | 2002-03-14 17:10 | Anjanece | 100 | 0 | #VALUE! | #VALUE!
POWERLINE HARDWARE CO. | PLH588C | Y | POWERLINE HARDWARE CO. , PLH588C |  |  | 8.37 | 2002-03-14 17:10 | Anjanece | 100 | 0 | #VALUE! | #VALUE!
POWERLINE HARDWARE CO. | PLH588C | Y | POWERLINE HARDWARE CO. , PLH588C |  |  | 8.99 | 2002-03-14 17:10 | Anjanece | 100 | 0 | #VALUE! | #VALUE!
POWERLINE HARDWARE CO. | PLH588C | Y | POWERLINE HARDWARE CO. , PLH588C |  |  | 9 | 2002-03-14 17:10 | Anjanece | 100 | 0 | #VALUE! | #VALUE!
POWERLINE HARDWARE CO. | PLH588C | Y | POWERLINE HARDWARE CO. , PLH588C |  |  | 9.01 | 2002-03-14 17:10 | Anjanece | 100 | 0 | #VALUE! | #VALUE!
POWERLINE HARDWARE CO. | PLH588C | Y | POWERLINE HARDWARE CO. , PLH588C |  |  | 9.04 | 2002-03-14 17:10 | Anjanece | 100 | 0 | #VALUE! | #VALUE!
POWERLINE HARDWARE CO. | PLH588C | Y | POWERLINE HARDWARE CO. , PLH588C |  |  | 9.1 | 2002-03-14 17:10 | Anjanece | 100 | 0 | #VALUE! | #VALUE!
POWERLINE HARDWARE CO. | PLH588C | Y | POWERLINE HARDWARE CO. , PLH588C |  |  | 9.17 | 2002-03-14 17:10 | Anjanece | 100 | 0 | #VALUE! | #VALUE!
POWERLINE HARDWARE CO. | PLH588C | Y | POWERLINE HARDWARE CO. , PLH588C |  |  | 9.24 | 2002-03-14 17:10 | Anjanece | 100 | 0 | #VALUE! | #VALUE!
POWERLINE HARDWARE CO. | PLH588C | Y | POWERLINE HARDWARE CO. , PLH588C |  |  | 9.28 | 2002-03-14 17:10 | Anjanece | 100 | 0 | #VALUE! | #VALUE!
POWERLINE HARDWARE CO. | PLH588C | Y | POWERLINE HARDWARE CO. , PLH588C |  |  | 9.53 | 2002-03-14 17:10 | Anjanece | 100 | 0 | #VALUE! | #VALUE!
POWERLINE HARDWARE CO. | PLH588C | Y | POWERLINE HARDWARE CO. , PLH588C |  |  | 9.58 | 2002-03-14 17:10 | Anjanece | 100 | 0 | #VALUE! | #VALUE!
POWERLINE HARDWARE CO. | PLH588C | Y | POWERLINE HARDWARE CO. , PLH588C |  |  | 9.72 | 2002-03-14 17:10 | Anjanece | 100 | 0 | #VALUE! | #VALUE!
POWERLINE HARDWARE CO. | PLH588C | Y | POWERLINE HARDWARE CO. , PLH588C |  |  | 9.98 | 2002-03-14 17:10 | Anjanece | 100 | 0 | #VALUE! | #VALUE!
POWERLINE HARDWARE CO. | PLH588C | Y | POWERLINE HARDWARE CO. , PLH588C |  |  | 10.15 | 2002-03-14 17:10 | Anjanece | 100 | 0 | #VALUE! | #VALUE!
POWERLINE HARDWARE CO. | PLH588C | Y | POWERLINE HARDWARE CO. , PLH588C |  |  | 10.31 | 2002-03-14 17:10 | Anjanece | 100 | 0 | #VALUE! | #VALUE!
POWERLINE HARDWARE CO. | PLH588C | Y | POWERLINE HARDWARE CO. , PLH588C |  |  | 10.35 | 2002-03-14 17:10 | Anjanece | 100 | 0 | #VALUE! | #VALUE!
POWERLINE HARDWARE CO. | PLH588C | Y | POWERLINE HARDWARE CO. , PLH588C |  |  | 10.44 | 2002-03-14 17:10 | Anjanece | 100 | 0 | #VALUE! | #VALUE!
POWERLINE HARDWARE CO. | PLH588C | Y | POWERLINE HARDWARE CO. , PLH588C |  |  | 10.99 | 2002-03-14 17:10 | Anjanece | 100 | 0 | #VALUE! | #VALUE!
POWERLINE HARDWARE CO. | PLH588C | Y | POWERLINE HARDWARE CO. , PLH588C |  |  | 11.67 | 2002-03-14 17:10 | Anjanece | 100 | 0 | #VALUE! | #VALUE!
POWERLINE HARDWARE CO. | PLH588C | Y | POWERLINE HARDWARE CO. , PLH588C |  |  | 13.36 | 2002-03-14 17:10 | Anjanece | 100 | 0 | #VALUE! | #VALUE!
POWERLINE HARDWARE CO. | PLH588C | Y | POWERLINE HARDWARE CO. , PLH588C |  |  | 13.4 | 2002-03-14 17:10 | Anjanece | 100 | 0 | #VALUE! | #VALUE!
POWERLINE HARDWARE CO. | PLH588C | Y | POWERLINE HARDWARE CO. , PLH588C |  |  | 14.24 | 2002-03-14 17:10 | Anjanece | 100 | 0 | #VALUE! | #VALUE!
POWERLINE HARDWARE CO. | PLH588C | Y | POWERLINE HARDWARE CO. , PLH588C |  |  | 14.25 | 2002-03-14 17:10 | Anjanece | 100 | 0 | #VALUE! | #VALUE!
POWERLINE HARDWARE CO. | PLH588C | Y | POWERLINE HARDWARE CO. , PLH588C |  |  | 14.27 | 2002-03-14 17:10 | Anjanece | 100 | 0 | #VALUE! | #VALUE!
POWERLINE HARDWARE CO. | PLH588C | Y | POWERLINE HARDWARE CO. , PLH588C |  |  | 14.28 | 2002-03-14 17:10 | Anjanece | 100 | 0 | #VALUE! | #VALUE!
POWERLINE HARDWARE CO. | PLH588C | Y | POWERLINE HARDWARE CO. , PLH588C |  |  | 14.34 | 2002-03-14 17:10 | Anjanece | 100 | 0 | #VALUE! | #VALUE!
POWERLINE HARDWARE CO. | PLH588C | Y | POWERLINE HARDWARE CO. , PLH588C |  | Storm Stores | 13.5 | 2022-09-27 12:52 | Anjanece |  | 0 | #VALUE! | #VALUE!
POWERLINE HARDWARE CO. | PLH588C | Y | POWERLINE HARDWARE CO. , PLH588C |  |  | 15.01 | 2022-09-27 12:52 | Anjanece |  | 0 | #VALUE! | #VALUE!
POWERLINE HARDWARE CO. | PLH588C | Y | POWERLINE HARDWARE CO. , PLH588C |  |  | 16.02 | 2022-09-27 12:52 | Anjanece |  | 0 | #VALUE! | #VALUE!
SOUTHERN GROUNDING | C588 | Y | SOUTHERN GROUNDING , C588 | JEA OVERHEAD DISTRIBUTION | CSC Stores | 7.62 | 2002-03-14 17:10 | Anjanece | 100 | 0 | #VALUE! | #VALUE!
SOUTHERN GROUNDING | C588 | Y | SOUTHERN GROUNDING , C588 |  |  | 7.71 | 2002-03-14 17:10 | Anjanece | 100 | 0 | #VALUE! | #VALUE!
SOUTHERN GROUNDING | C588 | Y | SOUTHERN GROUNDING , C588 |  |  | 7.74 | 2002-03-14 17:10 | Anjanece | 100 | 0 | #VALUE! | #VALUE!
SOUTHERN GROUNDING | C588 | Y | SOUTHERN GROUNDING , C588 |  |  | 7.76 | 2002-03-14 17:10 | Anjanece | 100 | 0 | #VALUE! | #VALUE!
SOUTHERN GROUNDING | C588 | Y | SOUTHERN GROUNDING , C588 |  |  | 7.87 | 2002-03-14 17:10 | Anjanece | 100 | 0 | #VALUE! | #VALUE!
SOUTHERN GROUNDING | C588 | Y | SOUTHERN GROUNDING , C588 |  |  | 8.02 | 2002-03-14 17:10 | Anjanece | 100 | 0 | #VALUE! | #VALUE!
SOUTHERN GROUNDING | C588 | Y | SOUTHERN GROUNDING , C588 |  |  | 8.1 | 2002-03-14 17:10 | Anjanece | 100 | 0 | #VALUE! | #VALUE!
SOUTHERN GROUNDING | C588 | Y | SOUTHERN GROUNDING , C588 |  |  | 8.35 | 2002-03-14 17:10 | Anjanece | 100 | 0 | #VALUE! | #VALUE!
SOUTHERN GROUNDING | C588 | Y | SOUTHERN GROUNDING , C588 |  |  | 8.37 | 2002-03-14 17:10 | Anjanece | 100 | 0 | #VALUE! | #VALUE!
SOUTHERN GROUNDING | C588 | Y | SOUTHERN GROUNDING , C588 |  |  | 8.99 | 2002-03-14 17:10 | Anjanece | 100 | 0 | #VALUE! | #VALUE!
SOUTHERN GROUNDING | C588 | Y | SOUTHERN GROUNDING , C588 |  |  | 9 | 2002-03-14 17:10 | Anjanece | 100 | 0 | #VALUE! | #VALUE!
SOUTHERN GROUNDING | C588 | Y | SOUTHERN GROUNDING , C588 |  |  | 9.01 | 2002-03-14 17:10 | Anjanece | 100 | 0 | #VALUE! | #VALUE!
SOUTHERN GROUNDING | C588 | Y | SOUTHERN GROUNDING , C588 |  |  | 9.04 | 2002-03-14 17:10 | Anjanece | 100 | 0 | #VALUE! | #VALUE!
SOUTHERN GROUNDING | C588 | Y | SOUTHERN GROUNDING , C588 |  |  | 9.1 | 2002-03-14 17:10 | Anjanece | 100 | 0 | #VALUE! | #VALUE!
SOUTHERN GROUNDING | C588 | Y | SOUTHERN GROUNDING , C588 |  |  | 9.17 | 2002-03-14 17:10 | Anjanece | 100 | 0 | #VALUE! | #VALUE!
SOUTHERN GROUNDING | C588 | Y | SOUTHERN GROUNDING , C588 |  |  | 9.24 | 2002-03-14 17:10 | Anjanece | 100 | 0 | #VALUE! | #VALUE!
SOUTHERN GROUNDING | C588 | Y | SOUTHERN GROUNDING , C588 |  |  | 9.28 | 2002-03-14 17:10 | Anjanece | 100 | 0 | #VALUE! | #VALUE!
SOUTHERN GROUNDING | C588 | Y | SOUTHERN GROUNDING , C588 |  |  | 9.53 | 2002-03-14 17:10 | Anjanece | 100 | 0 | #VALUE! | #VALUE!
SOUTHERN GROUNDING | C588 | Y | SOUTHERN GROUNDING , C588 |  |  | 9.58 | 2002-03-14 17:10 | Anjanece | 100 | 0 | #VALUE! | #VALUE!
SOUTHERN GROUNDING | C588 | Y | SOUTHERN GROUNDING , C588 |  |  | 9.72 | 2002-03-14 17:10 | Anjanece | 100 | 0 | #VALUE! | #VALUE!
SOUTHERN GROUNDING | C588 | Y | SOUTHERN GROUNDING , C588 |  |  | 9.98 | 2002-03-14 17:10 | Anjanece | 100 | 0 | #VALUE! | #VALUE!
SOUTHERN GROUNDING | C588 | Y | SOUTHERN GROUNDING , C588 |  |  | 10.15 | 2002-03-14 17:10 | Anjanece | 100 | 0 | #VALUE! | #VALUE!
SOUTHERN GROUNDING | C588 | Y | SOUTHERN GROUNDING , C588 |  |  | 10.31 | 2002-03-14 17:10 | Anjanece | 100 | 0 | #VALUE! | #VALUE!
SOUTHERN GROUNDING | C588 | Y | SOUTHERN GROUNDING , C588 |  |  | 10.35 | 2002-03-14 17:10 | Anjanece | 100 | 0 | #VALUE! | #VALUE!
SOUTHERN GROUNDING | C588 | Y | SOUTHERN GROUNDING , C588 |  |  | 10.44 | 2002-03-14 17:10 | Anjanece | 100 | 0 | #VALUE! | #VALUE!
SOUTHERN GROUNDING | C588 | Y | SOUTHERN GROUNDING , C588 |  |  | 10.99 | 2002-03-14 17:10 | Anjanece | 100 | 0 | #VALUE! | #VALUE!
SOUTHERN GROUNDING | C588 | Y | SOUTHERN GROUNDING , C588 |  |  | 11.67 | 2002-03-14 17:10 | Anjanece | 100 | 0 | #VALUE! | #VALUE!
SOUTHERN GROUNDING | C588 | Y | SOUTHERN GROUNDING , C588 |  |  | 13.36 | 2002-03-14 17:10 | Anjanece | 100 | 0 | #VALUE! | #VALUE!
SOUTHERN GROUNDING | C588 | Y | SOUTHERN GROUNDING , C588 |  |  | 13.4 | 2002-03-14 17:10 | Anjanece | 100 | 0 | #VALUE! | #VALUE!
SOUTHERN GROUNDING | C588 | Y | SOUTHERN GROUNDING , C588 |  |  | 14.24 | 2002-03-14 17:10 | Anjanece | 100 | 0 | #VALUE! | #VALUE!
SOUTHERN GROUNDING | C588 | Y | SOUTHERN GROUNDING , C588 |  |  | 14.25 | 2002-03-14 17:10 | Anjanece | 100 | 0 | #VALUE! | #VALUE!
SOUTHERN GROUNDING | C588 | Y | SOUTHERN GROUNDING , C588 |  |  | 14.27 | 2002-03-14 17:10 | Anjanece | 100 | 0 | #VALUE! | #VALUE!
SOUTHERN GROUNDING | C588 | Y | SOUTHERN GROUNDING , C588 |  |  | 14.28 | 2002-03-14 17:10 | Anjanece | 100 | 0 | #VALUE! | #VALUE!
SOUTHERN GROUNDING | C588 | Y | SOUTHERN GROUNDING , C588 |  |  | 14.34 | 2002-03-14 17:10 | Anjanece | 100 | 0 | #VALUE! | #VALUE!
SOUTHERN GROUNDING | C588 | Y | SOUTHERN GROUNDING , C588 |  | Storm Stores | 13.5 | 2022-09-27 12:52 | Anjanece |  | 0 | #VALUE! | #VALUE!
SOUTHERN GROUNDING | C588 | Y | SOUTHERN GROUNDING , C588 |  |  | 15.01 | 2022-09-27 12:52 | Anjanece |  | 0 | #VALUE! | #VALUE!
SOUTHERN GROUNDING | C588 | Y | SOUTHERN GROUNDING , C588 |  |  | 16.02 | 2022-09-27 12:52 | Anjanece |  | 0 | #VALUE! | #VALUE!
CHANCE | G1Y430HCA2F10 | Y | CHANCE , G1Y430HCA2F10 | JEA COMMON SUPPLIES | CSC Stores | 425.38 | 2001-09-20 16:36 | John | 1 | 0 | N | N
CHANCE | G1Y430HCA2F10 | Y | CHANCE , G1Y430HCA2F10 |  |  | 446.29 | 2001-09-20 16:36 | John | 1 | 0 | N | N
CHANCE | G1Y430HCA2F10 | Y | CHANCE , G1Y430HCA2F10 |  |  | 455.33 | 2001-09-20 16:36 | John | 1 | 0 | N | N
CHANCE | G1Y430HCA2F10 | Y | CHANCE , G1Y430HCA2F10 |  |  | 528.51 | 2001-09-20 16:36 | John | 1 | 0 | N | N
CHANCE | G1Y430HCA2F10 | Y | CHANCE , G1Y430HCA2F10 |  |  | 617.87 | 2001-09-20 16:36 | John | 1 | 0 | N | N
HUBBELL POWER SYSTEMS, INC. | G1Y430BCA2F10 | Y | HUBBELL POWER SYSTEMS, INC. , G1Y430BCA2F10 | JEA COMMON SUPPLIES | CSC Stores | 425.38 | 2001-09-20 16:36 | John | 1 | 0 | N | N
HUBBELL POWER SYSTEMS, INC. | G1Y430BCA2F10 | Y | HUBBELL POWER SYSTEMS, INC. , G1Y430BCA2F10 |  |  | 446.29 | 2001-09-20 16:36 | John | 1 | 0 | N | N
HUBBELL POWER SYSTEMS, INC. | G1Y430BCA2F10 | Y | HUBBELL POWER SYSTEMS, INC. , G1Y430BCA2F10 |  |  | 455.33 | 2001-09-20 16:36 | John | 1 | 0 | N | N
HUBBELL POWER SYSTEMS, INC. | G1Y430BCA2F10 | Y | HUBBELL POWER SYSTEMS, INC. , G1Y430BCA2F10 |  |  | 528.51 | 2001-09-20 16:36 | John | 1 | 0 | N | N
HUBBELL POWER SYSTEMS, INC. | G1Y430BCA2F10 | Y | HUBBELL POWER SYSTEMS, INC. , G1Y430BCA2F10 |  |  | 617.87 | 2001-09-20 16:36 | John | 1 | 0 | N | N
IRBY | GS40X30AAFFBTWW | Y | IRBY , GS40X30AAFFBTWW | JEA COMMON SUPPLIES | CSC Stores | 425.38 | 2001-09-20 16:36 | John | 1 | 0 | N | N
IRBY | GS40X30AAFFBTWW | Y | IRBY , GS40X30AAFFBTWW |  |  | 446.29 | 2001-09-20 16:36 | John | 1 | 0 | N | N
IRBY | GS40X30AAFFBTWW | Y | IRBY , GS40X30AAFFBTWW |  |  | 455.33 | 2001-09-20 16:36 | John | 1 | 0 | N | N
IRBY | GS40X30AAFFBTWW | Y | IRBY , GS40X30AAFFBTWW |  |  | 528.51 | 2001-09-20 16:36 | John | 1 | 0 | N | N
IRBY | GS40X30AAFFBTWW | Y | IRBY , GS40X30AAFFBTWW |  |  | 617.87 | 2001-09-20 16:36 | John | 1 | 0 | N | N
HUBBELL POWER SYSTEMS, INC. | G1Y420BCA2F10 | Y | HUBBELL POWER SYSTEMS, INC. , G1Y420BCA2F10 | JEA COMMON SUPPLIES | CSC Stores | 379.96 | 2001-09-20 16:48 | John | 1 | 0 | N | N
HUBBELL POWER SYSTEMS, INC. | G1Y420BCA2F10 | Y | HUBBELL POWER SYSTEMS, INC. , G1Y420BCA2F10 |  |  | 387.03 | 2001-09-20 16:48 | John | 1 | 0 | N | N
HUBBELL POWER SYSTEMS, INC. | G1Y420BCA2F10 | Y | HUBBELL POWER SYSTEMS, INC. , G1Y420BCA2F10 |  |  | 389.32 | 2001-09-20 16:48 | John | 1 | 0 | N | N
HUBBELL POWER SYSTEMS, INC. | G1Y420BCA2F10 | Y | HUBBELL POWER SYSTEMS, INC. , G1Y420BCA2F10 |  |  | 430.26 | 2001-09-20 16:48 | John | 1 | 0 | N | N
HUBBELL POWER SYSTEMS, INC. | G1Y420BCA2F10 | Y | HUBBELL POWER SYSTEMS, INC. , G1Y420BCA2F10 |  |  | 525.93 | 2001-09-20 16:48 | John | 1 | 0 | N | N
HUBBELL POWER SYSTEMS, INC. | G1Y420BCA2F10 | Y | HUBBELL POWER SYSTEMS, INC. , G1Y420BCA2F10 |  |  | 539.65 | 2001-09-20 16:48 | John | 1 | 0 | N | N
IRBY | GS40X20AAFFBTWW | Y | IRBY , GS40X20AAFFBTWW | JEA COMMON SUPPLIES | CSC Stores | 379.96 | 2001-09-20 16:48 | John | 1 | 0 | N | N
IRBY | GS40X20AAFFBTWW | Y | IRBY , GS40X20AAFFBTWW |  |  | 387.03 | 2001-09-20 16:48 | John | 1 | 0 | N | N
IRBY | GS40X20AAFFBTWW | Y | IRBY , GS40X20AAFFBTWW |  |  | 389.32 | 2001-09-20 16:48 | John | 1 | 0 | N | N
IRBY | GS40X20AAFFBTWW | Y | IRBY , GS40X20AAFFBTWW |  |  | 430.26 | 2001-09-20 16:48 | John | 1 | 0 | N | N
IRBY | GS40X20AAFFBTWW | Y | IRBY , GS40X20AAFFBTWW |  |  | 525.93 | 2001-09-20 16:48 | John | 1 | 0 | N | N
IRBY | GS40X20AAFFBTWW | Y | IRBY , GS40X20AAFFBTWW |  |  | 539.65 | 2001-09-20 16:48 | John | 1 | 0 | N | N
HUBBELL POWER SYSTEMS, INC. | G1Y415BCA2F10 | Y | HUBBELL POWER SYSTEMS, INC. , G1Y415BCA2F10 | JEA COMMON SUPPLIES | CSC Stores | 373.2 | 2001-09-20 16:53 | John | 1 | 0 | N | N
HUBBELL POWER SYSTEMS, INC. | G1Y415BCA2F10 | Y | HUBBELL POWER SYSTEMS, INC. , G1Y415BCA2F10 |  |  | 375.53 | 2001-09-20 16:53 | John | 1 | 0 | N | N
HUBBELL POWER SYSTEMS, INC. | G1Y415BCA2F10 | Y | HUBBELL POWER SYSTEMS, INC. , G1Y415BCA2F10 |  |  | 384.52 | 2001-09-20 16:53 | John | 1 | 0 | N | N
HUBBELL POWER SYSTEMS, INC. | G1Y415BCA2F10 | Y | HUBBELL POWER SYSTEMS, INC. , G1Y415BCA2F10 |  |  | 384.88 | 2001-09-20 16:53 | John | 1 | 0 | N | N
HUBBELL POWER SYSTEMS, INC. | G1Y415BCA2F10 | Y | HUBBELL POWER SYSTEMS, INC. , G1Y415BCA2F10 |  |  | 413.95 | 2001-09-20 16:53 | John | 1 | 0 | N | N
HUBBELL POWER SYSTEMS, INC. | G1Y415BCA2F10 | Y | HUBBELL POWER SYSTEMS, INC. , G1Y415BCA2F10 |  |  | 418.6 | 2001-09-20 16:53 | John | 1 | 0 | N | N
HUBBELL POWER SYSTEMS, INC. | G1Y415BCA2F10 | Y | HUBBELL POWER SYSTEMS, INC. , G1Y415BCA2F10 |  |  | 473 | 2001-09-20 16:53 | John | 1 | 0 | N | N
HUBBELL POWER SYSTEMS, INC. | G1Y415BCA2F10 | Y | HUBBELL POWER SYSTEMS, INC. , G1Y415BCA2F10 |  |  | 521.63 | 2001-09-20 16:53 | John | 1 | 0 | N | N
HUBBELL POWER SYSTEMS, INC. | G1Y415BCA2F10 | Y | HUBBELL POWER SYSTEMS, INC. , G1Y415BCA2F10 |  |  | 539.02 | 2001-09-20 16:53 | John | 1 | 0 | N | N
HUBBELL POWER SYSTEMS, INC. | G1Y415BCA2F10 | Y | HUBBELL POWER SYSTEMS, INC. , G1Y415BCA2F10 |  |  | 550.23 | 2001-09-20 16:53 | John | 1 | 0 | N | N
IRBY | GS40X15AAFFBTWW | Y | IRBY , GS40X15AAFFBTWW | JEA COMMON SUPPLIES | CSC Stores | 373.2 | 2001-09-20 16:53 | John | 1 | 0 | N | N
IRBY | GS40X15AAFFBTWW | Y | IRBY , GS40X15AAFFBTWW |  |  | 375.53 | 2001-09-20 16:53 | John | 1 | 0 | N | N
IRBY | GS40X15AAFFBTWW | Y | IRBY , GS40X15AAFFBTWW |  |  | 384.52 | 2001-09-20 16:53 | John | 1 | 0 | N | N
IRBY | GS40X15AAFFBTWW | Y | IRBY , GS40X15AAFFBTWW |  |  | 384.88 | 2001-09-20 16:53 | John | 1 | 0 | N | N
IRBY | GS40X15AAFFBTWW | Y | IRBY , GS40X15AAFFBTWW |  |  | 413.95 | 2001-09-20 16:53 | John | 1 | 0 | N | N
IRBY | GS40X15AAFFBTWW | Y | IRBY , GS40X15AAFFBTWW |  |  | 418.6 | 2001-09-20 16:53 | John | 1 | 0 | N | N
IRBY | GS40X15AAFFBTWW | Y | IRBY , GS40X15AAFFBTWW |  |  | 473 | 2001-09-20 16:53 | John | 1 | 0 | N | N
IRBY | GS40X15AAFFBTWW | Y | IRBY , GS40X15AAFFBTWW |  |  | 521.63 | 2001-09-20 16:53 | John | 1 | 0 | N | N
IRBY | GS40X15AAFFBTWW | Y | IRBY , GS40X15AAFFBTWW |  |  | 539.02 | 2001-09-20 16:53 | John | 1 | 0 | N | N
IRBY | GS40X15AAFFBTWW | Y | IRBY , GS40X15AAFFBTWW |  |  | 550.23 | 2001-09-20 16:53 | John | 1 | 0 | N | N
HUBBELL POWER SYSTEMS, INC. | G1Y415BCA2A20 | Y | HUBBELL POWER SYSTEMS, INC. , G1Y415BCA2A20 | JEA COMMON SUPPLIES | CSC Stores | 389.61 | 2001-09-21 07:09 | John | 1 | 0 | N | N
HUBBELL POWER SYSTEMS, INC. | G1Y415BCA2A20 | Y | HUBBELL POWER SYSTEMS, INC. , G1Y415BCA2A20 |  |  | 434.87 | 2001-09-21 07:09 | John | 1 | 0 | N | N
HUBBELL POWER SYSTEMS, INC. | G1Y415BCA2A20 | Y | HUBBELL POWER SYSTEMS, INC. , G1Y415BCA2A20 |  |  | 443.92 | 2001-09-21 07:09 | John | 1 | 0 | N | N
HUBBELL POWER SYSTEMS, INC. | G1Y415BCA2A20 | Y | HUBBELL POWER SYSTEMS, INC. , G1Y415BCA2A20 |  |  | 455.4 | 2001-09-21 07:09 | John | 1 | 0 | N | N
HUBBELL POWER SYSTEMS, INC. | G1Y415BCA2A20 | Y | HUBBELL POWER SYSTEMS, INC. , G1Y415BCA2A20 |  |  | 460.82 | 2001-09-21 07:09 | John | 1 | 0 | N | N
IRBY | GS40X15AAWW | Y | IRBY , GS40X15AAWW | JEA COMMON SUPPLIES | CSC Stores | 389.61 | 2001-09-21 07:09 | John | 1 | 0 | N | N
IRBY | GS40X15AAWW | Y | IRBY , GS40X15AAWW |  |  | 434.87 | 2001-09-21 07:09 | John | 1 | 0 | N | N
IRBY | GS40X15AAWW | Y | IRBY , GS40X15AAWW |  |  | 443.92 | 2001-09-21 07:09 | John | 1 | 0 | N | N
IRBY | GS40X15AAWW | Y | IRBY , GS40X15AAWW |  |  | 455.4 | 2001-09-21 07:09 | John | 1 | 0 | N | N
IRBY | GS40X15AAWW | Y | IRBY , GS40X15AAWW |  |  | 460.82 | 2001-09-21 07:09 | John | 1 | 0 | N | N
CHANCE | G1Y410HCA2A20 | Y | CHANCE , G1Y410HCA2A20 | JEA COMMON SUPPLIES | CSC Stores | 401.77 | 2001-09-21 07:11 | John | 1 | 0 | N | N
CHANCE | G1Y410HCA2A20 | Y | CHANCE , G1Y410HCA2A20 |  |  | 402.68 | 2001-09-21 07:11 | John | 1 | 0 | N | N
CHANCE | G1Y410HCA2A20 | Y | CHANCE , G1Y410HCA2A20 |  |  | 409.59 | 2001-09-21 07:11 | John | 1 | 0 | N | N
CHANCE | G1Y410HCA2A20 | Y | CHANCE , G1Y410HCA2A20 |  |  | 479.35 | 2001-09-21 07:11 | John | 1 | 0 | N | N
CHANCE | G1Y410HCA2A20 | Y | CHANCE , G1Y410HCA2A20 |  |  | 620.42 | 2001-09-21 07:11 | John | 1 | 0 | N | N
HUBBELL POWER SYSTEMS, INC. | G1Y410BCA2A20 | Y | HUBBELL POWER SYSTEMS, INC. , G1Y410BCA2A20 | JEA COMMON SUPPLIES | CSC Stores | 401.77 | 2001-09-21 07:11 | John | 1 | 0 | N | N
HUBBELL POWER SYSTEMS, INC. | G1Y410BCA2A20 | Y | HUBBELL POWER SYSTEMS, INC. , G1Y410BCA2A20 |  |  | 402.68 | 2001-09-21 07:11 | John | 1 | 0 | N | N
HUBBELL POWER SYSTEMS, INC. | G1Y410BCA2A20 | Y | HUBBELL POWER SYSTEMS, INC. , G1Y410BCA2A20 |  |  | 409.59 | 2001-09-21 07:11 | John | 1 | 0 | N | N
HUBBELL POWER SYSTEMS, INC. | G1Y410BCA2A20 | Y | HUBBELL POWER SYSTEMS, INC. , G1Y410BCA2A20 |  |  | 479.35 | 2001-09-21 07:11 | John | 1 | 0 | N | N
HUBBELL POWER SYSTEMS, INC. | G1Y410BCA2A20 | Y | HUBBELL POWER SYSTEMS, INC. , G1Y410BCA2A20 |  |  | 620.42 | 2001-09-21 07:11 | John | 1 | 0 | N | N
IRBY | GS40X10AAWW | Y | IRBY , GS40X10AAWW | JEA COMMON SUPPLIES | CSC Stores | 401.77 | 2001-09-21 07:11 | John | 1 | 0 | N | N
IRBY | GS40X10AAWW | Y | IRBY , GS40X10AAWW |  |  | 402.68 | 2001-09-21 07:11 | John | 1 | 0 | N | N
IRBY | GS40X10AAWW | Y | IRBY , GS40X10AAWW |  |  | 409.59 | 2001-09-21 07:11 | John | 1 | 0 | N | N
IRBY | GS40X10AAWW | Y | IRBY , GS40X10AAWW |  |  | 479.35 | 2001-09-21 07:11 | John | 1 | 0 | N | N
IRBY | GS40X10AAWW | Y | IRBY , GS40X10AAWW |  |  | 620.42 | 2001-09-21 07:11 | John | 1 | 0 | N | N
HUBBELL POWER SYSTEMS, INC. | G1Y407BCA2A20 | Y | HUBBELL POWER SYSTEMS, INC. , G1Y407BCA2A20 | JEA COMMON SUPPLIES | CSC Stores | 381.46 | 2001-09-21 07:16 | John | 1 | 0 | N | N
HUBBELL POWER SYSTEMS, INC. | G1Y407BCA2A20 | Y | HUBBELL POWER SYSTEMS, INC. , G1Y407BCA2A20 |  |  | 391.87 | 2001-09-21 07:16 | John | 1 | 0 | N | N
HUBBELL POWER SYSTEMS, INC. | G1Y407BCA2A20 | Y | HUBBELL POWER SYSTEMS, INC. , G1Y407BCA2A20 |  |  | 396.12 | 2001-09-21 07:16 | John | 1 | 0 | N | N
HUBBELL POWER SYSTEMS, INC. | G1Y407BCA2A20 | Y | HUBBELL POWER SYSTEMS, INC. , G1Y407BCA2A20 |  |  | 476.83 | 2001-09-21 07:16 | John | 1 | 0 | N | N
HUBBELL POWER SYSTEMS, INC. | G1Y407BCA2A20 | Y | HUBBELL POWER SYSTEMS, INC. , G1Y407BCA2A20 |  |  | 579.11 | 2001-09-21 07:16 | John | 1 | 0 | N | N
HUBBELL POWER SYSTEMS, INC. | G1Y407BCA2A20 | Y | HUBBELL POWER SYSTEMS, INC. , G1Y407BCA2A20 |  |  | 676.5 | 2001-09-21 07:16 | John | 1 | 0 | N | N
IRBY | GS40X7AAWW | Y | IRBY , GS40X7AAWW | JEA COMMON SUPPLIES | CSC Stores | 381.46 | 2001-09-21 07:16 | John | 1 | 0 | N | N
IRBY | GS40X7AAWW | Y | IRBY , GS40X7AAWW |  |  | 391.87 | 2001-09-21 07:16 | John | 1 | 0 | N | N
IRBY | GS40X7AAWW | Y | IRBY , GS40X7AAWW |  |  | 396.12 | 2001-09-21 07:16 | John | 1 | 0 | N | N
IRBY | GS40X7AAWW | Y | IRBY , GS40X7AAWW |  |  | 476.83 | 2001-09-21 07:16 | John | 1 | 0 | N | N
IRBY | GS40X7AAWW | Y | IRBY , GS40X7AAWW |  |  | 579.11 | 2001-09-21 07:16 | John | 1 | 0 | N | N
IRBY | GS40X7AAWW | Y | IRBY , GS40X7AAWW |  |  | 676.5 | 2001-09-21 07:16 | John | 1 | 0 | N | N
CHANCE | G1Y405HCA2A20 | Y | CHANCE , G1Y405HCA2A20 | JEA COMMON SUPPLIES | CSC Stores | 384.39 | 2001-09-21 07:32 | John | 1 | 0 | N | N
CHANCE | G1Y405HCA2A20 | Y | CHANCE , G1Y405HCA2A20 |  |  | 429.55 | 2001-09-21 07:32 | John | 1 | 0 | N | N
CHANCE | G1Y405HCA2A20 | Y | CHANCE , G1Y405HCA2A20 |  |  | 438.93 | 2001-09-21 07:32 | John | 1 | 0 | N | N
HUBBELL POWER SYSTEMS, INC. | G1Y405BCA2A20 | Y | HUBBELL POWER SYSTEMS, INC. , G1Y405BCA2A20 | JEA COMMON SUPPLIES | CSC Stores | 384.39 | 2001-09-21 07:32 | John | 1 | 0 | N | N
HUBBELL POWER SYSTEMS, INC. | G1Y405BCA2A20 | Y | HUBBELL POWER SYSTEMS, INC. , G1Y405BCA2A20 |  |  | 429.55 | 2001-09-21 07:32 | John | 1 | 0 | N | N
HUBBELL POWER SYSTEMS, INC. | G1Y405BCA2A20 | Y | HUBBELL POWER SYSTEMS, INC. , G1Y405BCA2A20 |  |  | 438.93 | 2001-09-21 07:32 | John | 1 | 0 | N | N
IRBY | GS40X5AAWW | Y | IRBY , GS40X5AAWW | JEA COMMON SUPPLIES | CSC Stores | 384.39 | 2001-09-21 07:32 | John | 1 | 0 | N | N
IRBY | GS40X5AAWW | Y | IRBY , GS40X5AAWW |  |  | 429.55 | 2001-09-21 07:32 | John | 1 | 0 | N | N
IRBY | GS40X5AAWW | Y | IRBY , GS40X5AAWW |  |  | 438.93 | 2001-09-21 07:32 | John | 1 | 0 | N | N
SALISBURY | UC | Y | SALISBURY , UC | JEA COMMON SUPPLIES | CSC Stores | 56.28 | 2002-03-15 07:33 | John | 1 | 0 | N | N
SALISBURY | UC | Y | SALISBURY , UC |  |  | 59.22 | 2002-03-15 07:33 | John | 1 | 0 | N | N
SALISBURY | UC | Y | SALISBURY , UC |  |  | 73.29 | 2002-03-15 07:33 | John | 1 | 0 | N | N
SALISBURY | UC | Y | SALISBURY , UC |  |  | 75.62 | 2002-03-15 07:33 | John | 1 | 0 | N | N
SALISBURY | UC | Y | SALISBURY , UC |  |  | 76.74 | 2002-03-15 07:33 | John | 1 | 0 | N | N
SALISBURY | UC | Y | SALISBURY , UC |  |  | 76.84 | 2002-03-15 07:33 | John | 1 | 0 | N | N
SALISBURY | UC | Y | SALISBURY , UC |  |  | 89.71 | 2002-03-15 07:33 | John | 1 | 0 | N | N
SALISBURY | UC | Y | SALISBURY , UC |  |  | 90.03 | 2002-03-15 07:33 | John | 1 | 0 | N | N
SALISBURY | UC | Y | SALISBURY , UC |  |  | 90.51 | 2002-03-15 07:33 | John | 1 | 0 | N | N
SALISBURY | UC | Y | SALISBURY , UC |  |  | 93.47 | 2002-03-15 07:33 | John | 1 | 0 | N | N
SALISBURY | UC | Y | SALISBURY , UC |  |  | 102.39 | 2002-03-15 07:33 | John | 1 | 0 | N | N
SALISBURY | UC | Y | SALISBURY , UC |  |  | 131.27 | 2002-03-15 07:33 | John | 1 | 0 | N | N
SALISBURY | OR150-6C | Y | SALISBURY , OR150-6C | JEA COMMON SUPPLIES | CSC Stores | 116.75 | 2002-03-15 07:34 | John | 6 | 0 | N | N
SALISBURY | OR150-6C | Y | SALISBURY , OR150-6C |  |  | 118.1 | 2002-03-15 07:34 | John | 6 | 0 | N | N
SALISBURY | OR150-6C | Y | SALISBURY , OR150-6C |  |  | 119.4 | 2002-03-15 07:34 | John | 6 | 0 | N | N
SALISBURY | OR150-6C | Y | SALISBURY , OR150-6C |  |  | 120.62 | 2002-03-15 07:34 | John | 6 | 0 | N | N
SALISBURY | OR150-6C | Y | SALISBURY , OR150-6C |  |  | 122.49 | 2002-03-15 07:34 | John | 6 | 0 | N | N
SALISBURY | OR150-6C | Y | SALISBURY , OR150-6C |  |  | 123.56 | 2002-03-15 07:34 | John | 6 | 0 | N | N
SALISBURY | OR150-6C | Y | SALISBURY , OR150-6C |  |  | 123.82 | 2002-03-15 07:34 | John | 6 | 0 | N | N
SALISBURY | OR150-6C | Y | SALISBURY , OR150-6C |  |  | 124.45 | 2002-03-15 07:34 | John | 6 | 0 | N | N
SALISBURY | OR150-6C | Y | SALISBURY , OR150-6C |  |  | 124.5 | 2002-03-15 07:34 | John | 6 | 0 | N | N
SALISBURY | OR150-6C | Y | SALISBURY , OR150-6C |  |  | 124.51 | 2002-03-15 07:34 | John | 6 | 0 | N | N
SALISBURY | OR150-6C | Y | SALISBURY , OR150-6C |  |  | 126.65 | 2002-03-15 07:34 | John | 6 | 0 | N | N
SALISBURY | OR150-6C | Y | SALISBURY , OR150-6C |  |  | 127.74 | 2002-03-15 07:34 | John | 6 | 0 | N | N
SALISBURY | OR150-6C | Y | SALISBURY , OR150-6C |  |  | 127.75 | 2002-03-15 07:34 | John | 6 | 0 | N | N
SALISBURY | OR150-6C | Y | SALISBURY , OR150-6C |  |  | 128.17 | 2002-03-15 07:34 | John | 6 | 0 | N | N
SALISBURY | OR150-6C | Y | SALISBURY , OR150-6C |  |  | 128.19 | 2002-03-15 07:34 | John | 6 | 0 | N | N
SALISBURY | OR150-6C | Y | SALISBURY , OR150-6C |  |  | 128.34 | 2002-03-15 07:34 | John | 6 | 0 | N | N
SALISBURY | OR150-6C | Y | SALISBURY , OR150-6C |  |  | 128.66 | 2002-03-15 07:34 | John | 6 | 0 | N | N
SALISBURY | OR150-6C | Y | SALISBURY , OR150-6C |  |  | 129.03 | 2002-03-15 07:34 | John | 6 | 0 | N | N
SALISBURY | OR150-6C | Y | SALISBURY , OR150-6C |  |  | 129.32 | 2002-03-15 07:34 | John | 6 | 0 | N | N
SALISBURY | OR150-6C | Y | SALISBURY , OR150-6C |  |  | 129.58 | 2002-03-15 07:34 | John | 6 | 0 | N | N
SALISBURY | OR150-6C | Y | SALISBURY , OR150-6C |  |  | 129.86 | 2002-03-15 07:34 | John | 6 | 0 | N | N
SALISBURY | OR150-6C | Y | SALISBURY , OR150-6C |  |  | 130.29 | 2002-03-15 07:34 | John | 6 | 0 | N | N
SALISBURY | OR150-6C | Y | SALISBURY , OR150-6C |  |  | 130.67 | 2002-03-15 07:34 | John | 6 | 0 | N | N
SALISBURY | OR150-6C | Y | SALISBURY , OR150-6C |  |  | 130.77 | 2002-03-15 07:34 | John | 6 | 0 | N | N
SALISBURY | OR150-6C | Y | SALISBURY , OR150-6C |  |  | 131.4 | 2002-03-15 07:34 | John | 6 | 0 | N | N
SALISBURY | OR150-6C | Y | SALISBURY , OR150-6C |  |  | 134.23 | 2002-03-15 07:34 | John | 6 | 0 | N | N
SALISBURY | OR150-6C | Y | SALISBURY , OR150-6C |  |  | 141.75 | 2002-03-15 07:34 | John | 6 | 0 | N | N
SALISBURY | OR150-6C | Y | SALISBURY , OR150-6C |  |  | 143.67 | 2002-03-15 07:34 | John | 6 | 0 | N | N
SALISBURY | OR150-6C | Y | SALISBURY , OR150-6C |  |  | 144.03 | 2002-03-15 07:34 | John | 6 | 0 | N | N
SALISBURY | OR150-6C | Y | SALISBURY , OR150-6C |  |  | 144.81 | 2002-03-15 07:34 | John | 6 | 0 | N | N
SALISBURY | OR150-6C | Y | SALISBURY , OR150-6C |  |  | 150.04 | 2002-03-15 07:34 | John | 6 | 0 | N | N
SALISBURY | OR150-6C | Y | SALISBURY , OR150-6C |  |  | 151.16 | 2002-03-15 07:34 | John | 6 | 0 | N | N
SALISBURY | OR150-6C | Y | SALISBURY , OR150-6C |  |  | 152.29 | 2002-03-15 07:34 | John | 6 | 0 | N | N
SALISBURY | OR150-6C | Y | SALISBURY , OR150-6C |  |  | 152.95 | 2002-03-15 07:34 | John | 6 | 0 | N | N
SALISBURY | OR150-6C | Y | SALISBURY , OR150-6C |  |  | 159.77 | 2002-03-15 07:34 | John | 6 | 0 | N | N
SALISBURY | OR150-6C | Y | SALISBURY , OR150-6C |  |  | 159.91 | 2002-03-15 07:34 | John | 6 | 0 | N | N
SALISBURY | OR150-6C | Y | SALISBURY , OR150-6C |  |  | 160.11 | 2002-03-15 07:34 | John | 6 | 0 | N | N
SALISBURY | OR150-6C | Y | SALISBURY , OR150-6C |  |  | 170.72 | 2002-03-15 07:34 | John | 6 | 0 | N | N
SALISBURY | OR150-6C | Y | SALISBURY , OR150-6C |  |  | 171.75 | 2002-03-15 07:34 | John | 6 | 0 | N | N
SALISBURY | OR150-6C | Y | SALISBURY , OR150-6C |  |  | 176.59 | 2002-03-15 07:34 | John | 6 | 0 | N | N
SALISBURY | OR150-6C | Y | SALISBURY , OR150-6C |  |  | 179.39 | 2002-03-15 07:34 | John | 6 | 0 | N | N
SALISBURY | OR150-6C | Y | SALISBURY , OR150-6C |  |  | 182.71 | 2002-03-15 07:34 | John | 6 | 0 | N | N
SALISBURY | OR150-6C | Y | SALISBURY , OR150-6C |  |  | 189.61 | 2002-03-15 07:34 | John | 6 | 0 | N | N
SALISBURY | OR150-6C | Y | SALISBURY , OR150-6C |  |  | 190.57 | 2002-03-15 07:34 | John | 6 | 0 | N | N
SALISBURY | OR150-6C | Y | SALISBURY , OR150-6C |  |  | 193.83 | 2002-03-15 07:34 | John | 6 | 0 | N | N
SALISBURY | OR150-6C | Y | SALISBURY , OR150-6C |  |  | 194.1 | 2002-03-15 07:34 | John | 6 | 0 | N | N
SALISBURY | OR150-6C | Y | SALISBURY , OR150-6C |  |  | 194.53 | 2002-03-15 07:34 | John | 6 | 0 | N | N
SALISBURY | OR150-6C | Y | SALISBURY , OR150-6C |  |  | 196.3 | 2002-03-15 07:34 | John | 6 | 0 | N | N
SALISBURY | OR150-6C | Y | SALISBURY , OR150-6C |  |  | 196.45 | 2002-03-15 07:34 | John | 6 | 0 | N | N
SALISBURY | OR150-6C | Y | SALISBURY , OR150-6C |  |  | 197.26 | 2002-03-15 07:34 | John | 6 | 0 | N | N
SALISBURY | OR150-6C | Y | SALISBURY , OR150-6C |  |  | 198.11 | 2002-03-15 07:34 | John | 6 | 0 | N | N
SALISBURY | OR150-6C | Y | SALISBURY , OR150-6C |  |  | 198.71 | 2002-03-15 07:34 | John | 6 | 0 | N | N
SALISBURY | OR150-6C | Y | SALISBURY , OR150-6C |  |  | 198.97 | 2002-03-15 07:34 | John | 6 | 0 | N | N
SALISBURY | OR150-6C | Y | SALISBURY , OR150-6C |  |  | 200.52 | 2002-03-15 07:34 | John | 6 | 0 | N | N
SALISBURY | PTHL | Y | SALISBURY , PTHL | JEA COMMON SUPPLIES | CSC Stores | 122.11 | 2002-03-15 07:34 | John | 1 | 0 | N | N
SALISBURY | PTHL | Y | SALISBURY , PTHL |  |  | 144.56 | 2002-03-15 07:34 | John | 1 | 0 | N | N
SALISBURY | PTHL | Y | SALISBURY , PTHL |  |  | 146.54 | 2002-03-15 07:34 | John | 1 | 0 | N | N
SALISBURY | PTHL | Y | SALISBURY , PTHL |  |  | 148.68 | 2002-03-15 07:34 | John | 1 | 0 | N | N
SALISBURY | PTHL | Y | SALISBURY , PTHL |  |  | 148.81 | 2002-03-15 07:34 | John | 1 | 0 | N | N
SALISBURY | PTHL | Y | SALISBURY , PTHL |  |  | 151 | 2002-03-15 07:34 | John | 1 | 0 | N | N
SALISBURY | PTHL | Y | SALISBURY , PTHL |  |  | 169.2 | 2002-03-15 07:34 | John | 1 | 0 | N | N
ORDER BY DESCRIPTION | OBD | Y | ORDER BY DESCRIPTION , OBD | JEA GENERATION | NGS Stores | 1.25 | 2023-08-02 14:46 | John | 1 | 0 | N | N
ORDER BY DESCRIPTION | OBD | Y | ORDER BY DESCRIPTION , OBD |  |  | 5.18 | 2023-08-02 14:46 | John | 1 | 0 | N | N
ALLIED BOLT, INC. | 529-500 | Y | ALLIED BOLT, INC. , 529-500 | JEA OVERHEAD DISTRIBUTION | CSC Stores | 0.3 | 1998-07-09 | Anjanece | 200 | 0 | #VALUE! | #VALUE!
ALLIED BOLT, INC. | 529-500 | Y | ALLIED BOLT, INC. , 529-500 |  |  | 0.32 | 1998-07-09 | Anjanece | 200 | 0 | #VALUE! | #VALUE!
ALLIED BOLT, INC. | 529-500 | Y | ALLIED BOLT, INC. , 529-500 |  |  | 0.34 | 1998-07-09 | Anjanece | 200 | 0 | #VALUE! | #VALUE!
ALLIED BOLT, INC. | 529-500 | Y | ALLIED BOLT, INC. , 529-500 |  |  | 0.35 | 1998-07-09 | Anjanece | 200 | 0 | #VALUE! | #VALUE!
ALLIED BOLT, INC. | 529-500 | Y | ALLIED BOLT, INC. , 529-500 |  |  | 0.38 | 1998-07-09 | Anjanece | 200 | 0 | #VALUE! | #VALUE!
ALLIED BOLT, INC. | 529-500 | Y | ALLIED BOLT, INC. , 529-500 |  |  | 0.52 | 1998-07-09 | Anjanece | 200 | 0 | #VALUE! | #VALUE!
ALLIED BOLT, INC. | 529-500 | Y | ALLIED BOLT, INC. , 529-500 |  |  | 0.56 | 1998-07-09 | Anjanece | 200 | 0 | #VALUE! | #VALUE!
ALLIED BOLT, INC. | 529-500 | Y | ALLIED BOLT, INC. , 529-500 |  |  | 0.57 | 1998-07-09 | Anjanece | 200 | 0 | #VALUE! | #VALUE!
ALLIED BOLT, INC. | 529-500 | Y | ALLIED BOLT, INC. , 529-500 |  |  | 0.58 | 1998-07-09 | Anjanece | 200 | 0 | #VALUE! | #VALUE!
ALLIED BOLT, INC. | 529-500 | Y | ALLIED BOLT, INC. , 529-500 |  |  | 0.61 | 1998-07-09 | Anjanece | 200 | 0 | #VALUE! | #VALUE!
ALLIED BOLT, INC. | 529-500 | Y | ALLIED BOLT, INC. , 529-500 |  |  | 0.62 | 1998-07-09 | Anjanece | 200 | 0 | #VALUE! | #VALUE!
ALLIED BOLT, INC. | 529-500 | Y | ALLIED BOLT, INC. , 529-500 |  |  | 0.63 | 1998-07-09 | Anjanece | 200 | 0 | #VALUE! | #VALUE!
ALLIED BOLT, INC. | 529-500 | Y | ALLIED BOLT, INC. , 529-500 |  |  | 0.65 | 1998-07-09 | Anjanece | 200 | 0 | #VALUE! | #VALUE!
ALLIED BOLT, INC. | 529-500 | Y | ALLIED BOLT, INC. , 529-500 |  |  | 0.67 | 1998-07-09 | Anjanece | 200 | 0 | #VALUE! | #VALUE!
ALLIED BOLT, INC. | 529-500 | Y | ALLIED BOLT, INC. , 529-500 |  | Storm Stores | 0 | 2018-04-16 10:31 | Anjanece |  | 0 | #VALUE! | #VALUE!
ALLIED BOLT, INC. | 529-500 | Y | ALLIED BOLT, INC. , 529-500 |  |  | 0.46 | 2018-04-16 10:31 | Anjanece |  | 0 | #VALUE! | #VALUE!
ALLIED BOLT, INC. | 529-500 | Y | ALLIED BOLT, INC. , 529-500 |  |  | 0.47 | 2018-04-16 10:31 | Anjanece |  | 0 | #VALUE! | #VALUE!
ALLIED BOLT, INC. | 529-500 | Y | ALLIED BOLT, INC. , 529-500 |  |  | 0.48 | 2018-04-16 10:31 | Anjanece |  | 0 | #VALUE! | #VALUE!
ALLIED BOLT, INC. | 529-500 | Y | ALLIED BOLT, INC. , 529-500 |  |  | 0.5 | 2018-04-16 10:31 | Anjanece |  | 0 | #VALUE! | #VALUE!
ALLIED BOLT, INC. | 529-500 | Y | ALLIED BOLT, INC. , 529-500 |  |  | 0.51 | 2018-04-16 10:31 | Anjanece |  | 0 | #VALUE! | #VALUE!
ALLIED BOLT, INC. | 529-500 | Y | ALLIED BOLT, INC. , 529-500 |  |  | 0.62 | 2018-04-16 10:31 | Anjanece |  | 0 | #VALUE! | #VALUE!
ALUMA-FORM | AF8754TP | Y | ALUMA-FORM , AF8754TP | JEA OVERHEAD DISTRIBUTION | CSC Stores | 0.3 | 1998-07-09 | Anjanece | 200 | 0 | #VALUE! | #VALUE!
ALUMA-FORM | AF8754TP | Y | ALUMA-FORM , AF8754TP |  |  | 0.32 | 1998-07-09 | Anjanece | 200 | 0 | #VALUE! | #VALUE!
ALUMA-FORM | AF8754TP | Y | ALUMA-FORM , AF8754TP |  |  | 0.34 | 1998-07-09 | Anjanece | 200 | 0 | #VALUE! | #VALUE!
ALUMA-FORM | AF8754TP | Y | ALUMA-FORM , AF8754TP |  |  | 0.35 | 1998-07-09 | Anjanece | 200 | 0 | #VALUE! | #VALUE!
ALUMA-FORM | AF8754TP | Y | ALUMA-FORM , AF8754TP |  |  | 0.38 | 1998-07-09 | Anjanece | 200 | 0 | #VALUE! | #VALUE!
ALUMA-FORM | AF8754TP | Y | ALUMA-FORM , AF8754TP |  |  | 0.52 | 1998-07-09 | Anjanece | 200 | 0 | #VALUE! | #VALUE!
ALUMA-FORM | AF8754TP | Y | ALUMA-FORM , AF8754TP |  |  | 0.56 | 1998-07-09 | Anjanece | 200 | 0 | #VALUE! | #VALUE!
ALUMA-FORM | AF8754TP | Y | ALUMA-FORM , AF8754TP |  |  | 0.57 | 1998-07-09 | Anjanece | 200 | 0 | #VALUE! | #VALUE!
ALUMA-FORM | AF8754TP | Y | ALUMA-FORM , AF8754TP |  |  | 0.58 | 1998-07-09 | Anjanece | 200 | 0 | #VALUE! | #VALUE!
ALUMA-FORM | AF8754TP | Y | ALUMA-FORM , AF8754TP |  |  | 0.61 | 1998-07-09 | Anjanece | 200 | 0 | #VALUE! | #VALUE!
ALUMA-FORM | AF8754TP | Y | ALUMA-FORM , AF8754TP |  |  | 0.62 | 1998-07-09 | Anjanece | 200 | 0 | #VALUE! | #VALUE!
ALUMA-FORM | AF8754TP | Y | ALUMA-FORM , AF8754TP |  |  | 0.63 | 1998-07-09 | Anjanece | 200 | 0 | #VALUE! | #VALUE!
ALUMA-FORM | AF8754TP | Y | ALUMA-FORM , AF8754TP |  |  | 0.65 | 1998-07-09 | Anjanece | 200 | 0 | #VALUE! | #VALUE!
ALUMA-FORM | AF8754TP | Y | ALUMA-FORM , AF8754TP |  |  | 0.67 | 1998-07-09 | Anjanece | 200 | 0 | #VALUE! | #VALUE!
ALUMA-FORM | AF8754TP | Y | ALUMA-FORM , AF8754TP |  | Storm Stores | 0 | 2018-04-16 10:31 | Anjanece |  | 0 | #VALUE! | #VALUE!
ALUMA-FORM | AF8754TP | Y | ALUMA-FORM , AF8754TP |  |  | 0.46 | 2018-04-16 10:31 | Anjanece |  | 0 | #VALUE! | #VALUE!
ALUMA-FORM | AF8754TP | Y | ALUMA-FORM , AF8754TP |  |  | 0.47 | 2018-04-16 10:31 | Anjanece |  | 0 | #VALUE! | #VALUE!
ALUMA-FORM | AF8754TP | Y | ALUMA-FORM , AF8754TP |  |  | 0.48 | 2018-04-16 10:31 | Anjanece |  | 0 | #VALUE! | #VALUE!
ALUMA-FORM | AF8754TP | Y | ALUMA-FORM , AF8754TP |  |  | 0.5 | 2018-04-16 10:31 | Anjanece |  | 0 | #VALUE! | #VALUE!
ALUMA-FORM | AF8754TP | Y | ALUMA-FORM , AF8754TP |  |  | 0.51 | 2018-04-16 10:31 | Anjanece |  | 0 | #VALUE! | #VALUE!
ALUMA-FORM | AF8754TP | Y | ALUMA-FORM , AF8754TP |  |  | 0.62 | 2018-04-16 10:31 | Anjanece |  | 0 | #VALUE! | #VALUE!
CHANCE | 508754 | Y | CHANCE , 508754 | JEA OVERHEAD DISTRIBUTION | CSC Stores | 0.3 | 1998-07-09 | Anjanece | 200 | 0 | #VALUE! | #VALUE!
CHANCE | 508754 | Y | CHANCE , 508754 |  |  | 0.32 | 1998-07-09 | Anjanece | 200 | 0 | #VALUE! | #VALUE!
CHANCE | 508754 | Y | CHANCE , 508754 |  |  | 0.34 | 1998-07-09 | Anjanece | 200 | 0 | #VALUE! | #VALUE!
CHANCE | 508754 | Y | CHANCE , 508754 |  |  | 0.35 | 1998-07-09 | Anjanece | 200 | 0 | #VALUE! | #VALUE!
CHANCE | 508754 | Y | CHANCE , 508754 |  |  | 0.38 | 1998-07-09 | Anjanece | 200 | 0 | #VALUE! | #VALUE!
CHANCE | 508754 | Y | CHANCE , 508754 |  |  | 0.52 | 1998-07-09 | Anjanece | 200 | 0 | #VALUE! | #VALUE!
CHANCE | 508754 | Y | CHANCE , 508754 |  |  | 0.56 | 1998-07-09 | Anjanece | 200 | 0 | #VALUE! | #VALUE!
CHANCE | 508754 | Y | CHANCE , 508754 |  |  | 0.57 | 1998-07-09 | Anjanece | 200 | 0 | #VALUE! | #VALUE!
CHANCE | 508754 | Y | CHANCE , 508754 |  |  | 0.58 | 1998-07-09 | Anjanece | 200 | 0 | #VALUE! | #VALUE!
CHANCE | 508754 | Y | CHANCE , 508754 |  |  | 0.61 | 1998-07-09 | Anjanece | 200 | 0 | #VALUE! | #VALUE!
CHANCE | 508754 | Y | CHANCE , 508754 |  |  | 0.62 | 1998-07-09 | Anjanece | 200 | 0 | #VALUE! | #VALUE!
CHANCE | 508754 | Y | CHANCE , 508754 |  |  | 0.63 | 1998-07-09 | Anjanece | 200 | 0 | #VALUE! | #VALUE!
CHANCE | 508754 | Y | CHANCE , 508754 |  |  | 0.65 | 1998-07-09 | Anjanece | 200 | 0 | #VALUE! | #VALUE!
CHANCE | 508754 | Y | CHANCE , 508754 |  |  | 0.67 | 1998-07-09 | Anjanece | 200 | 0 | #VALUE! | #VALUE!
CHANCE | 508754 | Y | CHANCE , 508754 |  | Storm Stores | 0 | 2018-04-16 10:31 | Anjanece |  | 0 | #VALUE! | #VALUE!
CHANCE | 508754 | Y | CHANCE , 508754 |  |  | 0.46 | 2018-04-16 10:31 | Anjanece |  | 0 | #VALUE! | #VALUE!
CHANCE | 508754 | Y | CHANCE , 508754 |  |  | 0.47 | 2018-04-16 10:31 | Anjanece |  | 0 | #VALUE! | #VALUE!
CHANCE | 508754 | Y | CHANCE , 508754 |  |  | 0.48 | 2018-04-16 10:31 | Anjanece |  | 0 | #VALUE! | #VALUE!
CHANCE | 508754 | Y | CHANCE , 508754 |  |  | 0.5 | 2018-04-16 10:31 | Anjanece |  | 0 | #VALUE! | #VALUE!
CHANCE | 508754 | Y | CHANCE , 508754 |  |  | 0.51 | 2018-04-16 10:31 | Anjanece |  | 0 | #VALUE! | #VALUE!
CHANCE | 508754 | Y | CHANCE , 508754 |  |  | 0.62 | 2018-04-16 10:31 | Anjanece |  | 0 | #VALUE! | #VALUE!
DIXIE ELECTRIC | D-8754 | Y | DIXIE ELECTRIC , D-8754 | JEA OVERHEAD DISTRIBUTION | CSC Stores | 0.3 | 1998-07-09 | Anjanece | 200 | 0 | #VALUE! | #VALUE!
DIXIE ELECTRIC | D-8754 | Y | DIXIE ELECTRIC , D-8754 |  |  | 0.32 | 1998-07-09 | Anjanece | 200 | 0 | #VALUE! | #VALUE!
DIXIE ELECTRIC | D-8754 | Y | DIXIE ELECTRIC , D-8754 |  |  | 0.34 | 1998-07-09 | Anjanece | 200 | 0 | #VALUE! | #VALUE!
DIXIE ELECTRIC | D-8754 | Y | DIXIE ELECTRIC , D-8754 |  |  | 0.35 | 1998-07-09 | Anjanece | 200 | 0 | #VALUE! | #VALUE!
DIXIE ELECTRIC | D-8754 | Y | DIXIE ELECTRIC , D-8754 |  |  | 0.38 | 1998-07-09 | Anjanece | 200 | 0 | #VALUE! | #VALUE!
DIXIE ELECTRIC | D-8754 | Y | DIXIE ELECTRIC , D-8754 |  |  | 0.52 | 1998-07-09 | Anjanece | 200 | 0 | #VALUE! | #VALUE!
DIXIE ELECTRIC | D-8754 | Y | DIXIE ELECTRIC , D-8754 |  |  | 0.56 | 1998-07-09 | Anjanece | 200 | 0 | #VALUE! | #VALUE!
DIXIE ELECTRIC | D-8754 | Y | DIXIE ELECTRIC , D-8754 |  |  | 0.57 | 1998-07-09 | Anjanece | 200 | 0 | #VALUE! | #VALUE!
DIXIE ELECTRIC | D-8754 | Y | DIXIE ELECTRIC , D-8754 |  |  | 0.58 | 1998-07-09 | Anjanece | 200 | 0 | #VALUE! | #VALUE!
DIXIE ELECTRIC | D-8754 | Y | DIXIE ELECTRIC , D-8754 |  |  | 0.61 | 1998-07-09 | Anjanece | 200 | 0 | #VALUE! | #VALUE!
DIXIE ELECTRIC | D-8754 | Y | DIXIE ELECTRIC , D-8754 |  |  | 0.62 | 1998-07-09 | Anjanece | 200 | 0 | #VALUE! | #VALUE!
DIXIE ELECTRIC | D-8754 | Y | DIXIE ELECTRIC , D-8754 |  |  | 0.63 | 1998-07-09 | Anjanece | 200 | 0 | #VALUE! | #VALUE!
DIXIE ELECTRIC | D-8754 | Y | DIXIE ELECTRIC , D-8754 |  |  | 0.65 | 1998-07-09 | Anjanece | 200 | 0 | #VALUE! | #VALUE!
DIXIE ELECTRIC | D-8754 | Y | DIXIE ELECTRIC , D-8754 |  |  | 0.67 | 1998-07-09 | Anjanece | 200 | 0 | #VALUE! | #VALUE!
DIXIE ELECTRIC | D-8754 | Y | DIXIE ELECTRIC , D-8754 |  | Storm Stores | 0 | 2018-04-16 10:31 | Anjanece |  | 0 | #VALUE! | #VALUE!
DIXIE ELECTRIC | D-8754 | Y | DIXIE ELECTRIC , D-8754 |  |  | 0.46 | 2018-04-16 10:31 | Anjanece |  | 0 | #VALUE! | #VALUE!
DIXIE ELECTRIC | D-8754 | Y | DIXIE ELECTRIC , D-8754 |  |  | 0.47 | 2018-04-16 10:31 | Anjanece |  | 0 | #VALUE! | #VALUE!
DIXIE ELECTRIC | D-8754 | Y | DIXIE ELECTRIC , D-8754 |  |  | 0.48 | 2018-04-16 10:31 | Anjanece |  | 0 | #VALUE! | #VALUE!
DIXIE ELECTRIC | D-8754 | Y | DIXIE ELECTRIC , D-8754 |  |  | 0.5 | 2018-04-16 10:31 | Anjanece |  | 0 | #VALUE! | #VALUE!
DIXIE ELECTRIC | D-8754 | Y | DIXIE ELECTRIC , D-8754 |  |  | 0.51 | 2018-04-16 10:31 | Anjanece |  | 0 | #VALUE! | #VALUE!
DIXIE ELECTRIC | D-8754 | Y | DIXIE ELECTRIC , D-8754 |  |  | 0.62 | 2018-04-16 10:31 | Anjanece |  | 0 | #VALUE! | #VALUE!
FLORIDA WIRE AND CABLE | FW8754P | Y | FLORIDA WIRE AND CABLE , FW8754P | JEA OVERHEAD DISTRIBUTION | CSC Stores | 0.3 | 1998-07-09 | Anjanece | 200 | 0 | #VALUE! | #VALUE!
FLORIDA WIRE AND CABLE | FW8754P | Y | FLORIDA WIRE AND CABLE , FW8754P |  |  | 0.32 | 1998-07-09 | Anjanece | 200 | 0 | #VALUE! | #VALUE!
FLORIDA WIRE AND CABLE | FW8754P | Y | FLORIDA WIRE AND CABLE , FW8754P |  |  | 0.34 | 1998-07-09 | Anjanece | 200 | 0 | #VALUE! | #VALUE!
FLORIDA WIRE AND CABLE | FW8754P | Y | FLORIDA WIRE AND CABLE , FW8754P |  |  | 0.35 | 1998-07-09 | Anjanece | 200 | 0 | #VALUE! | #VALUE!
FLORIDA WIRE AND CABLE | FW8754P | Y | FLORIDA WIRE AND CABLE , FW8754P |  |  | 0.38 | 1998-07-09 | Anjanece | 200 | 0 | #VALUE! | #VALUE!
FLORIDA WIRE AND CABLE | FW8754P | Y | FLORIDA WIRE AND CABLE , FW8754P |  |  | 0.52 | 1998-07-09 | Anjanece | 200 | 0 | #VALUE! | #VALUE!
FLORIDA WIRE AND CABLE | FW8754P | Y | FLORIDA WIRE AND CABLE , FW8754P |  |  | 0.56 | 1998-07-09 | Anjanece | 200 | 0 | #VALUE! | #VALUE!
FLORIDA WIRE AND CABLE | FW8754P | Y | FLORIDA WIRE AND CABLE , FW8754P |  |  | 0.57 | 1998-07-09 | Anjanece | 200 | 0 | #VALUE! | #VALUE!
FLORIDA WIRE AND CABLE | FW8754P | Y | FLORIDA WIRE AND CABLE , FW8754P |  |  | 0.58 | 1998-07-09 | Anjanece | 200 | 0 | #VALUE! | #VALUE!
FLORIDA WIRE AND CABLE | FW8754P | Y | FLORIDA WIRE AND CABLE , FW8754P |  |  | 0.61 | 1998-07-09 | Anjanece | 200 | 0 | #VALUE! | #VALUE!
FLORIDA WIRE AND CABLE | FW8754P | Y | FLORIDA WIRE AND CABLE , FW8754P |  |  | 0.62 | 1998-07-09 | Anjanece | 200 | 0 | #VALUE! | #VALUE!
FLORIDA WIRE AND CABLE | FW8754P | Y | FLORIDA WIRE AND CABLE , FW8754P |  |  | 0.63 | 1998-07-09 | Anjanece | 200 | 0 | #VALUE! | #VALUE!
FLORIDA WIRE AND CABLE | FW8754P | Y | FLORIDA WIRE AND CABLE , FW8754P |  |  | 0.65 | 1998-07-09 | Anjanece | 200 | 0 | #VALUE! | #VALUE!
FLORIDA WIRE AND CABLE | FW8754P | Y | FLORIDA WIRE AND CABLE , FW8754P |  |  | 0.67 | 1998-07-09 | Anjanece | 200 | 0 | #VALUE! | #VALUE!
FLORIDA WIRE AND CABLE | FW8754P | Y | FLORIDA WIRE AND CABLE , FW8754P |  | Storm Stores | 0 | 2018-04-16 10:31 | Anjanece |  | 0 | #VALUE! | #VALUE!
FLORIDA WIRE AND CABLE | FW8754P | Y | FLORIDA WIRE AND CABLE , FW8754P |  |  | 0.46 | 2018-04-16 10:31 | Anjanece |  | 0 | #VALUE! | #VALUE!
FLORIDA WIRE AND CABLE | FW8754P | Y | FLORIDA WIRE AND CABLE , FW8754P |  |  | 0.47 | 2018-04-16 10:31 | Anjanece |  | 0 | #VALUE! | #VALUE!
FLORIDA WIRE AND CABLE | FW8754P | Y | FLORIDA WIRE AND CABLE , FW8754P |  |  | 0.48 | 2018-04-16 10:31 | Anjanece |  | 0 | #VALUE! | #VALUE!
FLORIDA WIRE AND CABLE | FW8754P | Y | FLORIDA WIRE AND CABLE , FW8754P |  |  | 0.5 | 2018-04-16 10:31 | Anjanece |  | 0 | #VALUE! | #VALUE!
FLORIDA WIRE AND CABLE | FW8754P | Y | FLORIDA WIRE AND CABLE , FW8754P |  |  | 0.51 | 2018-04-16 10:31 | Anjanece |  | 0 | #VALUE! | #VALUE!
FLORIDA WIRE AND CABLE | FW8754P | Y | FLORIDA WIRE AND CABLE , FW8754P |  |  | 0.62 | 2018-04-16 10:31 | Anjanece |  | 0 | #VALUE! | #VALUE!
JOSLYN HI-VOLTAGE CORP. | J8754P | Y | JOSLYN HI-VOLTAGE CORP. , J8754P | JEA OVERHEAD DISTRIBUTION | CSC Stores | 0.3 | 1998-07-09 | Anjanece | 200 | 0 | #VALUE! | #VALUE!
JOSLYN HI-VOLTAGE CORP. | J8754P | Y | JOSLYN HI-VOLTAGE CORP. , J8754P |  |  | 0.32 | 1998-07-09 | Anjanece | 200 | 0 | #VALUE! | #VALUE!
JOSLYN HI-VOLTAGE CORP. | J8754P | Y | JOSLYN HI-VOLTAGE CORP. , J8754P |  |  | 0.34 | 1998-07-09 | Anjanece | 200 | 0 | #VALUE! | #VALUE!
JOSLYN HI-VOLTAGE CORP. | J8754P | Y | JOSLYN HI-VOLTAGE CORP. , J8754P |  |  | 0.35 | 1998-07-09 | Anjanece | 200 | 0 | #VALUE! | #VALUE!
JOSLYN HI-VOLTAGE CORP. | J8754P | Y | JOSLYN HI-VOLTAGE CORP. , J8754P |  |  | 0.38 | 1998-07-09 | Anjanece | 200 | 0 | #VALUE! | #VALUE!
JOSLYN HI-VOLTAGE CORP. | J8754P | Y | JOSLYN HI-VOLTAGE CORP. , J8754P |  |  | 0.52 | 1998-07-09 | Anjanece | 200 | 0 | #VALUE! | #VALUE!
JOSLYN HI-VOLTAGE CORP. | J8754P | Y | JOSLYN HI-VOLTAGE CORP. , J8754P |  |  | 0.56 | 1998-07-09 | Anjanece | 200 | 0 | #VALUE! | #VALUE!
JOSLYN HI-VOLTAGE CORP. | J8754P | Y | JOSLYN HI-VOLTAGE CORP. , J8754P |  |  | 0.57 | 1998-07-09 | Anjanece | 200 | 0 | #VALUE! | #VALUE!
JOSLYN HI-VOLTAGE CORP. | J8754P | Y | JOSLYN HI-VOLTAGE CORP. , J8754P |  |  | 0.58 | 1998-07-09 | Anjanece | 200 | 0 | #VALUE! | #VALUE!
JOSLYN HI-VOLTAGE CORP. | J8754P | Y | JOSLYN HI-VOLTAGE CORP. , J8754P |  |  | 0.61 | 1998-07-09 | Anjanece | 200 | 0 | #VALUE! | #VALUE!
JOSLYN HI-VOLTAGE CORP. | J8754P | Y | JOSLYN HI-VOLTAGE CORP. , J8754P |  |  | 0.62 | 1998-07-09 | Anjanece | 200 | 0 | #VALUE! | #VALUE!
JOSLYN HI-VOLTAGE CORP. | J8754P | Y | JOSLYN HI-VOLTAGE CORP. , J8754P |  |  | 0.63 | 1998-07-09 | Anjanece | 200 | 0 | #VALUE! | #VALUE!
JOSLYN HI-VOLTAGE CORP. | J8754P | Y | JOSLYN HI-VOLTAGE CORP. , J8754P |  |  | 0.65 | 1998-07-09 | Anjanece | 200 | 0 | #VALUE! | #VALUE!
JOSLYN HI-VOLTAGE CORP. | J8754P | Y | JOSLYN HI-VOLTAGE CORP. , J8754P |  |  | 0.67 | 1998-07-09 | Anjanece | 200 | 0 | #VALUE! | #VALUE!
JOSLYN HI-VOLTAGE CORP. | J8754P | Y | JOSLYN HI-VOLTAGE CORP. , J8754P |  | Storm Stores | 0 | 2018-04-16 10:31 | Anjanece |  | 0 | #VALUE! | #VALUE!
JOSLYN HI-VOLTAGE CORP. | J8754P | Y | JOSLYN HI-VOLTAGE CORP. , J8754P |  |  | 0.46 | 2018-04-16 10:31 | Anjanece |  | 0 | #VALUE! | #VALUE!
JOSLYN HI-VOLTAGE CORP. | J8754P | Y | JOSLYN HI-VOLTAGE CORP. , J8754P |  |  | 0.47 | 2018-04-16 10:31 | Anjanece |  | 0 | #VALUE! | #VALUE!
JOSLYN HI-VOLTAGE CORP. | J8754P | Y | JOSLYN HI-VOLTAGE CORP. , J8754P |  |  | 0.48 | 2018-04-16 10:31 | Anjanece |  | 0 | #VALUE! | #VALUE!
JOSLYN HI-VOLTAGE CORP. | J8754P | Y | JOSLYN HI-VOLTAGE CORP. , J8754P |  |  | 0.5 | 2018-04-16 10:31 | Anjanece |  | 0 | #VALUE! | #VALUE!
JOSLYN HI-VOLTAGE CORP. | J8754P | Y | JOSLYN HI-VOLTAGE CORP. , J8754P |  |  | 0.51 | 2018-04-16 10:31 | Anjanece |  | 0 | #VALUE! | #VALUE!
JOSLYN HI-VOLTAGE CORP. | J8754P | Y | JOSLYN HI-VOLTAGE CORP. , J8754P |  |  | 0.62 | 2018-04-16 10:31 | Anjanece |  | 0 | #VALUE! | #VALUE!
LINE HARDWARE MFG. CO. | LSFD-124PP | Y | LINE HARDWARE MFG. CO. , LSFD-124PP | JEA OVERHEAD DISTRIBUTION | CSC Stores | 0.3 | 1998-07-09 | Anjanece | 200 | 0 | #VALUE! | #VALUE!
LINE HARDWARE MFG. CO. | LSFD-124PP | Y | LINE HARDWARE MFG. CO. , LSFD-124PP |  |  | 0.32 | 1998-07-09 | Anjanece | 200 | 0 | #VALUE! | #VALUE!
LINE HARDWARE MFG. CO. | LSFD-124PP | Y | LINE HARDWARE MFG. CO. , LSFD-124PP |  |  | 0.34 | 1998-07-09 | Anjanece | 200 | 0 | #VALUE! | #VALUE!
LINE HARDWARE MFG. CO. | LSFD-124PP | Y | LINE HARDWARE MFG. CO. , LSFD-124PP |  |  | 0.35 | 1998-07-09 | Anjanece | 200 | 0 | #VALUE! | #VALUE!
LINE HARDWARE MFG. CO. | LSFD-124PP | Y | LINE HARDWARE MFG. CO. , LSFD-124PP |  |  | 0.38 | 1998-07-09 | Anjanece | 200 | 0 | #VALUE! | #VALUE!
LINE HARDWARE MFG. CO. | LSFD-124PP | Y | LINE HARDWARE MFG. CO. , LSFD-124PP |  |  | 0.52 | 1998-07-09 | Anjanece | 200 | 0 | #VALUE! | #VALUE!
LINE HARDWARE MFG. CO. | LSFD-124PP | Y | LINE HARDWARE MFG. CO. , LSFD-124PP |  |  | 0.56 | 1998-07-09 | Anjanece | 200 | 0 | #VALUE! | #VALUE!
LINE HARDWARE MFG. CO. | LSFD-124PP | Y | LINE HARDWARE MFG. CO. , LSFD-124PP |  |  | 0.57 | 1998-07-09 | Anjanece | 200 | 0 | #VALUE! | #VALUE!
LINE HARDWARE MFG. CO. | LSFD-124PP | Y | LINE HARDWARE MFG. CO. , LSFD-124PP |  |  | 0.58 | 1998-07-09 | Anjanece | 200 | 0 | #VALUE! | #VALUE!
LINE HARDWARE MFG. CO. | LSFD-124PP | Y | LINE HARDWARE MFG. CO. , LSFD-124PP |  |  | 0.61 | 1998-07-09 | Anjanece | 200 | 0 | #VALUE! | #VALUE!
LINE HARDWARE MFG. CO. | LSFD-124PP | Y | LINE HARDWARE MFG. CO. , LSFD-124PP |  |  | 0.62 | 1998-07-09 | Anjanece | 200 | 0 | #VALUE! | #VALUE!
LINE HARDWARE MFG. CO. | LSFD-124PP | Y | LINE HARDWARE MFG. CO. , LSFD-124PP |  |  | 0.63 | 1998-07-09 | Anjanece | 200 | 0 | #VALUE! | #VALUE!
LINE HARDWARE MFG. CO. | LSFD-124PP | Y | LINE HARDWARE MFG. CO. , LSFD-124PP |  |  | 0.65 | 1998-07-09 | Anjanece | 200 | 0 | #VALUE! | #VALUE!
LINE HARDWARE MFG. CO. | LSFD-124PP | Y | LINE HARDWARE MFG. CO. , LSFD-124PP |  |  | 0.67 | 1998-07-09 | Anjanece | 200 | 0 | #VALUE! | #VALUE!
LINE HARDWARE MFG. CO. | LSFD-124PP | Y | LINE HARDWARE MFG. CO. , LSFD-124PP |  | Storm Stores | 0 | 2018-04-16 10:31 | Anjanece |  | 0 | #VALUE! | #VALUE!
LINE HARDWARE MFG. CO. | LSFD-124PP | Y | LINE HARDWARE MFG. CO. , LSFD-124PP |  |  | 0.46 | 2018-04-16 10:31 | Anjanece |  | 0 | #VALUE! | #VALUE!
LINE HARDWARE MFG. CO. | LSFD-124PP | Y | LINE HARDWARE MFG. CO. , LSFD-124PP |  |  | 0.47 | 2018-04-16 10:31 | Anjanece |  | 0 | #VALUE! | #VALUE!
LINE HARDWARE MFG. CO. | LSFD-124PP | Y | LINE HARDWARE MFG. CO. , LSFD-124PP |  |  | 0.48 | 2018-04-16 10:31 | Anjanece |  | 0 | #VALUE! | #VALUE!
LINE HARDWARE MFG. CO. | LSFD-124PP | Y | LINE HARDWARE MFG. CO. , LSFD-124PP |  |  | 0.5 | 2018-04-16 10:31 | Anjanece |  | 0 | #VALUE! | #VALUE!
LINE HARDWARE MFG. CO. | LSFD-124PP | Y | LINE HARDWARE MFG. CO. , LSFD-124PP |  |  | 0.51 | 2018-04-16 10:31 | Anjanece |  | 0 | #VALUE! | #VALUE!
LINE HARDWARE MFG. CO. | LSFD-124PP | Y | LINE HARDWARE MFG. CO. , LSFD-124PP |  |  | 0.62 | 2018-04-16 10:31 | Anjanece |  | 0 | #VALUE! | #VALUE!
MC GRAW EDISON | DF9L4 | Y | MC GRAW EDISON , DF9L4 | JEA OVERHEAD DISTRIBUTION | CSC Stores | 0.3 | 1998-07-09 | Anjanece | 200 | 0 | #VALUE! | #VALUE!
MC GRAW EDISON | DF9L4 | Y | MC GRAW EDISON , DF9L4 |  |  | 0.32 | 1998-07-09 | Anjanece | 200 | 0 | #VALUE! | #VALUE!
MC GRAW EDISON | DF9L4 | Y | MC GRAW EDISON , DF9L4 |  |  | 0.34 | 1998-07-09 | Anjanece | 200 | 0 | #VALUE! | #VALUE!
MC GRAW EDISON | DF9L4 | Y | MC GRAW EDISON , DF9L4 |  |  | 0.35 | 1998-07-09 | Anjanece | 200 | 0 | #VALUE! | #VALUE!
MC GRAW EDISON | DF9L4 | Y | MC GRAW EDISON , DF9L4 |  |  | 0.38 | 1998-07-09 | Anjanece | 200 | 0 | #VALUE! | #VALUE!
MC GRAW EDISON | DF9L4 | Y | MC GRAW EDISON , DF9L4 |  |  | 0.52 | 1998-07-09 | Anjanece | 200 | 0 | #VALUE! | #VALUE!
MC GRAW EDISON | DF9L4 | Y | MC GRAW EDISON , DF9L4 |  |  | 0.56 | 1998-07-09 | Anjanece | 200 | 0 | #VALUE! | #VALUE!
MC GRAW EDISON | DF9L4 | Y | MC GRAW EDISON , DF9L4 |  |  | 0.57 | 1998-07-09 | Anjanece | 200 | 0 | #VALUE! | #VALUE!
MC GRAW EDISON | DF9L4 | Y | MC GRAW EDISON , DF9L4 |  |  | 0.58 | 1998-07-09 | Anjanece | 200 | 0 | #VALUE! | #VALUE!
MC GRAW EDISON | DF9L4 | Y | MC GRAW EDISON , DF9L4 |  |  | 0.61 | 1998-07-09 | Anjanece | 200 | 0 | #VALUE! | #VALUE!
MC GRAW EDISON | DF9L4 | Y | MC GRAW EDISON , DF9L4 |  |  | 0.62 | 1998-07-09 | Anjanece | 200 | 0 | #VALUE! | #VALUE!
MC GRAW EDISON | DF9L4 | Y | MC GRAW EDISON , DF9L4 |  |  | 0.63 | 1998-07-09 | Anjanece | 200 | 0 | #VALUE! | #VALUE!
MC GRAW EDISON | DF9L4 | Y | MC GRAW EDISON , DF9L4 |  |  | 0.65 | 1998-07-09 | Anjanece | 200 | 0 | #VALUE! | #VALUE!
MC GRAW EDISON | DF9L4 | Y | MC GRAW EDISON , DF9L4 |  |  | 0.67 | 1998-07-09 | Anjanece | 200 | 0 | #VALUE! | #VALUE!
MC GRAW EDISON | DF9L4 | Y | MC GRAW EDISON , DF9L4 |  | Storm Stores | 0 | 2018-04-16 10:31 | Anjanece |  | 0 | #VALUE! | #VALUE!
MC GRAW EDISON | DF9L4 | Y | MC GRAW EDISON , DF9L4 |  |  | 0.46 | 2018-04-16 10:31 | Anjanece |  | 0 | #VALUE! | #VALUE!
MC GRAW EDISON | DF9L4 | Y | MC GRAW EDISON , DF9L4 |  |  | 0.47 | 2018-04-16 10:31 | Anjanece |  | 0 | #VALUE! | #VALUE!
MC GRAW EDISON | DF9L4 | Y | MC GRAW EDISON , DF9L4 |  |  | 0.48 | 2018-04-16 10:31 | Anjanece |  | 0 | #VALUE! | #VALUE!
MC GRAW EDISON | DF9L4 | Y | MC GRAW EDISON , DF9L4 |  |  | 0.5 | 2018-04-16 10:31 | Anjanece |  | 0 | #VALUE! | #VALUE!
MC GRAW EDISON | DF9L4 | Y | MC GRAW EDISON , DF9L4 |  |  | 0.51 | 2018-04-16 10:31 | Anjanece |  | 0 | #VALUE! | #VALUE!
MC GRAW EDISON | DF9L4 | Y | MC GRAW EDISON , DF9L4 |  |  | 0.62 | 2018-04-16 10:31 | Anjanece |  | 0 | #VALUE! | #VALUE!
ALLIED BOLT, INC. | 7190DW-50 | Y | ALLIED BOLT, INC. , 7190DW-50 | JEA OVERHEAD DISTRIBUTION | CSC Stores | 0.09 | 2001-12-03 16:36 | Anjanece | 500 | 15500 | #VALUE! | #VALUE!
ALLIED BOLT, INC. | 7190DW-50 | Y | ALLIED BOLT, INC. , 7190DW-50 |  |  | 0.1 | 2001-12-03 16:36 | Anjanece | 500 | 15500 | #VALUE! | #VALUE!
ALLIED BOLT, INC. | 7190DW-50 | Y | ALLIED BOLT, INC. , 7190DW-50 |  |  | 0.11 | 2001-12-03 16:36 | Anjanece | 500 | 15500 | #VALUE! | #VALUE!
ALLIED BOLT, INC. | 7190DW-50 | Y | ALLIED BOLT, INC. , 7190DW-50 |  |  | 0.12 | 2001-12-03 16:36 | Anjanece | 500 | 15500 | #VALUE! | #VALUE!
ALLIED BOLT, INC. | 7190DW-50 | Y | ALLIED BOLT, INC. , 7190DW-50 |  |  | 0.13 | 2001-12-03 16:36 | Anjanece | 500 | 15500 | #VALUE! | #VALUE!
ALLIED BOLT, INC. | 7190DW-50 | Y | ALLIED BOLT, INC. , 7190DW-50 |  |  | 0.14 | 2001-12-03 16:36 | Anjanece | 500 | 15500 | #VALUE! | #VALUE!
ALLIED BOLT, INC. | 7190DW-50 | Y | ALLIED BOLT, INC. , 7190DW-50 |  |  | 0.15 | 2001-12-03 16:36 | Anjanece | 500 | 15500 | #VALUE! | #VALUE!
ALLIED BOLT, INC. | 7190DW-50 | Y | ALLIED BOLT, INC. , 7190DW-50 |  |  | 0.16 | 2001-12-03 16:36 | Anjanece | 500 | 15500 | #VALUE! | #VALUE!
ALLIED BOLT, INC. | 7190DW-50 | Y | ALLIED BOLT, INC. , 7190DW-50 |  |  | 0.17 | 2001-12-03 16:36 | Anjanece | 500 | 15500 | #VALUE! | #VALUE!
ALLIED BOLT, INC. | 7190DW-50 | Y | ALLIED BOLT, INC. , 7190DW-50 |  | Storm Stores | 0 | 2018-04-16 10:31 | Anjanece | 500 | 15500 | #VALUE! | #VALUE!
ALLIED BOLT, INC. | 7190DW-50 | Y | ALLIED BOLT, INC. , 7190DW-50 |  |  | 0.09 | 2018-04-16 10:31 | Anjanece | 500 | 15500 | #VALUE! | #VALUE!
ALLIED BOLT, INC. | 7190DW-50 | Y | ALLIED BOLT, INC. , 7190DW-50 |  |  | 0.14 | 2018-04-16 10:31 | Anjanece | 500 | 15500 | #VALUE! | #VALUE!
ALLIED BOLT, INC. | 7190DW-50 | Y | ALLIED BOLT, INC. , 7190DW-50 |  |  | 0.16 | 2018-04-16 10:31 | Anjanece | 500 | 15500 | #VALUE! | #VALUE!
ELECTRICAL MATERIALS CO. | 106M | Y | ELECTRICAL MATERIALS CO. , 106M | JEA OVERHEAD DISTRIBUTION | CSC Stores | 0.09 | 2001-12-03 16:36 | Anjanece | 500 | 15500 | #VALUE! | #VALUE!
ELECTRICAL MATERIALS CO. | 106M | Y | ELECTRICAL MATERIALS CO. , 106M |  |  | 0.1 | 2001-12-03 16:36 | Anjanece | 500 | 15500 | #VALUE! | #VALUE!
ELECTRICAL MATERIALS CO. | 106M | Y | ELECTRICAL MATERIALS CO. , 106M |  |  | 0.11 | 2001-12-03 16:36 | Anjanece | 500 | 15500 | #VALUE! | #VALUE!
ELECTRICAL MATERIALS CO. | 106M | Y | ELECTRICAL MATERIALS CO. , 106M |  |  | 0.12 | 2001-12-03 16:36 | Anjanece | 500 | 15500 | #VALUE! | #VALUE!
ELECTRICAL MATERIALS CO. | 106M | Y | ELECTRICAL MATERIALS CO. , 106M |  |  | 0.13 | 2001-12-03 16:36 | Anjanece | 500 | 15500 | #VALUE! | #VALUE!
ELECTRICAL MATERIALS CO. | 106M | Y | ELECTRICAL MATERIALS CO. , 106M |  |  | 0.14 | 2001-12-03 16:36 | Anjanece | 500 | 15500 | #VALUE! | #VALUE!
ELECTRICAL MATERIALS CO. | 106M | Y | ELECTRICAL MATERIALS CO. , 106M |  |  | 0.15 | 2001-12-03 16:36 | Anjanece | 500 | 15500 | #VALUE! | #VALUE!
ELECTRICAL MATERIALS CO. | 106M | Y | ELECTRICAL MATERIALS CO. , 106M |  |  | 0.16 | 2001-12-03 16:36 | Anjanece | 500 | 15500 | #VALUE! | #VALUE!
ELECTRICAL MATERIALS CO. | 106M | Y | ELECTRICAL MATERIALS CO. , 106M |  |  | 0.17 | 2001-12-03 16:36 | Anjanece | 500 | 15500 | #VALUE! | #VALUE!
ELECTRICAL MATERIALS CO. | 106M | Y | ELECTRICAL MATERIALS CO. , 106M |  | Storm Stores | 0 | 2018-04-16 10:31 | Anjanece | 500 | 15500 | #VALUE! | #VALUE!
ELECTRICAL MATERIALS CO. | 106M | Y | ELECTRICAL MATERIALS CO. , 106M |  |  | 0.09 | 2018-04-16 10:31 | Anjanece | 500 | 15500 | #VALUE! | #VALUE!
ELECTRICAL MATERIALS CO. | 106M | Y | ELECTRICAL MATERIALS CO. , 106M |  |  | 0.14 | 2018-04-16 10:31 | Anjanece | 500 | 15500 | #VALUE! | #VALUE!
ELECTRICAL MATERIALS CO. | 106M | Y | ELECTRICAL MATERIALS CO. , 106M |  |  | 0.16 | 2018-04-16 10:31 | Anjanece | 500 | 15500 | #VALUE! | #VALUE!
MACLEAN POWER SYSTEMS | J26486.1 | Y | MACLEAN POWER SYSTEMS , J26486.1 | JEA OVERHEAD DISTRIBUTION | CSC Stores | 0.09 | 2001-12-03 16:36 | Anjanece | 500 | 15500 | #VALUE! | #VALUE!
MACLEAN POWER SYSTEMS | J26486.1 | Y | MACLEAN POWER SYSTEMS , J26486.1 |  |  | 0.1 | 2001-12-03 16:36 | Anjanece | 500 | 15500 | #VALUE! | #VALUE!
MACLEAN POWER SYSTEMS | J26486.1 | Y | MACLEAN POWER SYSTEMS , J26486.1 |  |  | 0.11 | 2001-12-03 16:36 | Anjanece | 500 | 15500 | #VALUE! | #VALUE!
MACLEAN POWER SYSTEMS | J26486.1 | Y | MACLEAN POWER SYSTEMS , J26486.1 |  |  | 0.12 | 2001-12-03 16:36 | Anjanece | 500 | 15500 | #VALUE! | #VALUE!
MACLEAN POWER SYSTEMS | J26486.1 | Y | MACLEAN POWER SYSTEMS , J26486.1 |  |  | 0.13 | 2001-12-03 16:36 | Anjanece | 500 | 15500 | #VALUE! | #VALUE!
MACLEAN POWER SYSTEMS | J26486.1 | Y | MACLEAN POWER SYSTEMS , J26486.1 |  |  | 0.14 | 2001-12-03 16:36 | Anjanece | 500 | 15500 | #VALUE! | #VALUE!
MACLEAN POWER SYSTEMS | J26486.1 | Y | MACLEAN POWER SYSTEMS , J26486.1 |  |  | 0.15 | 2001-12-03 16:36 | Anjanece | 500 | 15500 | #VALUE! | #VALUE!
MACLEAN POWER SYSTEMS | J26486.1 | Y | MACLEAN POWER SYSTEMS , J26486.1 |  |  | 0.16 | 2001-12-03 16:36 | Anjanece | 500 | 15500 | #VALUE! | #VALUE!
MACLEAN POWER SYSTEMS | J26486.1 | Y | MACLEAN POWER SYSTEMS , J26486.1 |  |  | 0.17 | 2001-12-03 16:36 | Anjanece | 500 | 15500 | #VALUE! | #VALUE!
MACLEAN POWER SYSTEMS | J26486.1 | Y | MACLEAN POWER SYSTEMS , J26486.1 |  | Storm Stores | 0 | 2018-04-16 10:31 | Anjanece | 500 | 15500 | #VALUE! | #VALUE!
MACLEAN POWER SYSTEMS | J26486.1 | Y | MACLEAN POWER SYSTEMS , J26486.1 |  |  | 0.09 | 2018-04-16 10:31 | Anjanece | 500 | 15500 | #VALUE! | #VALUE!
MACLEAN POWER SYSTEMS | J26486.1 | Y | MACLEAN POWER SYSTEMS , J26486.1 |  |  | 0.14 | 2018-04-16 10:31 | Anjanece | 500 | 15500 | #VALUE! | #VALUE!
MACLEAN POWER SYSTEMS | J26486.1 | Y | MACLEAN POWER SYSTEMS , J26486.1 |  |  | 0.16 | 2018-04-16 10:31 | Anjanece | 500 | 15500 | #VALUE! | #VALUE!
BETHEA NATIONAL | ASH-45 | Y | BETHEA NATIONAL , ASH-45 | JEA OVERHEAD DISTRIBUTION | CSC Stores | 3.41 | 2001-12-03 16:39 | Anjanece | 50 | 0 | #VALUE! | #VALUE!
BETHEA NATIONAL | ASH-45 | Y | BETHEA NATIONAL , ASH-45 |  |  | 3.46 | 2001-12-03 16:39 | Anjanece | 50 | 0 | #VALUE! | #VALUE!
BETHEA NATIONAL | ASH-45 | Y | BETHEA NATIONAL , ASH-45 |  |  | 3.51 | 2001-12-03 16:39 | Anjanece | 50 | 0 | #VALUE! | #VALUE!
BETHEA NATIONAL | ASH-45 | Y | BETHEA NATIONAL , ASH-45 |  |  | 3.52 | 2001-12-03 16:39 | Anjanece | 50 | 0 | #VALUE! | #VALUE!
BETHEA NATIONAL | ASH-45 | Y | BETHEA NATIONAL , ASH-45 |  |  | 3.54 | 2001-12-03 16:39 | Anjanece | 50 | 0 | #VALUE! | #VALUE!
BETHEA NATIONAL | ASH-45 | Y | BETHEA NATIONAL , ASH-45 |  |  | 3.55 | 2001-12-03 16:39 | Anjanece | 50 | 0 | #VALUE! | #VALUE!
BETHEA NATIONAL | ASH-45 | Y | BETHEA NATIONAL , ASH-45 |  |  | 4.43 | 2001-12-03 16:39 | Anjanece | 50 | 0 | #VALUE! | #VALUE!
BETHEA NATIONAL | ASH-45 | Y | BETHEA NATIONAL , ASH-45 |  |  | 4.61 | 2001-12-03 16:39 | Anjanece | 50 | 0 | #VALUE! | #VALUE!
BETHEA NATIONAL | ASH-45 | Y | BETHEA NATIONAL , ASH-45 |  |  | 4.7 | 2001-12-03 16:39 | Anjanece | 50 | 0 | #VALUE! | #VALUE!
BETHEA NATIONAL | ASH-45 | Y | BETHEA NATIONAL , ASH-45 |  |  | 4.92 | 2001-12-03 16:39 | Anjanece | 50 | 0 | #VALUE! | #VALUE!
BETHEA NATIONAL | ASH-45 | Y | BETHEA NATIONAL , ASH-45 |  |  | 5.82 | 2001-12-03 16:39 | Anjanece | 50 | 0 | #VALUE! | #VALUE!
BETHEA NATIONAL | ASH-45 | Y | BETHEA NATIONAL , ASH-45 |  |  | 6.8 | 2001-12-03 16:39 | Anjanece | 50 | 0 | #VALUE! | #VALUE!
BETHEA NATIONAL | ASH-45 | Y | BETHEA NATIONAL , ASH-45 |  |  | 8.19 | 2001-12-03 16:39 | Anjanece | 50 | 0 | #VALUE! | #VALUE!
FLAGG (MIF) | 12300 | Y | FLAGG (MIF) , 12300 | JEA OVERHEAD DISTRIBUTION | CSC Stores | 3.41 | 2001-12-03 16:39 | Anjanece | 50 | 0 | #VALUE! | #VALUE!
FLAGG (MIF) | 12300 | Y | FLAGG (MIF) , 12300 |  |  | 3.46 | 2001-12-03 16:39 | Anjanece | 50 | 0 | #VALUE! | #VALUE!
FLAGG (MIF) | 12300 | Y | FLAGG (MIF) , 12300 |  |  | 3.51 | 2001-12-03 16:39 | Anjanece | 50 | 0 | #VALUE! | #VALUE!
FLAGG (MIF) | 12300 | Y | FLAGG (MIF) , 12300 |  |  | 3.52 | 2001-12-03 16:39 | Anjanece | 50 | 0 | #VALUE! | #VALUE!
FLAGG (MIF) | 12300 | Y | FLAGG (MIF) , 12300 |  |  | 3.54 | 2001-12-03 16:39 | Anjanece | 50 | 0 | #VALUE! | #VALUE!
FLAGG (MIF) | 12300 | Y | FLAGG (MIF) , 12300 |  |  | 3.55 | 2001-12-03 16:39 | Anjanece | 50 | 0 | #VALUE! | #VALUE!
FLAGG (MIF) | 12300 | Y | FLAGG (MIF) , 12300 |  |  | 4.43 | 2001-12-03 16:39 | Anjanece | 50 | 0 | #VALUE! | #VALUE!
FLAGG (MIF) | 12300 | Y | FLAGG (MIF) , 12300 |  |  | 4.61 | 2001-12-03 16:39 | Anjanece | 50 | 0 | #VALUE! | #VALUE!
FLAGG (MIF) | 12300 | Y | FLAGG (MIF) , 12300 |  |  | 4.7 | 2001-12-03 16:39 | Anjanece | 50 | 0 | #VALUE! | #VALUE!
FLAGG (MIF) | 12300 | Y | FLAGG (MIF) , 12300 |  |  | 4.92 | 2001-12-03 16:39 | Anjanece | 50 | 0 | #VALUE! | #VALUE!
FLAGG (MIF) | 12300 | Y | FLAGG (MIF) , 12300 |  |  | 5.82 | 2001-12-03 16:39 | Anjanece | 50 | 0 | #VALUE! | #VALUE!
FLAGG (MIF) | 12300 | Y | FLAGG (MIF) , 12300 |  |  | 6.8 | 2001-12-03 16:39 | Anjanece | 50 | 0 | #VALUE! | #VALUE!
FLAGG (MIF) | 12300 | Y | FLAGG (MIF) , 12300 |  |  | 8.19 | 2001-12-03 16:39 | Anjanece | 50 | 0 | #VALUE! | #VALUE!
JOSLYN HI-VOLTAGE CORP. | BT3022 | Y | JOSLYN HI-VOLTAGE CORP. , BT3022 | JEA OVERHEAD DISTRIBUTION | CSC Stores | 3.41 | 2001-12-03 16:39 | Anjanece | 50 | 0 | #VALUE! | #VALUE!
JOSLYN HI-VOLTAGE CORP. | BT3022 | Y | JOSLYN HI-VOLTAGE CORP. , BT3022 |  |  | 3.46 | 2001-12-03 16:39 | Anjanece | 50 | 0 | #VALUE! | #VALUE!
JOSLYN HI-VOLTAGE CORP. | BT3022 | Y | JOSLYN HI-VOLTAGE CORP. , BT3022 |  |  | 3.51 | 2001-12-03 16:39 | Anjanece | 50 | 0 | #VALUE! | #VALUE!
JOSLYN HI-VOLTAGE CORP. | BT3022 | Y | JOSLYN HI-VOLTAGE CORP. , BT3022 |  |  | 3.52 | 2001-12-03 16:39 | Anjanece | 50 | 0 | #VALUE! | #VALUE!
JOSLYN HI-VOLTAGE CORP. | BT3022 | Y | JOSLYN HI-VOLTAGE CORP. , BT3022 |  |  | 3.54 | 2001-12-03 16:39 | Anjanece | 50 | 0 | #VALUE! | #VALUE!
JOSLYN HI-VOLTAGE CORP. | BT3022 | Y | JOSLYN HI-VOLTAGE CORP. , BT3022 |  |  | 3.55 | 2001-12-03 16:39 | Anjanece | 50 | 0 | #VALUE! | #VALUE!
JOSLYN HI-VOLTAGE CORP. | BT3022 | Y | JOSLYN HI-VOLTAGE CORP. , BT3022 |  |  | 4.43 | 2001-12-03 16:39 | Anjanece | 50 | 0 | #VALUE! | #VALUE!
JOSLYN HI-VOLTAGE CORP. | BT3022 | Y | JOSLYN HI-VOLTAGE CORP. , BT3022 |  |  | 4.61 | 2001-12-03 16:39 | Anjanece | 50 | 0 | #VALUE! | #VALUE!
JOSLYN HI-VOLTAGE CORP. | BT3022 | Y | JOSLYN HI-VOLTAGE CORP. , BT3022 |  |  | 4.7 | 2001-12-03 16:39 | Anjanece | 50 | 0 | #VALUE! | #VALUE!
JOSLYN HI-VOLTAGE CORP. | BT3022 | Y | JOSLYN HI-VOLTAGE CORP. , BT3022 |  |  | 4.92 | 2001-12-03 16:39 | Anjanece | 50 | 0 | #VALUE! | #VALUE!
JOSLYN HI-VOLTAGE CORP. | BT3022 | Y | JOSLYN HI-VOLTAGE CORP. , BT3022 |  |  | 5.82 | 2001-12-03 16:39 | Anjanece | 50 | 0 | #VALUE! | #VALUE!
JOSLYN HI-VOLTAGE CORP. | BT3022 | Y | JOSLYN HI-VOLTAGE CORP. , BT3022 |  |  | 6.8 | 2001-12-03 16:39 | Anjanece | 50 | 0 | #VALUE! | #VALUE!
JOSLYN HI-VOLTAGE CORP. | BT3022 | Y | JOSLYN HI-VOLTAGE CORP. , BT3022 |  |  | 8.19 | 2001-12-03 16:39 | Anjanece | 50 | 0 | #VALUE! | #VALUE!
LAPP | 305734 | Y | LAPP , 305734 | JEA OVERHEAD DISTRIBUTION | CSC Stores | 3.41 | 2001-12-03 16:39 | Anjanece | 50 | 0 | #VALUE! | #VALUE!
LAPP | 305734 | Y | LAPP , 305734 |  |  | 3.46 | 2001-12-03 16:39 | Anjanece | 50 | 0 | #VALUE! | #VALUE!
LAPP | 305734 | Y | LAPP , 305734 |  |  | 3.51 | 2001-12-03 16:39 | Anjanece | 50 | 0 | #VALUE! | #VALUE!
LAPP | 305734 | Y | LAPP , 305734 |  |  | 3.52 | 2001-12-03 16:39 | Anjanece | 50 | 0 | #VALUE! | #VALUE!
LAPP | 305734 | Y | LAPP , 305734 |  |  | 3.54 | 2001-12-03 16:39 | Anjanece | 50 | 0 | #VALUE! | #VALUE!
LAPP | 305734 | Y | LAPP , 305734 |  |  | 3.55 | 2001-12-03 16:39 | Anjanece | 50 | 0 | #VALUE! | #VALUE!
LAPP | 305734 | Y | LAPP , 305734 |  |  | 4.43 | 2001-12-03 16:39 | Anjanece | 50 | 0 | #VALUE! | #VALUE!
LAPP | 305734 | Y | LAPP , 305734 |  |  | 4.61 | 2001-12-03 16:39 | Anjanece | 50 | 0 | #VALUE! | #VALUE!
LAPP | 305734 | Y | LAPP , 305734 |  |  | 4.7 | 2001-12-03 16:39 | Anjanece | 50 | 0 | #VALUE! | #VALUE!
LAPP | 305734 | Y | LAPP , 305734 |  |  | 4.92 | 2001-12-03 16:39 | Anjanece | 50 | 0 | #VALUE! | #VALUE!
LAPP | 305734 | Y | LAPP , 305734 |  |  | 5.82 | 2001-12-03 16:39 | Anjanece | 50 | 0 | #VALUE! | #VALUE!
LAPP | 305734 | Y | LAPP , 305734 |  |  | 6.8 | 2001-12-03 16:39 | Anjanece | 50 | 0 | #VALUE! | #VALUE!
LAPP | 305734 | Y | LAPP , 305734 |  |  | 8.19 | 2001-12-03 16:39 | Anjanece | 50 | 0 | #VALUE! | #VALUE!
LINDSEY | 3260BNC | Y | LINDSEY , 3260BNC | JEA OVERHEAD DISTRIBUTION | CSC Stores | 3.41 | 2001-12-03 16:39 | Anjanece | 50 | 0 | #VALUE! | #VALUE!
LINDSEY | 3260BNC | Y | LINDSEY , 3260BNC |  |  | 3.46 | 2001-12-03 16:39 | Anjanece | 50 | 0 | #VALUE! | #VALUE!
LINDSEY | 3260BNC | Y | LINDSEY , 3260BNC |  |  | 3.51 | 2001-12-03 16:39 | Anjanece | 50 | 0 | #VALUE! | #VALUE!
LINDSEY | 3260BNC | Y | LINDSEY , 3260BNC |  |  | 3.52 | 2001-12-03 16:39 | Anjanece | 50 | 0 | #VALUE! | #VALUE!
LINDSEY | 3260BNC | Y | LINDSEY , 3260BNC |  |  | 3.54 | 2001-12-03 16:39 | Anjanece | 50 | 0 | #VALUE! | #VALUE!
LINDSEY | 3260BNC | Y | LINDSEY , 3260BNC |  |  | 3.55 | 2001-12-03 16:39 | Anjanece | 50 | 0 | #VALUE! | #VALUE!
LINDSEY | 3260BNC | Y | LINDSEY , 3260BNC |  |  | 4.43 | 2001-12-03 16:39 | Anjanece | 50 | 0 | #VALUE! | #VALUE!
LINDSEY | 3260BNC | Y | LINDSEY , 3260BNC |  |  | 4.61 | 2001-12-03 16:39 | Anjanece | 50 | 0 | #VALUE! | #VALUE!
LINDSEY | 3260BNC | Y | LINDSEY , 3260BNC |  |  | 4.7 | 2001-12-03 16:39 | Anjanece | 50 | 0 | #VALUE! | #VALUE!
LINDSEY | 3260BNC | Y | LINDSEY , 3260BNC |  |  | 4.92 | 2001-12-03 16:39 | Anjanece | 50 | 0 | #VALUE! | #VALUE!
LINDSEY | 3260BNC | Y | LINDSEY , 3260BNC |  |  | 5.82 | 2001-12-03 16:39 | Anjanece | 50 | 0 | #VALUE! | #VALUE!
LINDSEY | 3260BNC | Y | LINDSEY , 3260BNC |  |  | 6.8 | 2001-12-03 16:39 | Anjanece | 50 | 0 | #VALUE! | #VALUE!
LINDSEY | 3260BNC | Y | LINDSEY , 3260BNC |  |  | 8.19 | 2001-12-03 16:39 | Anjanece | 50 | 0 | #VALUE! | #VALUE!
ANDERSON | AS35 | Y | ANDERSON , AS35 | JEA OVERHEAD DISTRIBUTION | CSC Stores | 5.41 | 2001-12-03 16:40 | Anjanece | 20 | 0 | #VALUE! | #VALUE!
ANDERSON | AS35 | Y | ANDERSON , AS35 |  |  | 5.5 | 2001-12-03 16:40 | Anjanece | 20 | 0 | #VALUE! | #VALUE!
ANDERSON | AS35 | Y | ANDERSON , AS35 |  |  | 5.52 | 2001-12-03 16:40 | Anjanece | 20 | 0 | #VALUE! | #VALUE!
ANDERSON | AS35 | Y | ANDERSON , AS35 |  |  | 5.53 | 2001-12-03 16:40 | Anjanece | 20 | 0 | #VALUE! | #VALUE!
ANDERSON | AS35 | Y | ANDERSON , AS35 |  |  | 5.54 | 2001-12-03 16:40 | Anjanece | 20 | 0 | #VALUE! | #VALUE!
ANDERSON | AS35 | Y | ANDERSON , AS35 |  |  | 5.55 | 2001-12-03 16:40 | Anjanece | 20 | 0 | #VALUE! | #VALUE!
ANDERSON | AS35 | Y | ANDERSON , AS35 |  |  | 6.67 | 2001-12-03 16:40 | Anjanece | 20 | 0 | #VALUE! | #VALUE!
ANDERSON | AS35 | Y | ANDERSON , AS35 |  |  | 8.35 | 2001-12-03 16:40 | Anjanece | 20 | 0 | #VALUE! | #VALUE!
ANDERSON | AS35 | Y | ANDERSON , AS35 |  |  | 8.4 | 2001-12-03 16:40 | Anjanece | 20 | 0 | #VALUE! | #VALUE!
ANDERSON | AS35 | Y | ANDERSON , AS35 |  |  | 8.7 | 2001-12-03 16:40 | Anjanece | 20 | 0 | #VALUE! | #VALUE!
ANDERSON | AS35 | Y | ANDERSON , AS35 |  |  | 9.69 | 2001-12-03 16:40 | Anjanece | 20 | 0 | #VALUE! | #VALUE!
BETHEA NATIONAL | ASH-56 | Y | BETHEA NATIONAL , ASH-56 | JEA OVERHEAD DISTRIBUTION | CSC Stores | 5.41 | 2001-12-03 16:40 | Anjanece | 20 | 0 | #VALUE! | #VALUE!
BETHEA NATIONAL | ASH-56 | Y | BETHEA NATIONAL , ASH-56 |  |  | 5.5 | 2001-12-03 16:40 | Anjanece | 20 | 0 | #VALUE! | #VALUE!
BETHEA NATIONAL | ASH-56 | Y | BETHEA NATIONAL , ASH-56 |  |  | 5.52 | 2001-12-03 16:40 | Anjanece | 20 | 0 | #VALUE! | #VALUE!
BETHEA NATIONAL | ASH-56 | Y | BETHEA NATIONAL , ASH-56 |  |  | 5.53 | 2001-12-03 16:40 | Anjanece | 20 | 0 | #VALUE! | #VALUE!
BETHEA NATIONAL | ASH-56 | Y | BETHEA NATIONAL , ASH-56 |  |  | 5.54 | 2001-12-03 16:40 | Anjanece | 20 | 0 | #VALUE! | #VALUE!
BETHEA NATIONAL | ASH-56 | Y | BETHEA NATIONAL , ASH-56 |  |  | 5.55 | 2001-12-03 16:40 | Anjanece | 20 | 0 | #VALUE! | #VALUE!
BETHEA NATIONAL | ASH-56 | Y | BETHEA NATIONAL , ASH-56 |  |  | 6.67 | 2001-12-03 16:40 | Anjanece | 20 | 0 | #VALUE! | #VALUE!
BETHEA NATIONAL | ASH-56 | Y | BETHEA NATIONAL , ASH-56 |  |  | 8.35 | 2001-12-03 16:40 | Anjanece | 20 | 0 | #VALUE! | #VALUE!
BETHEA NATIONAL | ASH-56 | Y | BETHEA NATIONAL , ASH-56 |  |  | 8.4 | 2001-12-03 16:40 | Anjanece | 20 | 0 | #VALUE! | #VALUE!
BETHEA NATIONAL | ASH-56 | Y | BETHEA NATIONAL , ASH-56 |  |  | 8.7 | 2001-12-03 16:40 | Anjanece | 20 | 0 | #VALUE! | #VALUE!
BETHEA NATIONAL | ASH-56 | Y | BETHEA NATIONAL , ASH-56 |  |  | 9.69 | 2001-12-03 16:40 | Anjanece | 20 | 0 | #VALUE! | #VALUE!
FLAGG (MIF) | 13302 | Y | FLAGG (MIF) , 13302 | JEA OVERHEAD DISTRIBUTION | CSC Stores | 5.41 | 2001-12-03 16:40 | Anjanece | 20 | 0 | #VALUE! | #VALUE!
FLAGG (MIF) | 13302 | Y | FLAGG (MIF) , 13302 |  |  | 5.5 | 2001-12-03 16:40 | Anjanece | 20 | 0 | #VALUE! | #VALUE!
FLAGG (MIF) | 13302 | Y | FLAGG (MIF) , 13302 |  |  | 5.52 | 2001-12-03 16:40 | Anjanece | 20 | 0 | #VALUE! | #VALUE!
FLAGG (MIF) | 13302 | Y | FLAGG (MIF) , 13302 |  |  | 5.53 | 2001-12-03 16:40 | Anjanece | 20 | 0 | #VALUE! | #VALUE!
FLAGG (MIF) | 13302 | Y | FLAGG (MIF) , 13302 |  |  | 5.54 | 2001-12-03 16:40 | Anjanece | 20 | 0 | #VALUE! | #VALUE!
FLAGG (MIF) | 13302 | Y | FLAGG (MIF) , 13302 |  |  | 5.55 | 2001-12-03 16:40 | Anjanece | 20 | 0 | #VALUE! | #VALUE!
FLAGG (MIF) | 13302 | Y | FLAGG (MIF) , 13302 |  |  | 6.67 | 2001-12-03 16:40 | Anjanece | 20 | 0 | #VALUE! | #VALUE!
FLAGG (MIF) | 13302 | Y | FLAGG (MIF) , 13302 |  |  | 8.35 | 2001-12-03 16:40 | Anjanece | 20 | 0 | #VALUE! | #VALUE!
FLAGG (MIF) | 13302 | Y | FLAGG (MIF) , 13302 |  |  | 8.4 | 2001-12-03 16:40 | Anjanece | 20 | 0 | #VALUE! | #VALUE!
FLAGG (MIF) | 13302 | Y | FLAGG (MIF) , 13302 |  |  | 8.7 | 2001-12-03 16:40 | Anjanece | 20 | 0 | #VALUE! | #VALUE!
FLAGG (MIF) | 13302 | Y | FLAGG (MIF) , 13302 |  |  | 9.69 | 2001-12-03 16:40 | Anjanece | 20 | 0 | #VALUE! | #VALUE!
LAPP | 305736 | Y | LAPP , 305736 | JEA OVERHEAD DISTRIBUTION | CSC Stores | 5.41 | 2001-12-03 16:40 | Anjanece | 20 | 0 | #VALUE! | #VALUE!
LAPP | 305736 | Y | LAPP , 305736 |  |  | 5.5 | 2001-12-03 16:40 | Anjanece | 20 | 0 | #VALUE! | #VALUE!
LAPP | 305736 | Y | LAPP , 305736 |  |  | 5.52 | 2001-12-03 16:40 | Anjanece | 20 | 0 | #VALUE! | #VALUE!
LAPP | 305736 | Y | LAPP , 305736 |  |  | 5.53 | 2001-12-03 16:40 | Anjanece | 20 | 0 | #VALUE! | #VALUE!
LAPP | 305736 | Y | LAPP , 305736 |  |  | 5.54 | 2001-12-03 16:40 | Anjanece | 20 | 0 | #VALUE! | #VALUE!
LAPP | 305736 | Y | LAPP , 305736 |  |  | 5.55 | 2001-12-03 16:40 | Anjanece | 20 | 0 | #VALUE! | #VALUE!
LAPP | 305736 | Y | LAPP , 305736 |  |  | 6.67 | 2001-12-03 16:40 | Anjanece | 20 | 0 | #VALUE! | #VALUE!
LAPP | 305736 | Y | LAPP , 305736 |  |  | 8.35 | 2001-12-03 16:40 | Anjanece | 20 | 0 | #VALUE! | #VALUE!
LAPP | 305736 | Y | LAPP , 305736 |  |  | 8.4 | 2001-12-03 16:40 | Anjanece | 20 | 0 | #VALUE! | #VALUE!
LAPP | 305736 | Y | LAPP , 305736 |  |  | 8.7 | 2001-12-03 16:40 | Anjanece | 20 | 0 | #VALUE! | #VALUE!
LAPP | 305736 | Y | LAPP , 305736 |  |  | 9.69 | 2001-12-03 16:40 | Anjanece | 20 | 0 | #VALUE! | #VALUE!
LINDSEY | 3261 | Y | LINDSEY , 3261 | JEA OVERHEAD DISTRIBUTION | CSC Stores | 5.41 | 2001-12-03 16:40 | Anjanece | 20 | 0 | #VALUE! | #VALUE!
LINDSEY | 3261 | Y | LINDSEY , 3261 |  |  | 5.5 | 2001-12-03 16:40 | Anjanece | 20 | 0 | #VALUE! | #VALUE!
LINDSEY | 3261 | Y | LINDSEY , 3261 |  |  | 5.52 | 2001-12-03 16:40 | Anjanece | 20 | 0 | #VALUE! | #VALUE!
LINDSEY | 3261 | Y | LINDSEY , 3261 |  |  | 5.53 | 2001-12-03 16:40 | Anjanece | 20 | 0 | #VALUE! | #VALUE!
LINDSEY | 3261 | Y | LINDSEY , 3261 |  |  | 5.54 | 2001-12-03 16:40 | Anjanece | 20 | 0 | #VALUE! | #VALUE!
LINDSEY | 3261 | Y | LINDSEY , 3261 |  |  | 5.55 | 2001-12-03 16:40 | Anjanece | 20 | 0 | #VALUE! | #VALUE!
LINDSEY | 3261 | Y | LINDSEY , 3261 |  |  | 6.67 | 2001-12-03 16:40 | Anjanece | 20 | 0 | #VALUE! | #VALUE!
LINDSEY | 3261 | Y | LINDSEY , 3261 |  |  | 8.35 | 2001-12-03 16:40 | Anjanece | 20 | 0 | #VALUE! | #VALUE!
LINDSEY | 3261 | Y | LINDSEY , 3261 |  |  | 8.4 | 2001-12-03 16:40 | Anjanece | 20 | 0 | #VALUE! | #VALUE!
LINDSEY | 3261 | Y | LINDSEY , 3261 |  |  | 8.7 | 2001-12-03 16:40 | Anjanece | 20 | 0 | #VALUE! | #VALUE!
LINDSEY | 3261 | Y | LINDSEY , 3261 |  |  | 9.69 | 2001-12-03 16:40 | Anjanece | 20 | 0 | #VALUE! | #VALUE!
RELIABLE POWER PRODUCTS | ASH-56 | Y | RELIABLE POWER PRODUCTS , ASH-56 | JEA OVERHEAD DISTRIBUTION | CSC Stores | 5.41 | 2001-12-03 16:40 | Anjanece | 20 | 0 | #VALUE! | #VALUE!
RELIABLE POWER PRODUCTS | ASH-56 | Y | RELIABLE POWER PRODUCTS , ASH-56 |  |  | 5.5 | 2001-12-03 16:40 | Anjanece | 20 | 0 | #VALUE! | #VALUE!
RELIABLE POWER PRODUCTS | ASH-56 | Y | RELIABLE POWER PRODUCTS , ASH-56 |  |  | 5.52 | 2001-12-03 16:40 | Anjanece | 20 | 0 | #VALUE! | #VALUE!
RELIABLE POWER PRODUCTS | ASH-56 | Y | RELIABLE POWER PRODUCTS , ASH-56 |  |  | 5.53 | 2001-12-03 16:40 | Anjanece | 20 | 0 | #VALUE! | #VALUE!
RELIABLE POWER PRODUCTS | ASH-56 | Y | RELIABLE POWER PRODUCTS , ASH-56 |  |  | 5.54 | 2001-12-03 16:40 | Anjanece | 20 | 0 | #VALUE! | #VALUE!
RELIABLE POWER PRODUCTS | ASH-56 | Y | RELIABLE POWER PRODUCTS , ASH-56 |  |  | 5.55 | 2001-12-03 16:40 | Anjanece | 20 | 0 | #VALUE! | #VALUE!
RELIABLE POWER PRODUCTS | ASH-56 | Y | RELIABLE POWER PRODUCTS , ASH-56 |  |  | 6.67 | 2001-12-03 16:40 | Anjanece | 20 | 0 | #VALUE! | #VALUE!
RELIABLE POWER PRODUCTS | ASH-56 | Y | RELIABLE POWER PRODUCTS , ASH-56 |  |  | 8.35 | 2001-12-03 16:40 | Anjanece | 20 | 0 | #VALUE! | #VALUE!
RELIABLE POWER PRODUCTS | ASH-56 | Y | RELIABLE POWER PRODUCTS , ASH-56 |  |  | 8.4 | 2001-12-03 16:40 | Anjanece | 20 | 0 | #VALUE! | #VALUE!
RELIABLE POWER PRODUCTS | ASH-56 | Y | RELIABLE POWER PRODUCTS , ASH-56 |  |  | 8.7 | 2001-12-03 16:40 | Anjanece | 20 | 0 | #VALUE! | #VALUE!
RELIABLE POWER PRODUCTS | ASH-56 | Y | RELIABLE POWER PRODUCTS , ASH-56 |  |  | 9.69 | 2001-12-03 16:40 | Anjanece | 20 | 0 | #VALUE! | #VALUE!
ANDERSON | AS50 | Y | ANDERSON , AS50 | JEA TRANSMISSION | CSC Stores | 7.77 | 2001-12-03 16:41 | John | 25 | 0 | N | N
ANDERSON | AS50 | Y | ANDERSON , AS50 |  |  | 7.89 | 2001-12-03 16:41 | John | 25 | 0 | N | N
ANDERSON | AS50 | Y | ANDERSON , AS50 |  |  | 8.08 | 2001-12-03 16:41 | John | 25 | 0 | N | N
ANDERSON | AS50 | Y | ANDERSON , AS50 |  |  | 8.09 | 2001-12-03 16:41 | John | 25 | 0 | N | N
ANDERSON | AS50 | Y | ANDERSON , AS50 |  |  | 9.84 | 2001-12-03 16:41 | John | 25 | 0 | N | N
ANDERSON | AS50 | Y | ANDERSON , AS50 |  |  | 9.98 | 2001-12-03 16:41 | John | 25 | 0 | N | N
ANDERSON | AS50 | Y | ANDERSON , AS50 |  |  | 10.58 | 2001-12-03 16:41 | John | 25 | 0 | N | N
ANDERSON | AS50 | Y | ANDERSON , AS50 |  |  | 10.61 | 2001-12-03 16:41 | John | 25 | 0 | N | N
ANDERSON | AS50 | Y | ANDERSON , AS50 |  |  | 11.43 | 2001-12-03 16:41 | John | 25 | 0 | N | N
ANDERSON | AS50 | Y | ANDERSON , AS50 |  |  | 13.94 | 2001-12-03 16:41 | John | 25 | 0 | N | N
BETHEA NATIONAL | ASH-66A | Y | BETHEA NATIONAL , ASH-66A | JEA TRANSMISSION | CSC Stores | 7.77 | 2001-12-03 16:41 | John | 25 | 0 | N | N
BETHEA NATIONAL | ASH-66A | Y | BETHEA NATIONAL , ASH-66A |  |  | 7.89 | 2001-12-03 16:41 | John | 25 | 0 | N | N
BETHEA NATIONAL | ASH-66A | Y | BETHEA NATIONAL , ASH-66A |  |  | 8.08 | 2001-12-03 16:41 | John | 25 | 0 | N | N
BETHEA NATIONAL | ASH-66A | Y | BETHEA NATIONAL , ASH-66A |  |  | 8.09 | 2001-12-03 16:41 | John | 25 | 0 | N | N
BETHEA NATIONAL | ASH-66A | Y | BETHEA NATIONAL , ASH-66A |  |  | 9.84 | 2001-12-03 16:41 | John | 25 | 0 | N | N
BETHEA NATIONAL | ASH-66A | Y | BETHEA NATIONAL , ASH-66A |  |  | 9.98 | 2001-12-03 16:41 | John | 25 | 0 | N | N
BETHEA NATIONAL | ASH-66A | Y | BETHEA NATIONAL , ASH-66A |  |  | 10.58 | 2001-12-03 16:41 | John | 25 | 0 | N | N
BETHEA NATIONAL | ASH-66A | Y | BETHEA NATIONAL , ASH-66A |  |  | 10.61 | 2001-12-03 16:41 | John | 25 | 0 | N | N
BETHEA NATIONAL | ASH-66A | Y | BETHEA NATIONAL , ASH-66A |  |  | 11.43 | 2001-12-03 16:41 | John | 25 | 0 | N | N
BETHEA NATIONAL | ASH-66A | Y | BETHEA NATIONAL , ASH-66A |  |  | 13.94 | 2001-12-03 16:41 | John | 25 | 0 | N | N
JOSLYN HI-VOLTAGE CORP. | BT3025 | Y | JOSLYN HI-VOLTAGE CORP. , BT3025 | JEA TRANSMISSION | CSC Stores | 7.77 | 2001-12-03 16:41 | John | 25 | 0 | N | N
JOSLYN HI-VOLTAGE CORP. | BT3025 | Y | JOSLYN HI-VOLTAGE CORP. , BT3025 |  |  | 7.89 | 2001-12-03 16:41 | John | 25 | 0 | N | N
JOSLYN HI-VOLTAGE CORP. | BT3025 | Y | JOSLYN HI-VOLTAGE CORP. , BT3025 |  |  | 8.08 | 2001-12-03 16:41 | John | 25 | 0 | N | N
JOSLYN HI-VOLTAGE CORP. | BT3025 | Y | JOSLYN HI-VOLTAGE CORP. , BT3025 |  |  | 8.09 | 2001-12-03 16:41 | John | 25 | 0 | N | N
JOSLYN HI-VOLTAGE CORP. | BT3025 | Y | JOSLYN HI-VOLTAGE CORP. , BT3025 |  |  | 9.84 | 2001-12-03 16:41 | John | 25 | 0 | N | N
JOSLYN HI-VOLTAGE CORP. | BT3025 | Y | JOSLYN HI-VOLTAGE CORP. , BT3025 |  |  | 9.98 | 2001-12-03 16:41 | John | 25 | 0 | N | N
JOSLYN HI-VOLTAGE CORP. | BT3025 | Y | JOSLYN HI-VOLTAGE CORP. , BT3025 |  |  | 10.58 | 2001-12-03 16:41 | John | 25 | 0 | N | N
JOSLYN HI-VOLTAGE CORP. | BT3025 | Y | JOSLYN HI-VOLTAGE CORP. , BT3025 |  |  | 10.61 | 2001-12-03 16:41 | John | 25 | 0 | N | N
JOSLYN HI-VOLTAGE CORP. | BT3025 | Y | JOSLYN HI-VOLTAGE CORP. , BT3025 |  |  | 11.43 | 2001-12-03 16:41 | John | 25 | 0 | N | N
JOSLYN HI-VOLTAGE CORP. | BT3025 | Y | JOSLYN HI-VOLTAGE CORP. , BT3025 |  |  | 13.94 | 2001-12-03 16:41 | John | 25 | 0 | N | N
LINDSEY | 3252BNC | Y | LINDSEY , 3252BNC | JEA TRANSMISSION | CSC Stores | 7.77 | 2001-12-03 16:41 | John | 25 | 0 | N | N
LINDSEY | 3252BNC | Y | LINDSEY , 3252BNC |  |  | 7.89 | 2001-12-03 16:41 | John | 25 | 0 | N | N
LINDSEY | 3252BNC | Y | LINDSEY , 3252BNC |  |  | 8.08 | 2001-12-03 16:41 | John | 25 | 0 | N | N
LINDSEY | 3252BNC | Y | LINDSEY , 3252BNC |  |  | 8.09 | 2001-12-03 16:41 | John | 25 | 0 | N | N
LINDSEY | 3252BNC | Y | LINDSEY , 3252BNC |  |  | 9.84 | 2001-12-03 16:41 | John | 25 | 0 | N | N
LINDSEY | 3252BNC | Y | LINDSEY , 3252BNC |  |  | 9.98 | 2001-12-03 16:41 | John | 25 | 0 | N | N
LINDSEY | 3252BNC | Y | LINDSEY , 3252BNC |  |  | 10.58 | 2001-12-03 16:41 | John | 25 | 0 | N | N
LINDSEY | 3252BNC | Y | LINDSEY , 3252BNC |  |  | 10.61 | 2001-12-03 16:41 | John | 25 | 0 | N | N
LINDSEY | 3252BNC | Y | LINDSEY , 3252BNC |  |  | 11.43 | 2001-12-03 16:41 | John | 25 | 0 | N | N
LINDSEY | 3252BNC | Y | LINDSEY , 3252BNC |  |  | 13.94 | 2001-12-03 16:41 | John | 25 | 0 | N | N
RELIABLE POWER PRODUCTS | ASH-66A | Y | RELIABLE POWER PRODUCTS , ASH-66A | JEA TRANSMISSION | CSC Stores | 7.77 | 2001-12-03 16:41 | John | 25 | 0 | N | N
RELIABLE POWER PRODUCTS | ASH-66A | Y | RELIABLE POWER PRODUCTS , ASH-66A |  |  | 7.89 | 2001-12-03 16:41 | John | 25 | 0 | N | N
RELIABLE POWER PRODUCTS | ASH-66A | Y | RELIABLE POWER PRODUCTS , ASH-66A |  |  | 8.08 | 2001-12-03 16:41 | John | 25 | 0 | N | N
RELIABLE POWER PRODUCTS | ASH-66A | Y | RELIABLE POWER PRODUCTS , ASH-66A |  |  | 8.09 | 2001-12-03 16:41 | John | 25 | 0 | N | N
RELIABLE POWER PRODUCTS | ASH-66A | Y | RELIABLE POWER PRODUCTS , ASH-66A |  |  | 9.84 | 2001-12-03 16:41 | John | 25 | 0 | N | N
RELIABLE POWER PRODUCTS | ASH-66A | Y | RELIABLE POWER PRODUCTS , ASH-66A |  |  | 9.98 | 2001-12-03 16:41 | John | 25 | 0 | N | N
RELIABLE POWER PRODUCTS | ASH-66A | Y | RELIABLE POWER PRODUCTS , ASH-66A |  |  | 10.58 | 2001-12-03 16:41 | John | 25 | 0 | N | N
RELIABLE POWER PRODUCTS | ASH-66A | Y | RELIABLE POWER PRODUCTS , ASH-66A |  |  | 10.61 | 2001-12-03 16:41 | John | 25 | 0 | N | N
RELIABLE POWER PRODUCTS | ASH-66A | Y | RELIABLE POWER PRODUCTS , ASH-66A |  |  | 11.43 | 2001-12-03 16:41 | John | 25 | 0 | N | N
RELIABLE POWER PRODUCTS | ASH-66A | Y | RELIABLE POWER PRODUCTS , ASH-66A |  |  | 13.94 | 2001-12-03 16:41 | John | 25 | 0 | N | N
LAPP | 306453-HN | Y | LAPP , 306453-HN | JEA OVERHEAD DISTRIBUTION | CSC Stores | 10.66 | 2001-12-03 16:41 | Anjanece | 20 | 0 | #VALUE! | #VALUE!
LAPP | 306453-HN | Y | LAPP , 306453-HN |  |  | 10.88 | 2001-12-03 16:41 | Anjanece | 20 | 0 | #VALUE! | #VALUE!
LAPP | 306453-HN | Y | LAPP , 306453-HN |  |  | 11.67 | 2001-12-03 16:41 | Anjanece | 20 | 0 | #VALUE! | #VALUE!
LAPP | 306453-HN | Y | LAPP , 306453-HN |  |  | 14.92 | 2001-12-03 16:41 | Anjanece | 20 | 0 | #VALUE! | #VALUE!
LAPP | 306453-HN | Y | LAPP , 306453-HN |  |  | 15.75 | 2001-12-03 16:41 | Anjanece | 20 | 0 | #VALUE! | #VALUE!
LAPP | 306453-HN | Y | LAPP , 306453-HN |  |  | 15.77 | 2001-12-03 16:41 | Anjanece | 20 | 0 | #VALUE! | #VALUE!
LAPP | 306453-HN | Y | LAPP , 306453-HN |  |  | 16.01 | 2001-12-03 16:41 | Anjanece | 20 | 0 | #VALUE! | #VALUE!
LAPP | 306453-HN | Y | LAPP , 306453-HN |  |  | 26.55 | 2001-12-03 16:41 | Anjanece | 20 | 0 | #VALUE! | #VALUE!
LINDSEY | 3252BNC | Y | LINDSEY , 3252BNC | JEA OVERHEAD DISTRIBUTION | CSC Stores | 10.66 | 2001-12-03 16:41 | Anjanece | 20 | 0 | #VALUE! | #VALUE!
LINDSEY | 3252BNC | Y | LINDSEY , 3252BNC |  |  | 10.88 | 2001-12-03 16:41 | Anjanece | 20 | 0 | #VALUE! | #VALUE!
LINDSEY | 3252BNC | Y | LINDSEY , 3252BNC |  |  | 11.67 | 2001-12-03 16:41 | Anjanece | 20 | 0 | #VALUE! | #VALUE!
LINDSEY | 3252BNC | Y | LINDSEY , 3252BNC |  |  | 14.92 | 2001-12-03 16:41 | Anjanece | 20 | 0 | #VALUE! | #VALUE!
LINDSEY | 3252BNC | Y | LINDSEY , 3252BNC |  |  | 15.75 | 2001-12-03 16:41 | Anjanece | 20 | 0 | #VALUE! | #VALUE!
LINDSEY | 3252BNC | Y | LINDSEY , 3252BNC |  |  | 15.77 | 2001-12-03 16:41 | Anjanece | 20 | 0 | #VALUE! | #VALUE!
LINDSEY | 3252BNC | Y | LINDSEY , 3252BNC |  |  | 16.01 | 2001-12-03 16:41 | Anjanece | 20 | 0 | #VALUE! | #VALUE!
LINDSEY | 3252BNC | Y | LINDSEY , 3252BNC |  |  | 26.55 | 2001-12-03 16:41 | Anjanece | 20 | 0 | #VALUE! | #VALUE!
RELIABLE POWER PRODUCTS | ASH-66-BC | Y | RELIABLE POWER PRODUCTS , ASH-66-BC | JEA OVERHEAD DISTRIBUTION | CSC Stores | 10.66 | 2001-12-03 16:41 | Anjanece | 20 | 0 | #VALUE! | #VALUE!
RELIABLE POWER PRODUCTS | ASH-66-BC | Y | RELIABLE POWER PRODUCTS , ASH-66-BC |  |  | 10.88 | 2001-12-03 16:41 | Anjanece | 20 | 0 | #VALUE! | #VALUE!
RELIABLE POWER PRODUCTS | ASH-66-BC | Y | RELIABLE POWER PRODUCTS , ASH-66-BC |  |  | 11.67 | 2001-12-03 16:41 | Anjanece | 20 | 0 | #VALUE! | #VALUE!
RELIABLE POWER PRODUCTS | ASH-66-BC | Y | RELIABLE POWER PRODUCTS , ASH-66-BC |  |  | 14.92 | 2001-12-03 16:41 | Anjanece | 20 | 0 | #VALUE! | #VALUE!
RELIABLE POWER PRODUCTS | ASH-66-BC | Y | RELIABLE POWER PRODUCTS , ASH-66-BC |  |  | 15.75 | 2001-12-03 16:41 | Anjanece | 20 | 0 | #VALUE! | #VALUE!
RELIABLE POWER PRODUCTS | ASH-66-BC | Y | RELIABLE POWER PRODUCTS , ASH-66-BC |  |  | 15.77 | 2001-12-03 16:41 | Anjanece | 20 | 0 | #VALUE! | #VALUE!
RELIABLE POWER PRODUCTS | ASH-66-BC | Y | RELIABLE POWER PRODUCTS , ASH-66-BC |  |  | 16.01 | 2001-12-03 16:41 | Anjanece | 20 | 0 | #VALUE! | #VALUE!
RELIABLE POWER PRODUCTS | ASH-66-BC | Y | RELIABLE POWER PRODUCTS , ASH-66-BC |  |  | 26.55 | 2001-12-03 16:41 | Anjanece | 20 | 0 | #VALUE! | #VALUE!
BREWER TITCHENER CORP. | 3026HT | Y | BREWER TITCHENER CORP. , 3026HT | JEA OVERHEAD DISTRIBUTION | CSC Stores | 7.89 | 2001-12-03 16:42 | Anjanece | 15 | 0 | #VALUE! | #VALUE!
BREWER TITCHENER CORP. | 3026HT | Y | BREWER TITCHENER CORP. , 3026HT |  |  | 14.92 | 2001-12-03 16:42 | Anjanece | 15 | 0 | #VALUE! | #VALUE!
BREWER TITCHENER CORP. | 3026HT | Y | BREWER TITCHENER CORP. , 3026HT |  |  | 15.56 | 2001-12-03 16:42 | Anjanece | 15 | 0 | #VALUE! | #VALUE!
BREWER TITCHENER CORP. | 3026HT | Y | BREWER TITCHENER CORP. , 3026HT |  |  | 16.07 | 2001-12-03 16:42 | Anjanece | 15 | 0 | #VALUE! | #VALUE!
BREWER TITCHENER CORP. | 3026HT | Y | BREWER TITCHENER CORP. , 3026HT |  |  | 16.37 | 2001-12-03 16:42 | Anjanece | 15 | 0 | #VALUE! | #VALUE!
BREWER TITCHENER CORP. | 3026HT | Y | BREWER TITCHENER CORP. , 3026HT |  |  | 20.08 | 2001-12-03 16:42 | Anjanece | 15 | 0 | #VALUE! | #VALUE!
BREWER TITCHENER CORP. | 3026HT | Y | BREWER TITCHENER CORP. , 3026HT |  |  | 20.8 | 2001-12-03 16:42 | Anjanece | 15 | 0 | #VALUE! | #VALUE!
BREWER TITCHENER CORP. | 3026HT | Y | BREWER TITCHENER CORP. , 3026HT |  |  | 29.9 | 2001-12-03 16:42 | Anjanece | 15 | 0 | #VALUE! | #VALUE!
FLAGG (MIF) | 15302 | Y | FLAGG (MIF) , 15302 | JEA OVERHEAD DISTRIBUTION | CSC Stores | 7.89 | 2001-12-03 16:42 | Anjanece | 15 | 0 | #VALUE! | #VALUE!
FLAGG (MIF) | 15302 | Y | FLAGG (MIF) , 15302 |  |  | 14.92 | 2001-12-03 16:42 | Anjanece | 15 | 0 | #VALUE! | #VALUE!
FLAGG (MIF) | 15302 | Y | FLAGG (MIF) , 15302 |  |  | 15.56 | 2001-12-03 16:42 | Anjanece | 15 | 0 | #VALUE! | #VALUE!
FLAGG (MIF) | 15302 | Y | FLAGG (MIF) , 15302 |  |  | 16.07 | 2001-12-03 16:42 | Anjanece | 15 | 0 | #VALUE! | #VALUE!
FLAGG (MIF) | 15302 | Y | FLAGG (MIF) , 15302 |  |  | 16.37 | 2001-12-03 16:42 | Anjanece | 15 | 0 | #VALUE! | #VALUE!
FLAGG (MIF) | 15302 | Y | FLAGG (MIF) , 15302 |  |  | 20.08 | 2001-12-03 16:42 | Anjanece | 15 | 0 | #VALUE! | #VALUE!
FLAGG (MIF) | 15302 | Y | FLAGG (MIF) , 15302 |  |  | 20.8 | 2001-12-03 16:42 | Anjanece | 15 | 0 | #VALUE! | #VALUE!
FLAGG (MIF) | 15302 | Y | FLAGG (MIF) , 15302 |  |  | 29.9 | 2001-12-03 16:42 | Anjanece | 15 | 0 | #VALUE! | #VALUE!
HUBBELL POWER SYSTEMS, INC. | AS50 | Y | HUBBELL POWER SYSTEMS, INC. , AS50 | JEA OVERHEAD DISTRIBUTION | CSC Stores | 7.89 | 2001-12-03 16:42 | Anjanece | 15 | 0 | #VALUE! | #VALUE!
HUBBELL POWER SYSTEMS, INC. | AS50 | Y | HUBBELL POWER SYSTEMS, INC. , AS50 |  |  | 14.92 | 2001-12-03 16:42 | Anjanece | 15 | 0 | #VALUE! | #VALUE!
HUBBELL POWER SYSTEMS, INC. | AS50 | Y | HUBBELL POWER SYSTEMS, INC. , AS50 |  |  | 15.56 | 2001-12-03 16:42 | Anjanece | 15 | 0 | #VALUE! | #VALUE!
HUBBELL POWER SYSTEMS, INC. | AS50 | Y | HUBBELL POWER SYSTEMS, INC. , AS50 |  |  | 16.07 | 2001-12-03 16:42 | Anjanece | 15 | 0 | #VALUE! | #VALUE!
HUBBELL POWER SYSTEMS, INC. | AS50 | Y | HUBBELL POWER SYSTEMS, INC. , AS50 |  |  | 16.37 | 2001-12-03 16:42 | Anjanece | 15 | 0 | #VALUE! | #VALUE!
HUBBELL POWER SYSTEMS, INC. | AS50 | Y | HUBBELL POWER SYSTEMS, INC. , AS50 |  |  | 20.08 | 2001-12-03 16:42 | Anjanece | 15 | 0 | #VALUE! | #VALUE!
HUBBELL POWER SYSTEMS, INC. | AS50 | Y | HUBBELL POWER SYSTEMS, INC. , AS50 |  |  | 20.8 | 2001-12-03 16:42 | Anjanece | 15 | 0 | #VALUE! | #VALUE!
HUBBELL POWER SYSTEMS, INC. | AS50 | Y | HUBBELL POWER SYSTEMS, INC. , AS50 |  |  | 29.9 | 2001-12-03 16:42 | Anjanece | 15 | 0 | #VALUE! | #VALUE!
MC GRAW EDISON | WBT3026 | Y | MC GRAW EDISON , WBT3026 | JEA OVERHEAD DISTRIBUTION | CSC Stores | 7.89 | 2001-12-03 16:42 | Anjanece | 15 | 0 | #VALUE! | #VALUE!
MC GRAW EDISON | WBT3026 | Y | MC GRAW EDISON , WBT3026 |  |  | 14.92 | 2001-12-03 16:42 | Anjanece | 15 | 0 | #VALUE! | #VALUE!
MC GRAW EDISON | WBT3026 | Y | MC GRAW EDISON , WBT3026 |  |  | 15.56 | 2001-12-03 16:42 | Anjanece | 15 | 0 | #VALUE! | #VALUE!
MC GRAW EDISON | WBT3026 | Y | MC GRAW EDISON , WBT3026 |  |  | 16.07 | 2001-12-03 16:42 | Anjanece | 15 | 0 | #VALUE! | #VALUE!
MC GRAW EDISON | WBT3026 | Y | MC GRAW EDISON , WBT3026 |  |  | 16.37 | 2001-12-03 16:42 | Anjanece | 15 | 0 | #VALUE! | #VALUE!
MC GRAW EDISON | WBT3026 | Y | MC GRAW EDISON , WBT3026 |  |  | 20.08 | 2001-12-03 16:42 | Anjanece | 15 | 0 | #VALUE! | #VALUE!
MC GRAW EDISON | WBT3026 | Y | MC GRAW EDISON , WBT3026 |  |  | 20.8 | 2001-12-03 16:42 | Anjanece | 15 | 0 | #VALUE! | #VALUE!
MC GRAW EDISON | WBT3026 | Y | MC GRAW EDISON , WBT3026 |  |  | 29.9 | 2001-12-03 16:42 | Anjanece | 15 | 0 | #VALUE! | #VALUE!
BURNDY CORP. | YNS39R | Y | BURNDY CORP. , YNS39R | JEA TRANSMISSION | CSC Stores | 6.35 | 2001-12-06 11:09 | John | 1 | 0 | N | N
BURNDY CORP. | YNS39R | Y | BURNDY CORP. , YNS39R |  |  | 7.77 | 2001-12-06 11:09 | John | 1 | 0 | N | N
BURNDY CORP. | YNS39R | Y | BURNDY CORP. , YNS39R |  |  | 10.69 | 2001-12-06 11:09 | John | 1 | 0 | N | N
HOMAC | 879 | Y | HOMAC , 879 | JEA TRANSMISSION | CSC Stores | 6.35 | 2001-12-06 11:09 | John | 1 | 0 | N | N
HOMAC | 879 | Y | HOMAC , 879 |  |  | 7.77 | 2001-12-06 11:09 | John | 1 | 0 | N | N
HOMAC | 879 | Y | HOMAC , 879 |  |  | 10.69 | 2001-12-06 11:09 | John | 1 | 0 | N | N
ANDERSON | 40126 | Y | ANDERSON , 40126 | JEA TRANSMISSION | CSC Stores | 28.35 | 2001-12-06 11:11 | John | 1 | 0 | N | N
ANDERSON | 40126 | Y | ANDERSON , 40126 |  |  | 33.95 | 2001-12-06 11:11 | John | 1 | 0 | N | N
ANDERSON | 40126 | Y | ANDERSON , 40126 |  |  | 35.15 | 2001-12-06 11:11 | John | 1 | 0 | N | N
ANDERSON | 40126 | Y | ANDERSON , 40126 |  |  | 43.71 | 2001-12-06 11:11 | John | 1 | 0 | N | N
ANDERSON | 40126 | Y | ANDERSON , 40126 |  |  | 45.35 | 2001-12-06 11:11 | John | 1 | 0 | N | N
ANDERSON | 40126 | Y | ANDERSON , 40126 |  |  | 50.02 | 2001-12-06 11:11 | John | 1 | 0 | N | N
ANDERSON | 40126 | Y | ANDERSON , 40126 |  |  | 57.86 | 2001-12-06 11:11 | John | 1 | 0 | N | N
ANDERSON | 40126 | Y | ANDERSON , 40126 |  |  | 68.95 | 2001-12-06 11:11 | John | 1 | 0 | N | N
BURNDY CORP. | YNS49R | Y | BURNDY CORP. , YNS49R | JEA TRANSMISSION | CSC Stores | 28.35 | 2001-12-06 11:11 | John | 1 | 0 | N | N
BURNDY CORP. | YNS49R | Y | BURNDY CORP. , YNS49R |  |  | 33.95 | 2001-12-06 11:11 | John | 1 | 0 | N | N
BURNDY CORP. | YNS49R | Y | BURNDY CORP. , YNS49R |  |  | 35.15 | 2001-12-06 11:11 | John | 1 | 0 | N | N
BURNDY CORP. | YNS49R | Y | BURNDY CORP. , YNS49R |  |  | 43.71 | 2001-12-06 11:11 | John | 1 | 0 | N | N
BURNDY CORP. | YNS49R | Y | BURNDY CORP. , YNS49R |  |  | 45.35 | 2001-12-06 11:11 | John | 1 | 0 | N | N
BURNDY CORP. | YNS49R | Y | BURNDY CORP. , YNS49R |  |  | 50.02 | 2001-12-06 11:11 | John | 1 | 0 | N | N
BURNDY CORP. | YNS49R | Y | BURNDY CORP. , YNS49R |  |  | 57.86 | 2001-12-06 11:11 | John | 1 | 0 | N | N
BURNDY CORP. | YNS49R | Y | BURNDY CORP. , YNS49R |  |  | 68.95 | 2001-12-06 11:11 | John | 1 | 0 | N | N
ANDERSON | OAJS-1800 | Y | ANDERSON , OAJS-1800 | JEA TRANSMISSION | CSC Stores | 38.04 | 2001-12-06 11:12 | John | 1 | 0 | N | N
ANDERSON | OAJS-1800 | Y | ANDERSON , OAJS-1800 |  |  | 43.16 | 2001-12-06 11:12 | John | 1 | 0 | N | N
ANDERSON | OAJS-1800 | Y | ANDERSON , OAJS-1800 |  |  | 44.02 | 2001-12-06 11:12 | John | 1 | 0 | N | N
ANDERSON | OAJS-1800 | Y | ANDERSON , OAJS-1800 |  |  | 50 | 2001-12-06 11:12 | John | 1 | 0 | N | N
ANDERSON | OAJS-1800 | Y | ANDERSON , OAJS-1800 |  |  | 57.82 | 2001-12-06 11:12 | John | 1 | 0 | N | N
ANDERSON | OAJS-1800 | Y | ANDERSON , OAJS-1800 |  |  | 61.61 | 2001-12-06 11:12 | John | 1 | 0 | N | N
ANDERSON | OAJS-1800 | Y | ANDERSON , OAJS-1800 |  |  | 71.25 | 2001-12-06 11:12 | John | 1 | 0 | N | N
ANDERSON | OAJS-1800 | Y | ANDERSON , OAJS-1800 |  |  | 74.84 | 2001-12-06 11:12 | John | 1 | 0 | N | N
ANDERSON | OAJS-1800 | Y | ANDERSON , OAJS-1800 |  |  | 102.51 | 2001-12-06 11:12 | John | 1 | 0 | N | N
BURNDY CORP. | YNS56R | Y | BURNDY CORP. , YNS56R | JEA TRANSMISSION | CSC Stores | 38.04 | 2001-12-06 11:12 | John | 1 | 0 | N | N
BURNDY CORP. | YNS56R | Y | BURNDY CORP. , YNS56R |  |  | 43.16 | 2001-12-06 11:12 | John | 1 | 0 | N | N
BURNDY CORP. | YNS56R | Y | BURNDY CORP. , YNS56R |  |  | 44.02 | 2001-12-06 11:12 | John | 1 | 0 | N | N
BURNDY CORP. | YNS56R | Y | BURNDY CORP. , YNS56R |  |  | 50 | 2001-12-06 11:12 | John | 1 | 0 | N | N
BURNDY CORP. | YNS56R | Y | BURNDY CORP. , YNS56R |  |  | 57.82 | 2001-12-06 11:12 | John | 1 | 0 | N | N
BURNDY CORP. | YNS56R | Y | BURNDY CORP. , YNS56R |  |  | 61.61 | 2001-12-06 11:12 | John | 1 | 0 | N | N
BURNDY CORP. | YNS56R | Y | BURNDY CORP. , YNS56R |  |  | 71.25 | 2001-12-06 11:12 | John | 1 | 0 | N | N
BURNDY CORP. | YNS56R | Y | BURNDY CORP. , YNS56R |  |  | 74.84 | 2001-12-06 11:12 | John | 1 | 0 | N | N
BURNDY CORP. | YNS56R | Y | BURNDY CORP. , YNS56R |  |  | 102.51 | 2001-12-06 11:12 | John | 1 | 0 | N | N
BURNDY CORP. | YNSR56RT | Y | BURNDY CORP. , YNSR56RT | JEA TRANSMISSION | CSC Stores | 38.04 | 2001-12-06 11:12 | John | 1 | 0 | N | N
BURNDY CORP. | YNSR56RT | Y | BURNDY CORP. , YNSR56RT |  |  | 43.16 | 2001-12-06 11:12 | John | 1 | 0 | N | N
BURNDY CORP. | YNSR56RT | Y | BURNDY CORP. , YNSR56RT |  |  | 44.02 | 2001-12-06 11:12 | John | 1 | 0 | N | N
BURNDY CORP. | YNSR56RT | Y | BURNDY CORP. , YNSR56RT |  |  | 50 | 2001-12-06 11:12 | John | 1 | 0 | N | N
BURNDY CORP. | YNSR56RT | Y | BURNDY CORP. , YNSR56RT |  |  | 57.82 | 2001-12-06 11:12 | John | 1 | 0 | N | N
BURNDY CORP. | YNSR56RT | Y | BURNDY CORP. , YNSR56RT |  |  | 61.61 | 2001-12-06 11:12 | John | 1 | 0 | N | N
BURNDY CORP. | YNSR56RT | Y | BURNDY CORP. , YNSR56RT |  |  | 71.25 | 2001-12-06 11:12 | John | 1 | 0 | N | N
BURNDY CORP. | YNSR56RT | Y | BURNDY CORP. , YNSR56RT |  |  | 74.84 | 2001-12-06 11:12 | John | 1 | 0 | N | N
BURNDY CORP. | YNSR56RT | Y | BURNDY CORP. , YNSR56RT |  |  | 102.51 | 2001-12-06 11:12 | John | 1 | 0 | N | N
ANDERSON | VANS6-6 | Y | ANDERSON , VANS6-6 | JEA OVERHEAD DISTRIBUTION | CSC Stores | 0.76 | 2001-12-06 11:18 | Anjanece | 1 | 0 | #VALUE! | #VALUE!
ANDERSON | VANS6-6 | Y | ANDERSON , VANS6-6 |  |  | 0.85 | 2001-12-06 11:18 | Anjanece | 1 | 0 | #VALUE! | #VALUE!
ANDERSON | VANS6-6 | Y | ANDERSON , VANS6-6 |  |  | 0.93 | 2001-12-06 11:18 | Anjanece | 1 | 0 | #VALUE! | #VALUE!
BURNDY CORP. | YSS6RG2 | Y | BURNDY CORP. , YSS6RG2 | JEA OVERHEAD DISTRIBUTION | CSC Stores | 0.76 | 2001-12-06 11:18 | Anjanece | 1 | 0 | #VALUE! | #VALUE!
BURNDY CORP. | YSS6RG2 | Y | BURNDY CORP. , YSS6RG2 |  |  | 0.85 | 2001-12-06 11:18 | Anjanece | 1 | 0 | #VALUE! | #VALUE!
BURNDY CORP. | YSS6RG2 | Y | BURNDY CORP. , YSS6RG2 |  |  | 0.93 | 2001-12-06 11:18 | Anjanece | 1 | 0 | #VALUE! | #VALUE!
HOMAC | SNG66 | Y | HOMAC , SNG66 | JEA OVERHEAD DISTRIBUTION | CSC Stores | 0.76 | 2001-12-06 11:18 | Anjanece | 1 | 0 | #VALUE! | #VALUE!
HOMAC | SNG66 | Y | HOMAC , SNG66 |  |  | 0.85 | 2001-12-06 11:18 | Anjanece | 1 | 0 | #VALUE! | #VALUE!
HOMAC | SNG66 | Y | HOMAC , SNG66 |  |  | 0.93 | 2001-12-06 11:18 | Anjanece | 1 | 0 | #VALUE! | #VALUE!
ITT BLACKBURN | TR61 | Y | ITT BLACKBURN , TR61 | JEA OVERHEAD DISTRIBUTION | CSC Stores | 0.76 | 2001-12-06 11:18 | Anjanece | 1 | 0 | #VALUE! | #VALUE!
ITT BLACKBURN | TR61 | Y | ITT BLACKBURN , TR61 |  |  | 0.85 | 2001-12-06 11:18 | Anjanece | 1 | 0 | #VALUE! | #VALUE!
ITT BLACKBURN | TR61 | Y | ITT BLACKBURN , TR61 |  |  | 0.93 | 2001-12-06 11:18 | Anjanece | 1 | 0 | #VALUE! | #VALUE!
KEARNEY | 30008 | Y | KEARNEY , 30008 | JEA OVERHEAD DISTRIBUTION | CSC Stores | 0.76 | 2001-12-06 11:18 | Anjanece | 1 | 0 | #VALUE! | #VALUE!
KEARNEY | 30008 | Y | KEARNEY , 30008 |  |  | 0.85 | 2001-12-06 11:18 | Anjanece | 1 | 0 | #VALUE! | #VALUE!
KEARNEY | 30008 | Y | KEARNEY , 30008 |  |  | 0.93 | 2001-12-06 11:18 | Anjanece | 1 | 0 | #VALUE! | #VALUE!
PENN-UNION | PNK-44 | Y | PENN-UNION , PNK-44 | JEA OVERHEAD DISTRIBUTION | CSC Stores | 0.76 | 2001-12-06 11:18 | Anjanece | 1 | 0 | #VALUE! | #VALUE!
PENN-UNION | PNK-44 | Y | PENN-UNION , PNK-44 |  |  | 0.85 | 2001-12-06 11:18 | Anjanece | 1 | 0 | #VALUE! | #VALUE!
PENN-UNION | PNK-44 | Y | PENN-UNION , PNK-44 |  |  | 0.93 | 2001-12-06 11:18 | Anjanece | 1 | 0 | #VALUE! | #VALUE!
ANDERSON | VANS4-4 | Y | ANDERSON , VANS4-4 | JEA OVERHEAD DISTRIBUTION | CSC Stores | 0.86 | 2001-12-06 11:18 | Anjanece | 150 | 0 | #VALUE! | #VALUE!
ANDERSON | VANS4-4 | Y | ANDERSON , VANS4-4 |  |  | 0.92 | 2001-12-06 11:18 | Anjanece | 150 | 0 | #VALUE! | #VALUE!
ANDERSON | VANS4-4 | Y | ANDERSON , VANS4-4 |  |  | 0.98 | 2001-12-06 11:18 | Anjanece | 150 | 0 | #VALUE! | #VALUE!
ANDERSON | VANS4-4 | Y | ANDERSON , VANS4-4 |  |  | 0.99 | 2001-12-06 11:18 | Anjanece | 150 | 0 | #VALUE! | #VALUE!
ANDERSON | VANS4-4 | Y | ANDERSON , VANS4-4 |  |  | 1.25 | 2001-12-06 11:18 | Anjanece | 150 | 0 | #VALUE! | #VALUE!
ANDERSON | VANS4-4 | Y | ANDERSON , VANS4-4 |  |  | 1.27 | 2001-12-06 11:18 | Anjanece | 150 | 0 | #VALUE! | #VALUE!
ANDERSON | VANS4-4 | Y | ANDERSON , VANS4-4 |  |  | 1.34 | 2001-12-06 11:18 | Anjanece | 150 | 0 | #VALUE! | #VALUE!
ANDERSON | VANS4-4 | Y | ANDERSON , VANS4-4 |  | Storm Stores | 0 | 2018-04-16 10:31 | Anjanece |  | 0 | #VALUE! | #VALUE!
ANDERSON | VANS4-4 | Y | ANDERSON , VANS4-4 |  |  | 0.87 | 2018-04-16 10:31 | Anjanece |  | 0 | #VALUE! | #VALUE!
ANDERSON | VANS4-4 | Y | ANDERSON , VANS4-4 |  |  | 0.89 | 2018-04-16 10:31 | Anjanece |  | 0 | #VALUE! | #VALUE!
ANDERSON | VANS4-4 | Y | ANDERSON , VANS4-4 |  |  | 0.92 | 2018-04-16 10:31 | Anjanece |  | 0 | #VALUE! | #VALUE!
ANDERSON | VANS4-4 | Y | ANDERSON , VANS4-4 |  |  | 0.98 | 2018-04-16 10:31 | Anjanece |  | 0 | #VALUE! | #VALUE!
ANDERSON | VANS4-4 | Y | ANDERSON , VANS4-4 |  |  | 1.05 | 2018-04-16 10:31 | Anjanece |  | 0 | #VALUE! | #VALUE!
ANDERSON | VANS4-4 | Y | ANDERSON , VANS4-4 |  |  | 1.15 | 2018-04-16 10:31 | Anjanece |  | 0 | #VALUE! | #VALUE!
ANDERSON | VANS4-4 | Y | ANDERSON , VANS4-4 |  |  | 1.22 | 2018-04-16 10:31 | Anjanece |  | 0 | #VALUE! | #VALUE!
ANDERSON | VANS4-4 | Y | ANDERSON , VANS4-4 |  |  | 1.23 | 2018-04-16 10:31 | Anjanece |  | 0 | #VALUE! | #VALUE!
BURNDY CORP. | YSS4R | Y | BURNDY CORP. , YSS4R | JEA OVERHEAD DISTRIBUTION | CSC Stores | 0.86 | 2001-12-06 11:18 | Anjanece | 150 | 0 | #VALUE! | #VALUE!
BURNDY CORP. | YSS4R | Y | BURNDY CORP. , YSS4R |  |  | 0.92 | 2001-12-06 11:18 | Anjanece | 150 | 0 | #VALUE! | #VALUE!
BURNDY CORP. | YSS4R | Y | BURNDY CORP. , YSS4R |  |  | 0.98 | 2001-12-06 11:18 | Anjanece | 150 | 0 | #VALUE! | #VALUE!
BURNDY CORP. | YSS4R | Y | BURNDY CORP. , YSS4R |  |  | 0.99 | 2001-12-06 11:18 | Anjanece | 150 | 0 | #VALUE! | #VALUE!
BURNDY CORP. | YSS4R | Y | BURNDY CORP. , YSS4R |  |  | 1.25 | 2001-12-06 11:18 | Anjanece | 150 | 0 | #VALUE! | #VALUE!
BURNDY CORP. | YSS4R | Y | BURNDY CORP. , YSS4R |  |  | 1.27 | 2001-12-06 11:18 | Anjanece | 150 | 0 | #VALUE! | #VALUE!
BURNDY CORP. | YSS4R | Y | BURNDY CORP. , YSS4R |  |  | 1.34 | 2001-12-06 11:18 | Anjanece | 150 | 0 | #VALUE! | #VALUE!
BURNDY CORP. | YSS4R | Y | BURNDY CORP. , YSS4R |  | Storm Stores | 0 | 2018-04-16 10:31 | Anjanece |  | 0 | #VALUE! | #VALUE!
BURNDY CORP. | YSS4R | Y | BURNDY CORP. , YSS4R |  |  | 0.87 | 2018-04-16 10:31 | Anjanece |  | 0 | #VALUE! | #VALUE!
BURNDY CORP. | YSS4R | Y | BURNDY CORP. , YSS4R |  |  | 0.89 | 2018-04-16 10:31 | Anjanece |  | 0 | #VALUE! | #VALUE!
BURNDY CORP. | YSS4R | Y | BURNDY CORP. , YSS4R |  |  | 0.92 | 2018-04-16 10:31 | Anjanece |  | 0 | #VALUE! | #VALUE!
BURNDY CORP. | YSS4R | Y | BURNDY CORP. , YSS4R |  |  | 0.98 | 2018-04-16 10:31 | Anjanece |  | 0 | #VALUE! | #VALUE!
BURNDY CORP. | YSS4R | Y | BURNDY CORP. , YSS4R |  |  | 1.05 | 2018-04-16 10:31 | Anjanece |  | 0 | #VALUE! | #VALUE!
BURNDY CORP. | YSS4R | Y | BURNDY CORP. , YSS4R |  |  | 1.15 | 2018-04-16 10:31 | Anjanece |  | 0 | #VALUE! | #VALUE!
BURNDY CORP. | YSS4R | Y | BURNDY CORP. , YSS4R |  |  | 1.22 | 2018-04-16 10:31 | Anjanece |  | 0 | #VALUE! | #VALUE!
BURNDY CORP. | YSS4R | Y | BURNDY CORP. , YSS4R |  |  | 1.23 | 2018-04-16 10:31 | Anjanece |  | 0 | #VALUE! | #VALUE!
HOMAC | SNG44 | Y | HOMAC , SNG44 | JEA OVERHEAD DISTRIBUTION | CSC Stores | 0.86 | 2001-12-06 11:18 | Anjanece | 150 | 0 | #VALUE! | #VALUE!
HOMAC | SNG44 | Y | HOMAC , SNG44 |  |  | 0.92 | 2001-12-06 11:18 | Anjanece | 150 | 0 | #VALUE! | #VALUE!
HOMAC | SNG44 | Y | HOMAC , SNG44 |  |  | 0.98 | 2001-12-06 11:18 | Anjanece | 150 | 0 | #VALUE! | #VALUE!
HOMAC | SNG44 | Y | HOMAC , SNG44 |  |  | 0.99 | 2001-12-06 11:18 | Anjanece | 150 | 0 | #VALUE! | #VALUE!
HOMAC | SNG44 | Y | HOMAC , SNG44 |  |  | 1.25 | 2001-12-06 11:18 | Anjanece | 150 | 0 | #VALUE! | #VALUE!
HOMAC | SNG44 | Y | HOMAC , SNG44 |  |  | 1.27 | 2001-12-06 11:18 | Anjanece | 150 | 0 | #VALUE! | #VALUE!
HOMAC | SNG44 | Y | HOMAC , SNG44 |  |  | 1.34 | 2001-12-06 11:18 | Anjanece | 150 | 0 | #VALUE! | #VALUE!
HOMAC | SNG44 | Y | HOMAC , SNG44 |  | Storm Stores | 0 | 2018-04-16 10:31 | Anjanece |  | 0 | #VALUE! | #VALUE!
HOMAC | SNG44 | Y | HOMAC , SNG44 |  |  | 0.87 | 2018-04-16 10:31 | Anjanece |  | 0 | #VALUE! | #VALUE!
HOMAC | SNG44 | Y | HOMAC , SNG44 |  |  | 0.89 | 2018-04-16 10:31 | Anjanece |  | 0 | #VALUE! | #VALUE!
HOMAC | SNG44 | Y | HOMAC , SNG44 |  |  | 0.92 | 2018-04-16 10:31 | Anjanece |  | 0 | #VALUE! | #VALUE!
HOMAC | SNG44 | Y | HOMAC , SNG44 |  |  | 0.98 | 2018-04-16 10:31 | Anjanece |  | 0 | #VALUE! | #VALUE!
HOMAC | SNG44 | Y | HOMAC , SNG44 |  |  | 1.05 | 2018-04-16 10:31 | Anjanece |  | 0 | #VALUE! | #VALUE!
HOMAC | SNG44 | Y | HOMAC , SNG44 |  |  | 1.15 | 2018-04-16 10:31 | Anjanece |  | 0 | #VALUE! | #VALUE!
HOMAC | SNG44 | Y | HOMAC , SNG44 |  |  | 1.22 | 2018-04-16 10:31 | Anjanece |  | 0 | #VALUE! | #VALUE!
HOMAC | SNG44 | Y | HOMAC , SNG44 |  |  | 1.23 | 2018-04-16 10:31 | Anjanece |  | 0 | #VALUE! | #VALUE!
ITT BLACKBURN | TR63 | Y | ITT BLACKBURN , TR63 | JEA OVERHEAD DISTRIBUTION | CSC Stores | 0.86 | 2001-12-06 11:18 | Anjanece | 150 | 0 | #VALUE! | #VALUE!
ITT BLACKBURN | TR63 | Y | ITT BLACKBURN , TR63 |  |  | 0.92 | 2001-12-06 11:18 | Anjanece | 150 | 0 | #VALUE! | #VALUE!
ITT BLACKBURN | TR63 | Y | ITT BLACKBURN , TR63 |  |  | 0.98 | 2001-12-06 11:18 | Anjanece | 150 | 0 | #VALUE! | #VALUE!
ITT BLACKBURN | TR63 | Y | ITT BLACKBURN , TR63 |  |  | 0.99 | 2001-12-06 11:18 | Anjanece | 150 | 0 | #VALUE! | #VALUE!
ITT BLACKBURN | TR63 | Y | ITT BLACKBURN , TR63 |  |  | 1.25 | 2001-12-06 11:18 | Anjanece | 150 | 0 | #VALUE! | #VALUE!
ITT BLACKBURN | TR63 | Y | ITT BLACKBURN , TR63 |  |  | 1.27 | 2001-12-06 11:18 | Anjanece | 150 | 0 | #VALUE! | #VALUE!
ITT BLACKBURN | TR63 | Y | ITT BLACKBURN , TR63 |  |  | 1.34 | 2001-12-06 11:18 | Anjanece | 150 | 0 | #VALUE! | #VALUE!
ITT BLACKBURN | TR63 | Y | ITT BLACKBURN , TR63 |  | Storm Stores | 0 | 2018-04-16 10:31 | Anjanece |  | 0 | #VALUE! | #VALUE!
ITT BLACKBURN | TR63 | Y | ITT BLACKBURN , TR63 |  |  | 0.87 | 2018-04-16 10:31 | Anjanece |  | 0 | #VALUE! | #VALUE!
ITT BLACKBURN | TR63 | Y | ITT BLACKBURN , TR63 |  |  | 0.89 | 2018-04-16 10:31 | Anjanece |  | 0 | #VALUE! | #VALUE!
ITT BLACKBURN | TR63 | Y | ITT BLACKBURN , TR63 |  |  | 0.92 | 2018-04-16 10:31 | Anjanece |  | 0 | #VALUE! | #VALUE!
ITT BLACKBURN | TR63 | Y | ITT BLACKBURN , TR63 |  |  | 0.98 | 2018-04-16 10:31 | Anjanece |  | 0 | #VALUE! | #VALUE!
ITT BLACKBURN | TR63 | Y | ITT BLACKBURN , TR63 |  |  | 1.05 | 2018-04-16 10:31 | Anjanece |  | 0 | #VALUE! | #VALUE!
ITT BLACKBURN | TR63 | Y | ITT BLACKBURN , TR63 |  |  | 1.15 | 2018-04-16 10:31 | Anjanece |  | 0 | #VALUE! | #VALUE!
ITT BLACKBURN | TR63 | Y | ITT BLACKBURN , TR63 |  |  | 1.22 | 2018-04-16 10:31 | Anjanece |  | 0 | #VALUE! | #VALUE!
ITT BLACKBURN | TR63 | Y | ITT BLACKBURN , TR63 |  |  | 1.23 | 2018-04-16 10:31 | Anjanece |  | 0 | #VALUE! | #VALUE!
KEARNEY | 30009 | Y | KEARNEY , 30009 | JEA OVERHEAD DISTRIBUTION | CSC Stores | 0.86 | 2001-12-06 11:18 | Anjanece | 150 | 0 | #VALUE! | #VALUE!
KEARNEY | 30009 | Y | KEARNEY , 30009 |  |  | 0.92 | 2001-12-06 11:18 | Anjanece | 150 | 0 | #VALUE! | #VALUE!
KEARNEY | 30009 | Y | KEARNEY , 30009 |  |  | 0.98 | 2001-12-06 11:18 | Anjanece | 150 | 0 | #VALUE! | #VALUE!
KEARNEY | 30009 | Y | KEARNEY , 30009 |  |  | 0.99 | 2001-12-06 11:18 | Anjanece | 150 | 0 | #VALUE! | #VALUE!
KEARNEY | 30009 | Y | KEARNEY , 30009 |  |  | 1.25 | 2001-12-06 11:18 | Anjanece | 150 | 0 | #VALUE! | #VALUE!
KEARNEY | 30009 | Y | KEARNEY , 30009 |  |  | 1.27 | 2001-12-06 11:18 | Anjanece | 150 | 0 | #VALUE! | #VALUE!
KEARNEY | 30009 | Y | KEARNEY , 30009 |  |  | 1.34 | 2001-12-06 11:18 | Anjanece | 150 | 0 | #VALUE! | #VALUE!
KEARNEY | 30009 | Y | KEARNEY , 30009 |  | Storm Stores | 0 | 2018-04-16 10:31 | Anjanece |  | 0 | #VALUE! | #VALUE!
KEARNEY | 30009 | Y | KEARNEY , 30009 |  |  | 0.87 | 2018-04-16 10:31 | Anjanece |  | 0 | #VALUE! | #VALUE!
KEARNEY | 30009 | Y | KEARNEY , 30009 |  |  | 0.89 | 2018-04-16 10:31 | Anjanece |  | 0 | #VALUE! | #VALUE!
KEARNEY | 30009 | Y | KEARNEY , 30009 |  |  | 0.92 | 2018-04-16 10:31 | Anjanece |  | 0 | #VALUE! | #VALUE!
KEARNEY | 30009 | Y | KEARNEY , 30009 |  |  | 0.98 | 2018-04-16 10:31 | Anjanece |  | 0 | #VALUE! | #VALUE!
KEARNEY | 30009 | Y | KEARNEY , 30009 |  |  | 1.05 | 2018-04-16 10:31 | Anjanece |  | 0 | #VALUE! | #VALUE!
KEARNEY | 30009 | Y | KEARNEY , 30009 |  |  | 1.15 | 2018-04-16 10:31 | Anjanece |  | 0 | #VALUE! | #VALUE!
KEARNEY | 30009 | Y | KEARNEY , 30009 |  |  | 1.22 | 2018-04-16 10:31 | Anjanece |  | 0 | #VALUE! | #VALUE!
KEARNEY | 30009 | Y | KEARNEY , 30009 |  |  | 1.23 | 2018-04-16 10:31 | Anjanece |  | 0 | #VALUE! | #VALUE!
PENN-UNION | PNK-22 | Y | PENN-UNION , PNK-22 | JEA OVERHEAD DISTRIBUTION | CSC Stores | 0.86 | 2001-12-06 11:18 | Anjanece | 150 | 0 | #VALUE! | #VALUE!
PENN-UNION | PNK-22 | Y | PENN-UNION , PNK-22 |  |  | 0.92 | 2001-12-06 11:18 | Anjanece | 150 | 0 | #VALUE! | #VALUE!
PENN-UNION | PNK-22 | Y | PENN-UNION , PNK-22 |  |  | 0.98 | 2001-12-06 11:18 | Anjanece | 150 | 0 | #VALUE! | #VALUE!
PENN-UNION | PNK-22 | Y | PENN-UNION , PNK-22 |  |  | 0.99 | 2001-12-06 11:18 | Anjanece | 150 | 0 | #VALUE! | #VALUE!
PENN-UNION | PNK-22 | Y | PENN-UNION , PNK-22 |  |  | 1.25 | 2001-12-06 11:18 | Anjanece | 150 | 0 | #VALUE! | #VALUE!
PENN-UNION | PNK-22 | Y | PENN-UNION , PNK-22 |  |  | 1.27 | 2001-12-06 11:18 | Anjanece | 150 | 0 | #VALUE! | #VALUE!
PENN-UNION | PNK-22 | Y | PENN-UNION , PNK-22 |  |  | 1.34 | 2001-12-06 11:18 | Anjanece | 150 | 0 | #VALUE! | #VALUE!
PENN-UNION | PNK-22 | Y | PENN-UNION , PNK-22 |  | Storm Stores | 0 | 2018-04-16 10:31 | Anjanece |  | 0 | #VALUE! | #VALUE!
PENN-UNION | PNK-22 | Y | PENN-UNION , PNK-22 |  |  | 0.87 | 2018-04-16 10:31 | Anjanece |  | 0 | #VALUE! | #VALUE!
PENN-UNION | PNK-22 | Y | PENN-UNION , PNK-22 |  |  | 0.89 | 2018-04-16 10:31 | Anjanece |  | 0 | #VALUE! | #VALUE!
PENN-UNION | PNK-22 | Y | PENN-UNION , PNK-22 |  |  | 0.92 | 2018-04-16 10:31 | Anjanece |  | 0 | #VALUE! | #VALUE!
PENN-UNION | PNK-22 | Y | PENN-UNION , PNK-22 |  |  | 0.98 | 2018-04-16 10:31 | Anjanece |  | 0 | #VALUE! | #VALUE!
PENN-UNION | PNK-22 | Y | PENN-UNION , PNK-22 |  |  | 1.05 | 2018-04-16 10:31 | Anjanece |  | 0 | #VALUE! | #VALUE!
PENN-UNION | PNK-22 | Y | PENN-UNION , PNK-22 |  |  | 1.15 | 2018-04-16 10:31 | Anjanece |  | 0 | #VALUE! | #VALUE!
PENN-UNION | PNK-22 | Y | PENN-UNION , PNK-22 |  |  | 1.22 | 2018-04-16 10:31 | Anjanece |  | 0 | #VALUE! | #VALUE!
PENN-UNION | PNK-22 | Y | PENN-UNION , PNK-22 |  |  | 1.23 | 2018-04-16 10:31 | Anjanece |  | 0 | #VALUE! | #VALUE!
UTILITY STANDARD | USYSS4R | Y | UTILITY STANDARD , USYSS4R | JEA OVERHEAD DISTRIBUTION | CSC Stores | 0.86 | 2001-12-06 11:18 | Anjanece | 150 | 0 | #VALUE! | #VALUE!
UTILITY STANDARD | USYSS4R | Y | UTILITY STANDARD , USYSS4R |  |  | 0.92 | 2001-12-06 11:18 | Anjanece | 150 | 0 | #VALUE! | #VALUE!
UTILITY STANDARD | USYSS4R | Y | UTILITY STANDARD , USYSS4R |  |  | 0.98 | 2001-12-06 11:18 | Anjanece | 150 | 0 | #VALUE! | #VALUE!
UTILITY STANDARD | USYSS4R | Y | UTILITY STANDARD , USYSS4R |  |  | 0.99 | 2001-12-06 11:18 | Anjanece | 150 | 0 | #VALUE! | #VALUE!
UTILITY STANDARD | USYSS4R | Y | UTILITY STANDARD , USYSS4R |  |  | 1.25 | 2001-12-06 11:18 | Anjanece | 150 | 0 | #VALUE! | #VALUE!
UTILITY STANDARD | USYSS4R | Y | UTILITY STANDARD , USYSS4R |  |  | 1.27 | 2001-12-06 11:18 | Anjanece | 150 | 0 | #VALUE! | #VALUE!
UTILITY STANDARD | USYSS4R | Y | UTILITY STANDARD , USYSS4R |  |  | 1.34 | 2001-12-06 11:18 | Anjanece | 150 | 0 | #VALUE! | #VALUE!
UTILITY STANDARD | USYSS4R | Y | UTILITY STANDARD , USYSS4R |  | Storm Stores | 0 | 2018-04-16 10:31 | Anjanece |  | 0 | #VALUE! | #VALUE!
UTILITY STANDARD | USYSS4R | Y | UTILITY STANDARD , USYSS4R |  |  | 0.87 | 2018-04-16 10:31 | Anjanece |  | 0 | #VALUE! | #VALUE!
UTILITY STANDARD | USYSS4R | Y | UTILITY STANDARD , USYSS4R |  |  | 0.89 | 2018-04-16 10:31 | Anjanece |  | 0 | #VALUE! | #VALUE!
UTILITY STANDARD | USYSS4R | Y | UTILITY STANDARD , USYSS4R |  |  | 0.92 | 2018-04-16 10:31 | Anjanece |  | 0 | #VALUE! | #VALUE!
UTILITY STANDARD | USYSS4R | Y | UTILITY STANDARD , USYSS4R |  |  | 0.98 | 2018-04-16 10:31 | Anjanece |  | 0 | #VALUE! | #VALUE!
UTILITY STANDARD | USYSS4R | Y | UTILITY STANDARD , USYSS4R |  |  | 1.05 | 2018-04-16 10:31 | Anjanece |  | 0 | #VALUE! | #VALUE!
UTILITY STANDARD | USYSS4R | Y | UTILITY STANDARD , USYSS4R |  |  | 1.15 | 2018-04-16 10:31 | Anjanece |  | 0 | #VALUE! | #VALUE!
UTILITY STANDARD | USYSS4R | Y | UTILITY STANDARD , USYSS4R |  |  | 1.22 | 2018-04-16 10:31 | Anjanece |  | 0 | #VALUE! | #VALUE!
UTILITY STANDARD | USYSS4R | Y | UTILITY STANDARD , USYSS4R |  |  | 1.23 | 2018-04-16 10:31 | Anjanece |  | 0 | #VALUE! | #VALUE!
ANDERSON | VANS1-1 | Y | ANDERSON , VANS1-1 | JEA OVERHEAD DISTRIBUTION | CSC Stores | 0.82 | 2001-12-06 11:19 | Anjanece | 150 | 0 | #VALUE! | #VALUE!
ANDERSON | VANS1-1 | Y | ANDERSON , VANS1-1 |  |  | 0.83 | 2001-12-06 11:19 | Anjanece | 150 | 0 | #VALUE! | #VALUE!
ANDERSON | VANS1-1 | Y | ANDERSON , VANS1-1 |  |  | 0.84 | 2001-12-06 11:19 | Anjanece | 150 | 0 | #VALUE! | #VALUE!
ANDERSON | VANS1-1 | Y | ANDERSON , VANS1-1 |  |  | 0.92 | 2001-12-06 11:19 | Anjanece | 150 | 0 | #VALUE! | #VALUE!
ANDERSON | VANS1-1 | Y | ANDERSON , VANS1-1 |  |  | 0.97 | 2001-12-06 11:19 | Anjanece | 150 | 0 | #VALUE! | #VALUE!
ANDERSON | VANS1-1 | Y | ANDERSON , VANS1-1 |  |  | 1.04 | 2001-12-06 11:19 | Anjanece | 150 | 0 | #VALUE! | #VALUE!
ANDERSON | VANS1-1 | Y | ANDERSON , VANS1-1 |  |  | 1.05 | 2001-12-06 11:19 | Anjanece | 150 | 0 | #VALUE! | #VALUE!
ANDERSON | VANS1-1 | Y | ANDERSON , VANS1-1 |  |  | 1.06 | 2001-12-06 11:19 | Anjanece | 150 | 0 | #VALUE! | #VALUE!
ANDERSON | VANS1-1 | Y | ANDERSON , VANS1-1 |  |  | 1.25 | 2001-12-06 11:19 | Anjanece | 150 | 0 | #VALUE! | #VALUE!
ANDERSON | VANS1-1 | Y | ANDERSON , VANS1-1 |  |  | 1.44 | 2001-12-06 11:19 | Anjanece | 150 | 0 | #VALUE! | #VALUE!
ANDERSON | VANS1-1 | Y | ANDERSON , VANS1-1 |  | Storm Stores | 0 | 2018-04-16 10:32 | Anjanece |  | 0 | #VALUE! | #VALUE!
ANDERSON | VANS1-1 | Y | ANDERSON , VANS1-1 |  |  | 0.82 | 2018-04-16 10:32 | Anjanece |  | 0 | #VALUE! | #VALUE!
ANDERSON | VANS1-1 | Y | ANDERSON , VANS1-1 |  |  | 0.83 | 2018-04-16 10:32 | Anjanece |  | 0 | #VALUE! | #VALUE!
ANDERSON | VANS1-1 | Y | ANDERSON , VANS1-1 |  |  | 0.98 | 2018-04-16 10:32 | Anjanece |  | 0 | #VALUE! | #VALUE!
ANDERSON | VANS1-1 | Y | ANDERSON , VANS1-1 |  |  | 1.05 | 2018-04-16 10:32 | Anjanece |  | 0 | #VALUE! | #VALUE!
ANDERSON | VANS1-1 | Y | ANDERSON , VANS1-1 |  |  | 1.16 | 2018-04-16 10:32 | Anjanece |  | 0 | #VALUE! | #VALUE!
BURNDY CORP. | YSS2R | Y | BURNDY CORP. , YSS2R | JEA OVERHEAD DISTRIBUTION | CSC Stores | 0.82 | 2001-12-06 11:19 | Anjanece | 150 | 0 | #VALUE! | #VALUE!
BURNDY CORP. | YSS2R | Y | BURNDY CORP. , YSS2R |  |  | 0.83 | 2001-12-06 11:19 | Anjanece | 150 | 0 | #VALUE! | #VALUE!
BURNDY CORP. | YSS2R | Y | BURNDY CORP. , YSS2R |  |  | 0.84 | 2001-12-06 11:19 | Anjanece | 150 | 0 | #VALUE! | #VALUE!
BURNDY CORP. | YSS2R | Y | BURNDY CORP. , YSS2R |  |  | 0.92 | 2001-12-06 11:19 | Anjanece | 150 | 0 | #VALUE! | #VALUE!
BURNDY CORP. | YSS2R | Y | BURNDY CORP. , YSS2R |  |  | 0.97 | 2001-12-06 11:19 | Anjanece | 150 | 0 | #VALUE! | #VALUE!
BURNDY CORP. | YSS2R | Y | BURNDY CORP. , YSS2R |  |  | 1.04 | 2001-12-06 11:19 | Anjanece | 150 | 0 | #VALUE! | #VALUE!
BURNDY CORP. | YSS2R | Y | BURNDY CORP. , YSS2R |  |  | 1.05 | 2001-12-06 11:19 | Anjanece | 150 | 0 | #VALUE! | #VALUE!
BURNDY CORP. | YSS2R | Y | BURNDY CORP. , YSS2R |  |  | 1.06 | 2001-12-06 11:19 | Anjanece | 150 | 0 | #VALUE! | #VALUE!
BURNDY CORP. | YSS2R | Y | BURNDY CORP. , YSS2R |  |  | 1.25 | 2001-12-06 11:19 | Anjanece | 150 | 0 | #VALUE! | #VALUE!
BURNDY CORP. | YSS2R | Y | BURNDY CORP. , YSS2R |  |  | 1.44 | 2001-12-06 11:19 | Anjanece | 150 | 0 | #VALUE! | #VALUE!
BURNDY CORP. | YSS2R | Y | BURNDY CORP. , YSS2R |  | Storm Stores | 0 | 2018-04-16 10:32 | Anjanece |  | 0 | #VALUE! | #VALUE!
BURNDY CORP. | YSS2R | Y | BURNDY CORP. , YSS2R |  |  | 0.82 | 2018-04-16 10:32 | Anjanece |  | 0 | #VALUE! | #VALUE!
BURNDY CORP. | YSS2R | Y | BURNDY CORP. , YSS2R |  |  | 0.83 | 2018-04-16 10:32 | Anjanece |  | 0 | #VALUE! | #VALUE!
BURNDY CORP. | YSS2R | Y | BURNDY CORP. , YSS2R |  |  | 0.98 | 2018-04-16 10:32 | Anjanece |  | 0 | #VALUE! | #VALUE!
BURNDY CORP. | YSS2R | Y | BURNDY CORP. , YSS2R |  |  | 1.05 | 2018-04-16 10:32 | Anjanece |  | 0 | #VALUE! | #VALUE!
BURNDY CORP. | YSS2R | Y | BURNDY CORP. , YSS2R |  |  | 1.16 | 2018-04-16 10:32 | Anjanece |  | 0 | #VALUE! | #VALUE!
HOMAC | SNG22 | Y | HOMAC , SNG22 | JEA OVERHEAD DISTRIBUTION | CSC Stores | 0.82 | 2001-12-06 11:19 | Anjanece | 150 | 0 | #VALUE! | #VALUE!
HOMAC | SNG22 | Y | HOMAC , SNG22 |  |  | 0.83 | 2001-12-06 11:19 | Anjanece | 150 | 0 | #VALUE! | #VALUE!
HOMAC | SNG22 | Y | HOMAC , SNG22 |  |  | 0.84 | 2001-12-06 11:19 | Anjanece | 150 | 0 | #VALUE! | #VALUE!
HOMAC | SNG22 | Y | HOMAC , SNG22 |  |  | 0.92 | 2001-12-06 11:19 | Anjanece | 150 | 0 | #VALUE! | #VALUE!
HOMAC | SNG22 | Y | HOMAC , SNG22 |  |  | 0.97 | 2001-12-06 11:19 | Anjanece | 150 | 0 | #VALUE! | #VALUE!
HOMAC | SNG22 | Y | HOMAC , SNG22 |  |  | 1.04 | 2001-12-06 11:19 | Anjanece | 150 | 0 | #VALUE! | #VALUE!
HOMAC | SNG22 | Y | HOMAC , SNG22 |  |  | 1.05 | 2001-12-06 11:19 | Anjanece | 150 | 0 | #VALUE! | #VALUE!
HOMAC | SNG22 | Y | HOMAC , SNG22 |  |  | 1.06 | 2001-12-06 11:19 | Anjanece | 150 | 0 | #VALUE! | #VALUE!
HOMAC | SNG22 | Y | HOMAC , SNG22 |  |  | 1.25 | 2001-12-06 11:19 | Anjanece | 150 | 0 | #VALUE! | #VALUE!
HOMAC | SNG22 | Y | HOMAC , SNG22 |  |  | 1.44 | 2001-12-06 11:19 | Anjanece | 150 | 0 | #VALUE! | #VALUE!
HOMAC | SNG22 | Y | HOMAC , SNG22 |  | Storm Stores | 0 | 2018-04-16 10:32 | Anjanece |  | 0 | #VALUE! | #VALUE!
HOMAC | SNG22 | Y | HOMAC , SNG22 |  |  | 0.82 | 2018-04-16 10:32 | Anjanece |  | 0 | #VALUE! | #VALUE!
HOMAC | SNG22 | Y | HOMAC , SNG22 |  |  | 0.83 | 2018-04-16 10:32 | Anjanece |  | 0 | #VALUE! | #VALUE!
HOMAC | SNG22 | Y | HOMAC , SNG22 |  |  | 0.98 | 2018-04-16 10:32 | Anjanece |  | 0 | #VALUE! | #VALUE!
HOMAC | SNG22 | Y | HOMAC , SNG22 |  |  | 1.05 | 2018-04-16 10:32 | Anjanece |  | 0 | #VALUE! | #VALUE!
HOMAC | SNG22 | Y | HOMAC , SNG22 |  |  | 1.16 | 2018-04-16 10:32 | Anjanece |  | 0 | #VALUE! | #VALUE!
ITT BLACKBURN | TR64 | Y | ITT BLACKBURN , TR64 | JEA OVERHEAD DISTRIBUTION | CSC Stores | 0.82 | 2001-12-06 11:19 | Anjanece | 150 | 0 | #VALUE! | #VALUE!
ITT BLACKBURN | TR64 | Y | ITT BLACKBURN , TR64 |  |  | 0.83 | 2001-12-06 11:19 | Anjanece | 150 | 0 | #VALUE! | #VALUE!
ITT BLACKBURN | TR64 | Y | ITT BLACKBURN , TR64 |  |  | 0.84 | 2001-12-06 11:19 | Anjanece | 150 | 0 | #VALUE! | #VALUE!
ITT BLACKBURN | TR64 | Y | ITT BLACKBURN , TR64 |  |  | 0.92 | 2001-12-06 11:19 | Anjanece | 150 | 0 | #VALUE! | #VALUE!
ITT BLACKBURN | TR64 | Y | ITT BLACKBURN , TR64 |  |  | 0.97 | 2001-12-06 11:19 | Anjanece | 150 | 0 | #VALUE! | #VALUE!
ITT BLACKBURN | TR64 | Y | ITT BLACKBURN , TR64 |  |  | 1.04 | 2001-12-06 11:19 | Anjanece | 150 | 0 | #VALUE! | #VALUE!
ITT BLACKBURN | TR64 | Y | ITT BLACKBURN , TR64 |  |  | 1.05 | 2001-12-06 11:19 | Anjanece | 150 | 0 | #VALUE! | #VALUE!
ITT BLACKBURN | TR64 | Y | ITT BLACKBURN , TR64 |  |  | 1.06 | 2001-12-06 11:19 | Anjanece | 150 | 0 | #VALUE! | #VALUE!
ITT BLACKBURN | TR64 | Y | ITT BLACKBURN , TR64 |  |  | 1.25 | 2001-12-06 11:19 | Anjanece | 150 | 0 | #VALUE! | #VALUE!
ITT BLACKBURN | TR64 | Y | ITT BLACKBURN , TR64 |  |  | 1.44 | 2001-12-06 11:19 | Anjanece | 150 | 0 | #VALUE! | #VALUE!
ITT BLACKBURN | TR64 | Y | ITT BLACKBURN , TR64 |  | Storm Stores | 0 | 2018-04-16 10:32 | Anjanece |  | 0 | #VALUE! | #VALUE!
ITT BLACKBURN | TR64 | Y | ITT BLACKBURN , TR64 |  |  | 0.82 | 2018-04-16 10:32 | Anjanece |  | 0 | #VALUE! | #VALUE!
ITT BLACKBURN | TR64 | Y | ITT BLACKBURN , TR64 |  |  | 0.83 | 2018-04-16 10:32 | Anjanece |  | 0 | #VALUE! | #VALUE!
ITT BLACKBURN | TR64 | Y | ITT BLACKBURN , TR64 |  |  | 0.98 | 2018-04-16 10:32 | Anjanece |  | 0 | #VALUE! | #VALUE!
ITT BLACKBURN | TR64 | Y | ITT BLACKBURN , TR64 |  |  | 1.05 | 2018-04-16 10:32 | Anjanece |  | 0 | #VALUE! | #VALUE!
ITT BLACKBURN | TR64 | Y | ITT BLACKBURN , TR64 |  |  | 1.16 | 2018-04-16 10:32 | Anjanece |  | 0 | #VALUE! | #VALUE!
KEARNEY | 30010 | Y | KEARNEY , 30010 | JEA OVERHEAD DISTRIBUTION | CSC Stores | 0.82 | 2001-12-06 11:19 | Anjanece | 150 | 0 | #VALUE! | #VALUE!
KEARNEY | 30010 | Y | KEARNEY , 30010 |  |  | 0.83 | 2001-12-06 11:19 | Anjanece | 150 | 0 | #VALUE! | #VALUE!
KEARNEY | 30010 | Y | KEARNEY , 30010 |  |  | 0.84 | 2001-12-06 11:19 | Anjanece | 150 | 0 | #VALUE! | #VALUE!
KEARNEY | 30010 | Y | KEARNEY , 30010 |  |  | 0.92 | 2001-12-06 11:19 | Anjanece | 150 | 0 | #VALUE! | #VALUE!
KEARNEY | 30010 | Y | KEARNEY , 30010 |  |  | 0.97 | 2001-12-06 11:19 | Anjanece | 150 | 0 | #VALUE! | #VALUE!
KEARNEY | 30010 | Y | KEARNEY , 30010 |  |  | 1.04 | 2001-12-06 11:19 | Anjanece | 150 | 0 | #VALUE! | #VALUE!
KEARNEY | 30010 | Y | KEARNEY , 30010 |  |  | 1.05 | 2001-12-06 11:19 | Anjanece | 150 | 0 | #VALUE! | #VALUE!
KEARNEY | 30010 | Y | KEARNEY , 30010 |  |  | 1.06 | 2001-12-06 11:19 | Anjanece | 150 | 0 | #VALUE! | #VALUE!
KEARNEY | 30010 | Y | KEARNEY , 30010 |  |  | 1.25 | 2001-12-06 11:19 | Anjanece | 150 | 0 | #VALUE! | #VALUE!
KEARNEY | 30010 | Y | KEARNEY , 30010 |  |  | 1.44 | 2001-12-06 11:19 | Anjanece | 150 | 0 | #VALUE! | #VALUE!
KEARNEY | 30010 | Y | KEARNEY , 30010 |  | Storm Stores | 0 | 2018-04-16 10:32 | Anjanece |  | 0 | #VALUE! | #VALUE!
KEARNEY | 30010 | Y | KEARNEY , 30010 |  |  | 0.82 | 2018-04-16 10:32 | Anjanece |  | 0 | #VALUE! | #VALUE!
KEARNEY | 30010 | Y | KEARNEY , 30010 |  |  | 0.83 | 2018-04-16 10:32 | Anjanece |  | 0 | #VALUE! | #VALUE!
KEARNEY | 30010 | Y | KEARNEY , 30010 |  |  | 0.98 | 2018-04-16 10:32 | Anjanece |  | 0 | #VALUE! | #VALUE!
KEARNEY | 30010 | Y | KEARNEY , 30010 |  |  | 1.05 | 2018-04-16 10:32 | Anjanece |  | 0 | #VALUE! | #VALUE!
KEARNEY | 30010 | Y | KEARNEY , 30010 |  |  | 1.16 | 2018-04-16 10:32 | Anjanece |  | 0 | #VALUE! | #VALUE!
PENN-UNION | PNK-11 | Y | PENN-UNION , PNK-11 | JEA OVERHEAD DISTRIBUTION | CSC Stores | 0.82 | 2001-12-06 11:19 | Anjanece | 150 | 0 | #VALUE! | #VALUE!
PENN-UNION | PNK-11 | Y | PENN-UNION , PNK-11 |  |  | 0.83 | 2001-12-06 11:19 | Anjanece | 150 | 0 | #VALUE! | #VALUE!
PENN-UNION | PNK-11 | Y | PENN-UNION , PNK-11 |  |  | 0.84 | 2001-12-06 11:19 | Anjanece | 150 | 0 | #VALUE! | #VALUE!
PENN-UNION | PNK-11 | Y | PENN-UNION , PNK-11 |  |  | 0.92 | 2001-12-06 11:19 | Anjanece | 150 | 0 | #VALUE! | #VALUE!
PENN-UNION | PNK-11 | Y | PENN-UNION , PNK-11 |  |  | 0.97 | 2001-12-06 11:19 | Anjanece | 150 | 0 | #VALUE! | #VALUE!
PENN-UNION | PNK-11 | Y | PENN-UNION , PNK-11 |  |  | 1.04 | 2001-12-06 11:19 | Anjanece | 150 | 0 | #VALUE! | #VALUE!
PENN-UNION | PNK-11 | Y | PENN-UNION , PNK-11 |  |  | 1.05 | 2001-12-06 11:19 | Anjanece | 150 | 0 | #VALUE! | #VALUE!
PENN-UNION | PNK-11 | Y | PENN-UNION , PNK-11 |  |  | 1.06 | 2001-12-06 11:19 | Anjanece | 150 | 0 | #VALUE! | #VALUE!
PENN-UNION | PNK-11 | Y | PENN-UNION , PNK-11 |  |  | 1.25 | 2001-12-06 11:19 | Anjanece | 150 | 0 | #VALUE! | #VALUE!
PENN-UNION | PNK-11 | Y | PENN-UNION , PNK-11 |  |  | 1.44 | 2001-12-06 11:19 | Anjanece | 150 | 0 | #VALUE! | #VALUE!
PENN-UNION | PNK-11 | Y | PENN-UNION , PNK-11 |  | Storm Stores | 0 | 2018-04-16 10:32 | Anjanece |  | 0 | #VALUE! | #VALUE!
PENN-UNION | PNK-11 | Y | PENN-UNION , PNK-11 |  |  | 0.82 | 2018-04-16 10:32 | Anjanece |  | 0 | #VALUE! | #VALUE!
PENN-UNION | PNK-11 | Y | PENN-UNION , PNK-11 |  |  | 0.83 | 2018-04-16 10:32 | Anjanece |  | 0 | #VALUE! | #VALUE!
PENN-UNION | PNK-11 | Y | PENN-UNION , PNK-11 |  |  | 0.98 | 2018-04-16 10:32 | Anjanece |  | 0 | #VALUE! | #VALUE!
PENN-UNION | PNK-11 | Y | PENN-UNION , PNK-11 |  |  | 1.05 | 2018-04-16 10:32 | Anjanece |  | 0 | #VALUE! | #VALUE!
PENN-UNION | PNK-11 | Y | PENN-UNION , PNK-11 |  |  | 1.16 | 2018-04-16 10:32 | Anjanece |  | 0 | #VALUE! | #VALUE!
UTILITY STANDARD | USYSS2R | Y | UTILITY STANDARD , USYSS2R | JEA OVERHEAD DISTRIBUTION | CSC Stores | 0.82 | 2001-12-06 11:19 | Anjanece | 150 | 0 | #VALUE! | #VALUE!
UTILITY STANDARD | USYSS2R | Y | UTILITY STANDARD , USYSS2R |  |  | 0.83 | 2001-12-06 11:19 | Anjanece | 150 | 0 | #VALUE! | #VALUE!
UTILITY STANDARD | USYSS2R | Y | UTILITY STANDARD , USYSS2R |  |  | 0.84 | 2001-12-06 11:19 | Anjanece | 150 | 0 | #VALUE! | #VALUE!
UTILITY STANDARD | USYSS2R | Y | UTILITY STANDARD , USYSS2R |  |  | 0.92 | 2001-12-06 11:19 | Anjanece | 150 | 0 | #VALUE! | #VALUE!
UTILITY STANDARD | USYSS2R | Y | UTILITY STANDARD , USYSS2R |  |  | 0.97 | 2001-12-06 11:19 | Anjanece | 150 | 0 | #VALUE! | #VALUE!
UTILITY STANDARD | USYSS2R | Y | UTILITY STANDARD , USYSS2R |  |  | 1.04 | 2001-12-06 11:19 | Anjanece | 150 | 0 | #VALUE! | #VALUE!
UTILITY STANDARD | USYSS2R | Y | UTILITY STANDARD , USYSS2R |  |  | 1.05 | 2001-12-06 11:19 | Anjanece | 150 | 0 | #VALUE! | #VALUE!
UTILITY STANDARD | USYSS2R | Y | UTILITY STANDARD , USYSS2R |  |  | 1.06 | 2001-12-06 11:19 | Anjanece | 150 | 0 | #VALUE! | #VALUE!
UTILITY STANDARD | USYSS2R | Y | UTILITY STANDARD , USYSS2R |  |  | 1.25 | 2001-12-06 11:19 | Anjanece | 150 | 0 | #VALUE! | #VALUE!
UTILITY STANDARD | USYSS2R | Y | UTILITY STANDARD , USYSS2R |  |  | 1.44 | 2001-12-06 11:19 | Anjanece | 150 | 0 | #VALUE! | #VALUE!
UTILITY STANDARD | USYSS2R | Y | UTILITY STANDARD , USYSS2R |  | Storm Stores | 0 | 2018-04-16 10:32 | Anjanece |  | 0 | #VALUE! | #VALUE!
UTILITY STANDARD | USYSS2R | Y | UTILITY STANDARD , USYSS2R |  |  | 0.82 | 2018-04-16 10:32 | Anjanece |  | 0 | #VALUE! | #VALUE!
UTILITY STANDARD | USYSS2R | Y | UTILITY STANDARD , USYSS2R |  |  | 0.83 | 2018-04-16 10:32 | Anjanece |  | 0 | #VALUE! | #VALUE!
UTILITY STANDARD | USYSS2R | Y | UTILITY STANDARD , USYSS2R |  |  | 0.98 | 2018-04-16 10:32 | Anjanece |  | 0 | #VALUE! | #VALUE!
UTILITY STANDARD | USYSS2R | Y | UTILITY STANDARD , USYSS2R |  |  | 1.05 | 2018-04-16 10:32 | Anjanece |  | 0 | #VALUE! | #VALUE!
UTILITY STANDARD | USYSS2R | Y | UTILITY STANDARD , USYSS2R |  |  | 1.16 | 2018-04-16 10:32 | Anjanece |  | 0 | #VALUE! | #VALUE!
ANDERSON | VHS-4/0 | Y | ANDERSON , VHS-4/0 | JEA OVERHEAD DISTRIBUTION | CSC Stores | 2.06 | 2001-12-06 11:20 | Anjanece | 10 | 0 | #VALUE! | #VALUE!
ANDERSON | VHS-4/0 | Y | ANDERSON , VHS-4/0 |  |  | 2.07 | 2001-12-06 11:20 | Anjanece | 10 | 0 | #VALUE! | #VALUE!
ANDERSON | VHS-4/0 | Y | ANDERSON , VHS-4/0 |  |  | 2.09 | 2001-12-06 11:20 | Anjanece | 10 | 0 | #VALUE! | #VALUE!
ANDERSON | VHS-4/0 | Y | ANDERSON , VHS-4/0 |  |  | 2.17 | 2001-12-06 11:20 | Anjanece | 10 | 0 | #VALUE! | #VALUE!
ANDERSON | VHS-4/0 | Y | ANDERSON , VHS-4/0 |  |  | 2.26 | 2001-12-06 11:20 | Anjanece | 10 | 0 | #VALUE! | #VALUE!
ANDERSON | VHS-4/0 | Y | ANDERSON , VHS-4/0 |  |  | 2.28 | 2001-12-06 11:20 | Anjanece | 10 | 0 | #VALUE! | #VALUE!
ANDERSON | VHS-4/0 | Y | ANDERSON , VHS-4/0 |  |  | 2.42 | 2001-12-06 11:20 | Anjanece | 10 | 0 | #VALUE! | #VALUE!
ANDERSON | VHS-4/0 | Y | ANDERSON , VHS-4/0 |  |  | 2.5 | 2001-12-06 11:20 | Anjanece | 10 | 0 | #VALUE! | #VALUE!
ANDERSON | VHS-4/0 | Y | ANDERSON , VHS-4/0 |  |  | 2.57 | 2001-12-06 11:20 | Anjanece | 10 | 0 | #VALUE! | #VALUE!
ANDERSON | VHS-4/0 | Y | ANDERSON , VHS-4/0 |  |  | 2.6 | 2001-12-06 11:20 | Anjanece | 10 | 0 | #VALUE! | #VALUE!
ANDERSON | VHS-4/0 | Y | ANDERSON , VHS-4/0 |  |  | 2.62 | 2001-12-06 11:20 | Anjanece | 10 | 0 | #VALUE! | #VALUE!
ANDERSON | VHS-4/0 | Y | ANDERSON , VHS-4/0 |  |  | 2.69 | 2001-12-06 11:20 | Anjanece | 10 | 0 | #VALUE! | #VALUE!
ANDERSON | VHS-4/0 | Y | ANDERSON , VHS-4/0 |  |  | 2.72 | 2001-12-06 11:20 | Anjanece | 10 | 0 | #VALUE! | #VALUE!
ANDERSON | VHS-4/0 | Y | ANDERSON , VHS-4/0 |  |  | 2.78 | 2001-12-06 11:20 | Anjanece | 10 | 0 | #VALUE! | #VALUE!
ANDERSON | VHS-4/0 | Y | ANDERSON , VHS-4/0 |  |  | 2.88 | 2001-12-06 11:20 | Anjanece | 10 | 0 | #VALUE! | #VALUE!
ANDERSON | VHS-4/0 | Y | ANDERSON , VHS-4/0 |  |  | 2.92 | 2001-12-06 11:20 | Anjanece | 10 | 0 | #VALUE! | #VALUE!
ANDERSON | VHS-4/0 | Y | ANDERSON , VHS-4/0 |  |  | 2.94 | 2001-12-06 11:20 | Anjanece | 10 | 0 | #VALUE! | #VALUE!
ANDERSON | VHS-4/0 | Y | ANDERSON , VHS-4/0 |  |  | 3.08 | 2001-12-06 11:20 | Anjanece | 10 | 0 | #VALUE! | #VALUE!
ANDERSON | VHS-4/0 | Y | ANDERSON , VHS-4/0 |  |  | 3.11 | 2001-12-06 11:20 | Anjanece | 10 | 0 | #VALUE! | #VALUE!
ANDERSON | VHS-4/0 | Y | ANDERSON , VHS-4/0 |  |  | 3.12 | 2001-12-06 11:20 | Anjanece | 10 | 0 | #VALUE! | #VALUE!
ANDERSON | VHS-4/0 | Y | ANDERSON , VHS-4/0 |  |  | 4.64 | 2001-12-06 11:20 | Anjanece | 10 | 0 | #VALUE! | #VALUE!
ANDERSON | VHS-4/0 | Y | ANDERSON , VHS-4/0 |  |  | 5.01 | 2001-12-06 11:20 | Anjanece | 10 | 0 | #VALUE! | #VALUE!
ANDERSON | VHS-4/0 | Y | ANDERSON , VHS-4/0 |  |  | 5.33 | 2001-12-06 11:20 | Anjanece | 10 | 0 | #VALUE! | #VALUE!
ANDERSON | VHS-4/0 | Y | ANDERSON , VHS-4/0 |  |  | 5.94 | 2001-12-06 11:20 | Anjanece | 10 | 0 | #VALUE! | #VALUE!
BURNDY CORP. | YCS-21 | Y | BURNDY CORP. , YCS-21 | JEA OVERHEAD DISTRIBUTION | CSC Stores | 2.06 | 2001-12-06 11:20 | Anjanece | 10 | 0 | #VALUE! | #VALUE!
BURNDY CORP. | YCS-21 | Y | BURNDY CORP. , YCS-21 |  |  | 2.07 | 2001-12-06 11:20 | Anjanece | 10 | 0 | #VALUE! | #VALUE!
BURNDY CORP. | YCS-21 | Y | BURNDY CORP. , YCS-21 |  |  | 2.09 | 2001-12-06 11:20 | Anjanece | 10 | 0 | #VALUE! | #VALUE!
BURNDY CORP. | YCS-21 | Y | BURNDY CORP. , YCS-21 |  |  | 2.17 | 2001-12-06 11:20 | Anjanece | 10 | 0 | #VALUE! | #VALUE!
BURNDY CORP. | YCS-21 | Y | BURNDY CORP. , YCS-21 |  |  | 2.26 | 2001-12-06 11:20 | Anjanece | 10 | 0 | #VALUE! | #VALUE!
BURNDY CORP. | YCS-21 | Y | BURNDY CORP. , YCS-21 |  |  | 2.28 | 2001-12-06 11:20 | Anjanece | 10 | 0 | #VALUE! | #VALUE!
BURNDY CORP. | YCS-21 | Y | BURNDY CORP. , YCS-21 |  |  | 2.42 | 2001-12-06 11:20 | Anjanece | 10 | 0 | #VALUE! | #VALUE!
BURNDY CORP. | YCS-21 | Y | BURNDY CORP. , YCS-21 |  |  | 2.5 | 2001-12-06 11:20 | Anjanece | 10 | 0 | #VALUE! | #VALUE!
BURNDY CORP. | YCS-21 | Y | BURNDY CORP. , YCS-21 |  |  | 2.57 | 2001-12-06 11:20 | Anjanece | 10 | 0 | #VALUE! | #VALUE!
BURNDY CORP. | YCS-21 | Y | BURNDY CORP. , YCS-21 |  |  | 2.6 | 2001-12-06 11:20 | Anjanece | 10 | 0 | #VALUE! | #VALUE!
BURNDY CORP. | YCS-21 | Y | BURNDY CORP. , YCS-21 |  |  | 2.62 | 2001-12-06 11:20 | Anjanece | 10 | 0 | #VALUE! | #VALUE!
BURNDY CORP. | YCS-21 | Y | BURNDY CORP. , YCS-21 |  |  | 2.69 | 2001-12-06 11:20 | Anjanece | 10 | 0 | #VALUE! | #VALUE!
BURNDY CORP. | YCS-21 | Y | BURNDY CORP. , YCS-21 |  |  | 2.72 | 2001-12-06 11:20 | Anjanece | 10 | 0 | #VALUE! | #VALUE!
BURNDY CORP. | YCS-21 | Y | BURNDY CORP. , YCS-21 |  |  | 2.78 | 2001-12-06 11:20 | Anjanece | 10 | 0 | #VALUE! | #VALUE!
BURNDY CORP. | YCS-21 | Y | BURNDY CORP. , YCS-21 |  |  | 2.88 | 2001-12-06 11:20 | Anjanece | 10 | 0 | #VALUE! | #VALUE!
BURNDY CORP. | YCS-21 | Y | BURNDY CORP. , YCS-21 |  |  | 2.92 | 2001-12-06 11:20 | Anjanece | 10 | 0 | #VALUE! | #VALUE!
BURNDY CORP. | YCS-21 | Y | BURNDY CORP. , YCS-21 |  |  | 2.94 | 2001-12-06 11:20 | Anjanece | 10 | 0 | #VALUE! | #VALUE!
BURNDY CORP. | YCS-21 | Y | BURNDY CORP. , YCS-21 |  |  | 3.08 | 2001-12-06 11:20 | Anjanece | 10 | 0 | #VALUE! | #VALUE!
BURNDY CORP. | YCS-21 | Y | BURNDY CORP. , YCS-21 |  |  | 3.11 | 2001-12-06 11:20 | Anjanece | 10 | 0 | #VALUE! | #VALUE!
BURNDY CORP. | YCS-21 | Y | BURNDY CORP. , YCS-21 |  |  | 3.12 | 2001-12-06 11:20 | Anjanece | 10 | 0 | #VALUE! | #VALUE!
BURNDY CORP. | YCS-21 | Y | BURNDY CORP. , YCS-21 |  |  | 4.64 | 2001-12-06 11:20 | Anjanece | 10 | 0 | #VALUE! | #VALUE!
BURNDY CORP. | YCS-21 | Y | BURNDY CORP. , YCS-21 |  |  | 5.01 | 2001-12-06 11:20 | Anjanece | 10 | 0 | #VALUE! | #VALUE!
BURNDY CORP. | YCS-21 | Y | BURNDY CORP. , YCS-21 |  |  | 5.33 | 2001-12-06 11:20 | Anjanece | 10 | 0 | #VALUE! | #VALUE!
BURNDY CORP. | YCS-21 | Y | BURNDY CORP. , YCS-21 |  |  | 5.94 | 2001-12-06 11:20 | Anjanece | 10 | 0 | #VALUE! | #VALUE!
DOSSERT | LCS-21 | Y | DOSSERT , LCS-21 | JEA OVERHEAD DISTRIBUTION | CSC Stores | 2.06 | 2001-12-06 11:20 | Anjanece | 10 | 0 | #VALUE! | #VALUE!
DOSSERT | LCS-21 | Y | DOSSERT , LCS-21 |  |  | 2.07 | 2001-12-06 11:20 | Anjanece | 10 | 0 | #VALUE! | #VALUE!
DOSSERT | LCS-21 | Y | DOSSERT , LCS-21 |  |  | 2.09 | 2001-12-06 11:20 | Anjanece | 10 | 0 | #VALUE! | #VALUE!
DOSSERT | LCS-21 | Y | DOSSERT , LCS-21 |  |  | 2.17 | 2001-12-06 11:20 | Anjanece | 10 | 0 | #VALUE! | #VALUE!
DOSSERT | LCS-21 | Y | DOSSERT , LCS-21 |  |  | 2.26 | 2001-12-06 11:20 | Anjanece | 10 | 0 | #VALUE! | #VALUE!
DOSSERT | LCS-21 | Y | DOSSERT , LCS-21 |  |  | 2.28 | 2001-12-06 11:20 | Anjanece | 10 | 0 | #VALUE! | #VALUE!
DOSSERT | LCS-21 | Y | DOSSERT , LCS-21 |  |  | 2.42 | 2001-12-06 11:20 | Anjanece | 10 | 0 | #VALUE! | #VALUE!
DOSSERT | LCS-21 | Y | DOSSERT , LCS-21 |  |  | 2.5 | 2001-12-06 11:20 | Anjanece | 10 | 0 | #VALUE! | #VALUE!
DOSSERT | LCS-21 | Y | DOSSERT , LCS-21 |  |  | 2.57 | 2001-12-06 11:20 | Anjanece | 10 | 0 | #VALUE! | #VALUE!
DOSSERT | LCS-21 | Y | DOSSERT , LCS-21 |  |  | 2.6 | 2001-12-06 11:20 | Anjanece | 10 | 0 | #VALUE! | #VALUE!
DOSSERT | LCS-21 | Y | DOSSERT , LCS-21 |  |  | 2.62 | 2001-12-06 11:20 | Anjanece | 10 | 0 | #VALUE! | #VALUE!
DOSSERT | LCS-21 | Y | DOSSERT , LCS-21 |  |  | 2.69 | 2001-12-06 11:20 | Anjanece | 10 | 0 | #VALUE! | #VALUE!
DOSSERT | LCS-21 | Y | DOSSERT , LCS-21 |  |  | 2.72 | 2001-12-06 11:20 | Anjanece | 10 | 0 | #VALUE! | #VALUE!
DOSSERT | LCS-21 | Y | DOSSERT , LCS-21 |  |  | 2.78 | 2001-12-06 11:20 | Anjanece | 10 | 0 | #VALUE! | #VALUE!
DOSSERT | LCS-21 | Y | DOSSERT , LCS-21 |  |  | 2.88 | 2001-12-06 11:20 | Anjanece | 10 | 0 | #VALUE! | #VALUE!
DOSSERT | LCS-21 | Y | DOSSERT , LCS-21 |  |  | 2.92 | 2001-12-06 11:20 | Anjanece | 10 | 0 | #VALUE! | #VALUE!
DOSSERT | LCS-21 | Y | DOSSERT , LCS-21 |  |  | 2.94 | 2001-12-06 11:20 | Anjanece | 10 | 0 | #VALUE! | #VALUE!
DOSSERT | LCS-21 | Y | DOSSERT , LCS-21 |  |  | 3.08 | 2001-12-06 11:20 | Anjanece | 10 | 0 | #VALUE! | #VALUE!
DOSSERT | LCS-21 | Y | DOSSERT , LCS-21 |  |  | 3.11 | 2001-12-06 11:20 | Anjanece | 10 | 0 | #VALUE! | #VALUE!
DOSSERT | LCS-21 | Y | DOSSERT , LCS-21 |  |  | 3.12 | 2001-12-06 11:20 | Anjanece | 10 | 0 | #VALUE! | #VALUE!
DOSSERT | LCS-21 | Y | DOSSERT , LCS-21 |  |  | 4.64 | 2001-12-06 11:20 | Anjanece | 10 | 0 | #VALUE! | #VALUE!
DOSSERT | LCS-21 | Y | DOSSERT , LCS-21 |  |  | 5.01 | 2001-12-06 11:20 | Anjanece | 10 | 0 | #VALUE! | #VALUE!
DOSSERT | LCS-21 | Y | DOSSERT , LCS-21 |  |  | 5.33 | 2001-12-06 11:20 | Anjanece | 10 | 0 | #VALUE! | #VALUE!
DOSSERT | LCS-21 | Y | DOSSERT , LCS-21 |  |  | 5.94 | 2001-12-06 11:20 | Anjanece | 10 | 0 | #VALUE! | #VALUE!
HOMAC | C-4/0 | Y | HOMAC , C-4/0 | JEA OVERHEAD DISTRIBUTION | CSC Stores | 2.06 | 2001-12-06 11:20 | Anjanece | 10 | 0 | #VALUE! | #VALUE!
HOMAC | C-4/0 | Y | HOMAC , C-4/0 |  |  | 2.07 | 2001-12-06 11:20 | Anjanece | 10 | 0 | #VALUE! | #VALUE!
HOMAC | C-4/0 | Y | HOMAC , C-4/0 |  |  | 2.09 | 2001-12-06 11:20 | Anjanece | 10 | 0 | #VALUE! | #VALUE!
HOMAC | C-4/0 | Y | HOMAC , C-4/0 |  |  | 2.17 | 2001-12-06 11:20 | Anjanece | 10 | 0 | #VALUE! | #VALUE!
HOMAC | C-4/0 | Y | HOMAC , C-4/0 |  |  | 2.26 | 2001-12-06 11:20 | Anjanece | 10 | 0 | #VALUE! | #VALUE!
HOMAC | C-4/0 | Y | HOMAC , C-4/0 |  |  | 2.28 | 2001-12-06 11:20 | Anjanece | 10 | 0 | #VALUE! | #VALUE!
HOMAC | C-4/0 | Y | HOMAC , C-4/0 |  |  | 2.42 | 2001-12-06 11:20 | Anjanece | 10 | 0 | #VALUE! | #VALUE!
HOMAC | C-4/0 | Y | HOMAC , C-4/0 |  |  | 2.5 | 2001-12-06 11:20 | Anjanece | 10 | 0 | #VALUE! | #VALUE!
HOMAC | C-4/0 | Y | HOMAC , C-4/0 |  |  | 2.57 | 2001-12-06 11:20 | Anjanece | 10 | 0 | #VALUE! | #VALUE!
HOMAC | C-4/0 | Y | HOMAC , C-4/0 |  |  | 2.6 | 2001-12-06 11:20 | Anjanece | 10 | 0 | #VALUE! | #VALUE!
HOMAC | C-4/0 | Y | HOMAC , C-4/0 |  |  | 2.62 | 2001-12-06 11:20 | Anjanece | 10 | 0 | #VALUE! | #VALUE!
HOMAC | C-4/0 | Y | HOMAC , C-4/0 |  |  | 2.69 | 2001-12-06 11:20 | Anjanece | 10 | 0 | #VALUE! | #VALUE!
HOMAC | C-4/0 | Y | HOMAC , C-4/0 |  |  | 2.72 | 2001-12-06 11:20 | Anjanece | 10 | 0 | #VALUE! | #VALUE!
HOMAC | C-4/0 | Y | HOMAC , C-4/0 |  |  | 2.78 | 2001-12-06 11:20 | Anjanece | 10 | 0 | #VALUE! | #VALUE!
HOMAC | C-4/0 | Y | HOMAC , C-4/0 |  |  | 2.88 | 2001-12-06 11:20 | Anjanece | 10 | 0 | #VALUE! | #VALUE!
HOMAC | C-4/0 | Y | HOMAC , C-4/0 |  |  | 2.92 | 2001-12-06 11:20 | Anjanece | 10 | 0 | #VALUE! | #VALUE!
HOMAC | C-4/0 | Y | HOMAC , C-4/0 |  |  | 2.94 | 2001-12-06 11:20 | Anjanece | 10 | 0 | #VALUE! | #VALUE!
HOMAC | C-4/0 | Y | HOMAC , C-4/0 |  |  | 3.08 | 2001-12-06 11:20 | Anjanece | 10 | 0 | #VALUE! | #VALUE!
HOMAC | C-4/0 | Y | HOMAC , C-4/0 |  |  | 3.11 | 2001-12-06 11:20 | Anjanece | 10 | 0 | #VALUE! | #VALUE!
HOMAC | C-4/0 | Y | HOMAC , C-4/0 |  |  | 3.12 | 2001-12-06 11:20 | Anjanece | 10 | 0 | #VALUE! | #VALUE!
HOMAC | C-4/0 | Y | HOMAC , C-4/0 |  |  | 4.64 | 2001-12-06 11:20 | Anjanece | 10 | 0 | #VALUE! | #VALUE!
HOMAC | C-4/0 | Y | HOMAC , C-4/0 |  |  | 5.01 | 2001-12-06 11:20 | Anjanece | 10 | 0 | #VALUE! | #VALUE!
HOMAC | C-4/0 | Y | HOMAC , C-4/0 |  |  | 5.33 | 2001-12-06 11:20 | Anjanece | 10 | 0 | #VALUE! | #VALUE!
HOMAC | C-4/0 | Y | HOMAC , C-4/0 |  |  | 5.94 | 2001-12-06 11:20 | Anjanece | 10 | 0 | #VALUE! | #VALUE!
ITT BLACKBURN | CU40 | Y | ITT BLACKBURN , CU40 | JEA OVERHEAD DISTRIBUTION | CSC Stores | 2.06 | 2001-12-06 11:20 | Anjanece | 10 | 0 | #VALUE! | #VALUE!
ITT BLACKBURN | CU40 | Y | ITT BLACKBURN , CU40 |  |  | 2.07 | 2001-12-06 11:20 | Anjanece | 10 | 0 | #VALUE! | #VALUE!
ITT BLACKBURN | CU40 | Y | ITT BLACKBURN , CU40 |  |  | 2.09 | 2001-12-06 11:20 | Anjanece | 10 | 0 | #VALUE! | #VALUE!
ITT BLACKBURN | CU40 | Y | ITT BLACKBURN , CU40 |  |  | 2.17 | 2001-12-06 11:20 | Anjanece | 10 | 0 | #VALUE! | #VALUE!
ITT BLACKBURN | CU40 | Y | ITT BLACKBURN , CU40 |  |  | 2.26 | 2001-12-06 11:20 | Anjanece | 10 | 0 | #VALUE! | #VALUE!
ITT BLACKBURN | CU40 | Y | ITT BLACKBURN , CU40 |  |  | 2.28 | 2001-12-06 11:20 | Anjanece | 10 | 0 | #VALUE! | #VALUE!
ITT BLACKBURN | CU40 | Y | ITT BLACKBURN , CU40 |  |  | 2.42 | 2001-12-06 11:20 | Anjanece | 10 | 0 | #VALUE! | #VALUE!
ITT BLACKBURN | CU40 | Y | ITT BLACKBURN , CU40 |  |  | 2.5 | 2001-12-06 11:20 | Anjanece | 10 | 0 | #VALUE! | #VALUE!
ITT BLACKBURN | CU40 | Y | ITT BLACKBURN , CU40 |  |  | 2.57 | 2001-12-06 11:20 | Anjanece | 10 | 0 | #VALUE! | #VALUE!
ITT BLACKBURN | CU40 | Y | ITT BLACKBURN , CU40 |  |  | 2.6 | 2001-12-06 11:20 | Anjanece | 10 | 0 | #VALUE! | #VALUE!
ITT BLACKBURN | CU40 | Y | ITT BLACKBURN , CU40 |  |  | 2.62 | 2001-12-06 11:20 | Anjanece | 10 | 0 | #VALUE! | #VALUE!
ITT BLACKBURN | CU40 | Y | ITT BLACKBURN , CU40 |  |  | 2.69 | 2001-12-06 11:20 | Anjanece | 10 | 0 | #VALUE! | #VALUE!
ITT BLACKBURN | CU40 | Y | ITT BLACKBURN , CU40 |  |  | 2.72 | 2001-12-06 11:20 | Anjanece | 10 | 0 | #VALUE! | #VALUE!
ITT BLACKBURN | CU40 | Y | ITT BLACKBURN , CU40 |  |  | 2.78 | 2001-12-06 11:20 | Anjanece | 10 | 0 | #VALUE! | #VALUE!
ITT BLACKBURN | CU40 | Y | ITT BLACKBURN , CU40 |  |  | 2.88 | 2001-12-06 11:20 | Anjanece | 10 | 0 | #VALUE! | #VALUE!
ITT BLACKBURN | CU40 | Y | ITT BLACKBURN , CU40 |  |  | 2.92 | 2001-12-06 11:20 | Anjanece | 10 | 0 | #VALUE! | #VALUE!
ITT BLACKBURN | CU40 | Y | ITT BLACKBURN , CU40 |  |  | 2.94 | 2001-12-06 11:20 | Anjanece | 10 | 0 | #VALUE! | #VALUE!
ITT BLACKBURN | CU40 | Y | ITT BLACKBURN , CU40 |  |  | 3.08 | 2001-12-06 11:20 | Anjanece | 10 | 0 | #VALUE! | #VALUE!
ITT BLACKBURN | CU40 | Y | ITT BLACKBURN , CU40 |  |  | 3.11 | 2001-12-06 11:20 | Anjanece | 10 | 0 | #VALUE! | #VALUE!
ITT BLACKBURN | CU40 | Y | ITT BLACKBURN , CU40 |  |  | 3.12 | 2001-12-06 11:20 | Anjanece | 10 | 0 | #VALUE! | #VALUE!
ITT BLACKBURN | CU40 | Y | ITT BLACKBURN , CU40 |  |  | 4.64 | 2001-12-06 11:20 | Anjanece | 10 | 0 | #VALUE! | #VALUE!
ITT BLACKBURN | CU40 | Y | ITT BLACKBURN , CU40 |  |  | 5.01 | 2001-12-06 11:20 | Anjanece | 10 | 0 | #VALUE! | #VALUE!
ITT BLACKBURN | CU40 | Y | ITT BLACKBURN , CU40 |  |  | 5.33 | 2001-12-06 11:20 | Anjanece | 10 | 0 | #VALUE! | #VALUE!
ITT BLACKBURN | CU40 | Y | ITT BLACKBURN , CU40 |  |  | 5.94 | 2001-12-06 11:20 | Anjanece | 10 | 0 | #VALUE! | #VALUE!
KEARNEY | HR4/0-7CJ | Y | KEARNEY , HR4/0-7CJ | JEA OVERHEAD DISTRIBUTION | CSC Stores | 2.06 | 2001-12-06 11:20 | Anjanece | 10 | 0 | #VALUE! | #VALUE!
KEARNEY | HR4/0-7CJ | Y | KEARNEY , HR4/0-7CJ |  |  | 2.07 | 2001-12-06 11:20 | Anjanece | 10 | 0 | #VALUE! | #VALUE!
KEARNEY | HR4/0-7CJ | Y | KEARNEY , HR4/0-7CJ |  |  | 2.09 | 2001-12-06 11:20 | Anjanece | 10 | 0 | #VALUE! | #VALUE!
KEARNEY | HR4/0-7CJ | Y | KEARNEY , HR4/0-7CJ |  |  | 2.17 | 2001-12-06 11:20 | Anjanece | 10 | 0 | #VALUE! | #VALUE!
KEARNEY | HR4/0-7CJ | Y | KEARNEY , HR4/0-7CJ |  |  | 2.26 | 2001-12-06 11:20 | Anjanece | 10 | 0 | #VALUE! | #VALUE!
KEARNEY | HR4/0-7CJ | Y | KEARNEY , HR4/0-7CJ |  |  | 2.28 | 2001-12-06 11:20 | Anjanece | 10 | 0 | #VALUE! | #VALUE!
KEARNEY | HR4/0-7CJ | Y | KEARNEY , HR4/0-7CJ |  |  | 2.42 | 2001-12-06 11:20 | Anjanece | 10 | 0 | #VALUE! | #VALUE!
KEARNEY | HR4/0-7CJ | Y | KEARNEY , HR4/0-7CJ |  |  | 2.5 | 2001-12-06 11:20 | Anjanece | 10 | 0 | #VALUE! | #VALUE!
KEARNEY | HR4/0-7CJ | Y | KEARNEY , HR4/0-7CJ |  |  | 2.57 | 2001-12-06 11:20 | Anjanece | 10 | 0 | #VALUE! | #VALUE!
KEARNEY | HR4/0-7CJ | Y | KEARNEY , HR4/0-7CJ |  |  | 2.6 | 2001-12-06 11:20 | Anjanece | 10 | 0 | #VALUE! | #VALUE!
KEARNEY | HR4/0-7CJ | Y | KEARNEY , HR4/0-7CJ |  |  | 2.62 | 2001-12-06 11:20 | Anjanece | 10 | 0 | #VALUE! | #VALUE!
KEARNEY | HR4/0-7CJ | Y | KEARNEY , HR4/0-7CJ |  |  | 2.69 | 2001-12-06 11:20 | Anjanece | 10 | 0 | #VALUE! | #VALUE!
KEARNEY | HR4/0-7CJ | Y | KEARNEY , HR4/0-7CJ |  |  | 2.72 | 2001-12-06 11:20 | Anjanece | 10 | 0 | #VALUE! | #VALUE!
KEARNEY | HR4/0-7CJ | Y | KEARNEY , HR4/0-7CJ |  |  | 2.78 | 2001-12-06 11:20 | Anjanece | 10 | 0 | #VALUE! | #VALUE!
KEARNEY | HR4/0-7CJ | Y | KEARNEY , HR4/0-7CJ |  |  | 2.88 | 2001-12-06 11:20 | Anjanece | 10 | 0 | #VALUE! | #VALUE!
KEARNEY | HR4/0-7CJ | Y | KEARNEY , HR4/0-7CJ |  |  | 2.92 | 2001-12-06 11:20 | Anjanece | 10 | 0 | #VALUE! | #VALUE!
KEARNEY | HR4/0-7CJ | Y | KEARNEY , HR4/0-7CJ |  |  | 2.94 | 2001-12-06 11:20 | Anjanece | 10 | 0 | #VALUE! | #VALUE!
KEARNEY | HR4/0-7CJ | Y | KEARNEY , HR4/0-7CJ |  |  | 3.08 | 2001-12-06 11:20 | Anjanece | 10 | 0 | #VALUE! | #VALUE!
KEARNEY | HR4/0-7CJ | Y | KEARNEY , HR4/0-7CJ |  |  | 3.11 | 2001-12-06 11:20 | Anjanece | 10 | 0 | #VALUE! | #VALUE!
KEARNEY | HR4/0-7CJ | Y | KEARNEY , HR4/0-7CJ |  |  | 3.12 | 2001-12-06 11:20 | Anjanece | 10 | 0 | #VALUE! | #VALUE!
KEARNEY | HR4/0-7CJ | Y | KEARNEY , HR4/0-7CJ |  |  | 4.64 | 2001-12-06 11:20 | Anjanece | 10 | 0 | #VALUE! | #VALUE!
KEARNEY | HR4/0-7CJ | Y | KEARNEY , HR4/0-7CJ |  |  | 5.01 | 2001-12-06 11:20 | Anjanece | 10 | 0 | #VALUE! | #VALUE!
KEARNEY | HR4/0-7CJ | Y | KEARNEY , HR4/0-7CJ |  |  | 5.33 | 2001-12-06 11:20 | Anjanece | 10 | 0 | #VALUE! | #VALUE!
KEARNEY | HR4/0-7CJ | Y | KEARNEY , HR4/0-7CJ |  |  | 5.94 | 2001-12-06 11:20 | Anjanece | 10 | 0 | #VALUE! | #VALUE!
PENN-UNION | BBCU4/0 | Y | PENN-UNION , BBCU4/0 | JEA OVERHEAD DISTRIBUTION | CSC Stores | 2.06 | 2001-12-06 11:20 | Anjanece | 10 | 0 | #VALUE! | #VALUE!
PENN-UNION | BBCU4/0 | Y | PENN-UNION , BBCU4/0 |  |  | 2.07 | 2001-12-06 11:20 | Anjanece | 10 | 0 | #VALUE! | #VALUE!
PENN-UNION | BBCU4/0 | Y | PENN-UNION , BBCU4/0 |  |  | 2.09 | 2001-12-06 11:20 | Anjanece | 10 | 0 | #VALUE! | #VALUE!
PENN-UNION | BBCU4/0 | Y | PENN-UNION , BBCU4/0 |  |  | 2.17 | 2001-12-06 11:20 | Anjanece | 10 | 0 | #VALUE! | #VALUE!
PENN-UNION | BBCU4/0 | Y | PENN-UNION , BBCU4/0 |  |  | 2.26 | 2001-12-06 11:20 | Anjanece | 10 | 0 | #VALUE! | #VALUE!
PENN-UNION | BBCU4/0 | Y | PENN-UNION , BBCU4/0 |  |  | 2.28 | 2001-12-06 11:20 | Anjanece | 10 | 0 | #VALUE! | #VALUE!
PENN-UNION | BBCU4/0 | Y | PENN-UNION , BBCU4/0 |  |  | 2.42 | 2001-12-06 11:20 | Anjanece | 10 | 0 | #VALUE! | #VALUE!
PENN-UNION | BBCU4/0 | Y | PENN-UNION , BBCU4/0 |  |  | 2.5 | 2001-12-06 11:20 | Anjanece | 10 | 0 | #VALUE! | #VALUE!
PENN-UNION | BBCU4/0 | Y | PENN-UNION , BBCU4/0 |  |  | 2.57 | 2001-12-06 11:20 | Anjanece | 10 | 0 | #VALUE! | #VALUE!
PENN-UNION | BBCU4/0 | Y | PENN-UNION , BBCU4/0 |  |  | 2.6 | 2001-12-06 11:20 | Anjanece | 10 | 0 | #VALUE! | #VALUE!
PENN-UNION | BBCU4/0 | Y | PENN-UNION , BBCU4/0 |  |  | 2.62 | 2001-12-06 11:20 | Anjanece | 10 | 0 | #VALUE! | #VALUE!
PENN-UNION | BBCU4/0 | Y | PENN-UNION , BBCU4/0 |  |  | 2.69 | 2001-12-06 11:20 | Anjanece | 10 | 0 | #VALUE! | #VALUE!
PENN-UNION | BBCU4/0 | Y | PENN-UNION , BBCU4/0 |  |  | 2.72 | 2001-12-06 11:20 | Anjanece | 10 | 0 | #VALUE! | #VALUE!
PENN-UNION | BBCU4/0 | Y | PENN-UNION , BBCU4/0 |  |  | 2.78 | 2001-12-06 11:20 | Anjanece | 10 | 0 | #VALUE! | #VALUE!
PENN-UNION | BBCU4/0 | Y | PENN-UNION , BBCU4/0 |  |  | 2.88 | 2001-12-06 11:20 | Anjanece | 10 | 0 | #VALUE! | #VALUE!
PENN-UNION | BBCU4/0 | Y | PENN-UNION , BBCU4/0 |  |  | 2.92 | 2001-12-06 11:20 | Anjanece | 10 | 0 | #VALUE! | #VALUE!
PENN-UNION | BBCU4/0 | Y | PENN-UNION , BBCU4/0 |  |  | 2.94 | 2001-12-06 11:20 | Anjanece | 10 | 0 | #VALUE! | #VALUE!
PENN-UNION | BBCU4/0 | Y | PENN-UNION , BBCU4/0 |  |  | 3.08 | 2001-12-06 11:20 | Anjanece | 10 | 0 | #VALUE! | #VALUE!
PENN-UNION | BBCU4/0 | Y | PENN-UNION , BBCU4/0 |  |  | 3.11 | 2001-12-06 11:20 | Anjanece | 10 | 0 | #VALUE! | #VALUE!
PENN-UNION | BBCU4/0 | Y | PENN-UNION , BBCU4/0 |  |  | 3.12 | 2001-12-06 11:20 | Anjanece | 10 | 0 | #VALUE! | #VALUE!
PENN-UNION | BBCU4/0 | Y | PENN-UNION , BBCU4/0 |  |  | 4.64 | 2001-12-06 11:20 | Anjanece | 10 | 0 | #VALUE! | #VALUE!
PENN-UNION | BBCU4/0 | Y | PENN-UNION , BBCU4/0 |  |  | 5.01 | 2001-12-06 11:20 | Anjanece | 10 | 0 | #VALUE! | #VALUE!
PENN-UNION | BBCU4/0 | Y | PENN-UNION , BBCU4/0 |  |  | 5.33 | 2001-12-06 11:20 | Anjanece | 10 | 0 | #VALUE! | #VALUE!
PENN-UNION | BBCU4/0 | Y | PENN-UNION , BBCU4/0 |  |  | 5.94 | 2001-12-06 11:20 | Anjanece | 10 | 0 | #VALUE! | #VALUE!
RICHARDS MFG. CO. | CC12 | Y | RICHARDS MFG. CO. , CC12 | JEA OVERHEAD DISTRIBUTION | CSC Stores | 2.06 | 2001-12-06 11:20 | Anjanece | 10 | 0 | #VALUE! | #VALUE!
RICHARDS MFG. CO. | CC12 | Y | RICHARDS MFG. CO. , CC12 |  |  | 2.07 | 2001-12-06 11:20 | Anjanece | 10 | 0 | #VALUE! | #VALUE!
RICHARDS MFG. CO. | CC12 | Y | RICHARDS MFG. CO. , CC12 |  |  | 2.09 | 2001-12-06 11:20 | Anjanece | 10 | 0 | #VALUE! | #VALUE!
RICHARDS MFG. CO. | CC12 | Y | RICHARDS MFG. CO. , CC12 |  |  | 2.17 | 2001-12-06 11:20 | Anjanece | 10 | 0 | #VALUE! | #VALUE!
RICHARDS MFG. CO. | CC12 | Y | RICHARDS MFG. CO. , CC12 |  |  | 2.26 | 2001-12-06 11:20 | Anjanece | 10 | 0 | #VALUE! | #VALUE!
RICHARDS MFG. CO. | CC12 | Y | RICHARDS MFG. CO. , CC12 |  |  | 2.28 | 2001-12-06 11:20 | Anjanece | 10 | 0 | #VALUE! | #VALUE!
RICHARDS MFG. CO. | CC12 | Y | RICHARDS MFG. CO. , CC12 |  |  | 2.42 | 2001-12-06 11:20 | Anjanece | 10 | 0 | #VALUE! | #VALUE!
RICHARDS MFG. CO. | CC12 | Y | RICHARDS MFG. CO. , CC12 |  |  | 2.5 | 2001-12-06 11:20 | Anjanece | 10 | 0 | #VALUE! | #VALUE!
RICHARDS MFG. CO. | CC12 | Y | RICHARDS MFG. CO. , CC12 |  |  | 2.57 | 2001-12-06 11:20 | Anjanece | 10 | 0 | #VALUE! | #VALUE!
RICHARDS MFG. CO. | CC12 | Y | RICHARDS MFG. CO. , CC12 |  |  | 2.6 | 2001-12-06 11:20 | Anjanece | 10 | 0 | #VALUE! | #VALUE!
RICHARDS MFG. CO. | CC12 | Y | RICHARDS MFG. CO. , CC12 |  |  | 2.62 | 2001-12-06 11:20 | Anjanece | 10 | 0 | #VALUE! | #VALUE!
RICHARDS MFG. CO. | CC12 | Y | RICHARDS MFG. CO. , CC12 |  |  | 2.69 | 2001-12-06 11:20 | Anjanece | 10 | 0 | #VALUE! | #VALUE!
RICHARDS MFG. CO. | CC12 | Y | RICHARDS MFG. CO. , CC12 |  |  | 2.72 | 2001-12-06 11:20 | Anjanece | 10 | 0 | #VALUE! | #VALUE!
RICHARDS MFG. CO. | CC12 | Y | RICHARDS MFG. CO. , CC12 |  |  | 2.78 | 2001-12-06 11:20 | Anjanece | 10 | 0 | #VALUE! | #VALUE!
RICHARDS MFG. CO. | CC12 | Y | RICHARDS MFG. CO. , CC12 |  |  | 2.88 | 2001-12-06 11:20 | Anjanece | 10 | 0 | #VALUE! | #VALUE!
RICHARDS MFG. CO. | CC12 | Y | RICHARDS MFG. CO. , CC12 |  |  | 2.92 | 2001-12-06 11:20 | Anjanece | 10 | 0 | #VALUE! | #VALUE!
RICHARDS MFG. CO. | CC12 | Y | RICHARDS MFG. CO. , CC12 |  |  | 2.94 | 2001-12-06 11:20 | Anjanece | 10 | 0 | #VALUE! | #VALUE!
RICHARDS MFG. CO. | CC12 | Y | RICHARDS MFG. CO. , CC12 |  |  | 3.08 | 2001-12-06 11:20 | Anjanece | 10 | 0 | #VALUE! | #VALUE!
RICHARDS MFG. CO. | CC12 | Y | RICHARDS MFG. CO. , CC12 |  |  | 3.11 | 2001-12-06 11:20 | Anjanece | 10 | 0 | #VALUE! | #VALUE!
RICHARDS MFG. CO. | CC12 | Y | RICHARDS MFG. CO. , CC12 |  |  | 3.12 | 2001-12-06 11:20 | Anjanece | 10 | 0 | #VALUE! | #VALUE!
RICHARDS MFG. CO. | CC12 | Y | RICHARDS MFG. CO. , CC12 |  |  | 4.64 | 2001-12-06 11:20 | Anjanece | 10 | 0 | #VALUE! | #VALUE!
RICHARDS MFG. CO. | CC12 | Y | RICHARDS MFG. CO. , CC12 |  |  | 5.01 | 2001-12-06 11:20 | Anjanece | 10 | 0 | #VALUE! | #VALUE!
RICHARDS MFG. CO. | CC12 | Y | RICHARDS MFG. CO. , CC12 |  |  | 5.33 | 2001-12-06 11:20 | Anjanece | 10 | 0 | #VALUE! | #VALUE!
RICHARDS MFG. CO. | CC12 | Y | RICHARDS MFG. CO. , CC12 |  |  | 5.94 | 2001-12-06 11:20 | Anjanece | 10 | 0 | #VALUE! | #VALUE!
BURNDY CORP. | YCS26R | Y | BURNDY CORP. , YCS26R | JEA OVERHEAD DISTRIBUTION | CSC Stores | 4.26 | 2002-05-06 08:48 | Anjanece | 1 | 0 | #VALUE! | #VALUE!
BURNDY CORP. | YCS26R | Y | BURNDY CORP. , YCS26R |  |  | 4.43 | 2002-05-06 08:48 | Anjanece | 1 | 0 | #VALUE! | #VALUE!
BURNDY CORP. | YCS26R | Y | BURNDY CORP. , YCS26R |  |  | 4.72 | 2002-05-06 08:48 | Anjanece | 1 | 0 | #VALUE! | #VALUE!
BURNDY CORP. | YCS26R | Y | BURNDY CORP. , YCS26R |  |  | 4.8 | 2002-05-06 08:48 | Anjanece | 1 | 0 | #VALUE! | #VALUE!
BURNDY CORP. | YCS26R | Y | BURNDY CORP. , YCS26R |  |  | 5.23 | 2002-05-06 08:48 | Anjanece | 1 | 0 | #VALUE! | #VALUE!
BURNDY CORP. | YCS26R | Y | BURNDY CORP. , YCS26R |  |  | 5.26 | 2002-05-06 08:48 | Anjanece | 1 | 0 | #VALUE! | #VALUE!
ANDERSON | FTR-4/0 | Y | ANDERSON , FTR-4/0 | JEA OVERHEAD DISTRIBUTION | CSC Stores | 9.39 | 2001-12-06 16:52 | Anjanece | 1 | 0 | #VALUE! | #VALUE!
ANDERSON | FTR-4/0 | Y | ANDERSON , FTR-4/0 |  |  | 9.71 | 2001-12-06 16:52 | Anjanece | 1 | 0 | #VALUE! | #VALUE!
ANDERSON | FTR-4/0 | Y | ANDERSON , FTR-4/0 |  |  | 9.95 | 2001-12-06 16:52 | Anjanece | 1 | 0 | #VALUE! | #VALUE!
ANDERSON | FTR-4/0 | Y | ANDERSON , FTR-4/0 |  |  | 12.46 | 2001-12-06 16:52 | Anjanece | 1 | 0 | #VALUE! | #VALUE!
ANDERSON | FTR-4/0 | Y | ANDERSON , FTR-4/0 |  |  | 18.72 | 2001-12-06 16:52 | Anjanece | 1 | 0 | #VALUE! | #VALUE!
ANDERSON | FTR-4/0 | Y | ANDERSON , FTR-4/0 |  |  | 47.7 | 2001-12-06 16:52 | Anjanece | 1 | 0 | #VALUE! | #VALUE!
BURNDY CORP. | YDS28RL | Y | BURNDY CORP. , YDS28RL | JEA OVERHEAD DISTRIBUTION | CSC Stores | 9.39 | 2001-12-06 16:52 | Anjanece | 1 | 0 | #VALUE! | #VALUE!
BURNDY CORP. | YDS28RL | Y | BURNDY CORP. , YDS28RL |  |  | 9.71 | 2001-12-06 16:52 | Anjanece | 1 | 0 | #VALUE! | #VALUE!
BURNDY CORP. | YDS28RL | Y | BURNDY CORP. , YDS28RL |  |  | 9.95 | 2001-12-06 16:52 | Anjanece | 1 | 0 | #VALUE! | #VALUE!
BURNDY CORP. | YDS28RL | Y | BURNDY CORP. , YDS28RL |  |  | 12.46 | 2001-12-06 16:52 | Anjanece | 1 | 0 | #VALUE! | #VALUE!
BURNDY CORP. | YDS28RL | Y | BURNDY CORP. , YDS28RL |  |  | 18.72 | 2001-12-06 16:52 | Anjanece | 1 | 0 | #VALUE! | #VALUE!
BURNDY CORP. | YDS28RL | Y | BURNDY CORP. , YDS28RL |  |  | 47.7 | 2001-12-06 16:52 | Anjanece | 1 | 0 | #VALUE! | #VALUE!
FRANKEL | FTT-4/0E | Y | FRANKEL , FTT-4/0E | JEA OVERHEAD DISTRIBUTION | CSC Stores | 9.39 | 2001-12-06 16:52 | Anjanece | 1 | 0 | #VALUE! | #VALUE!
FRANKEL | FTT-4/0E | Y | FRANKEL , FTT-4/0E |  |  | 9.71 | 2001-12-06 16:52 | Anjanece | 1 | 0 | #VALUE! | #VALUE!
FRANKEL | FTT-4/0E | Y | FRANKEL , FTT-4/0E |  |  | 9.95 | 2001-12-06 16:52 | Anjanece | 1 | 0 | #VALUE! | #VALUE!
FRANKEL | FTT-4/0E | Y | FRANKEL , FTT-4/0E |  |  | 12.46 | 2001-12-06 16:52 | Anjanece | 1 | 0 | #VALUE! | #VALUE!
FRANKEL | FTT-4/0E | Y | FRANKEL , FTT-4/0E |  |  | 18.72 | 2001-12-06 16:52 | Anjanece | 1 | 0 | #VALUE! | #VALUE!
FRANKEL | FTT-4/0E | Y | FRANKEL , FTT-4/0E |  |  | 47.7 | 2001-12-06 16:52 | Anjanece | 1 | 0 | #VALUE! | #VALUE!
HOMAC | 16101 | Y | HOMAC , 16101 | JEA OVERHEAD DISTRIBUTION | CSC Stores | 9.39 | 2001-12-06 16:52 | Anjanece | 1 | 0 | #VALUE! | #VALUE!
HOMAC | 16101 | Y | HOMAC , 16101 |  |  | 9.71 | 2001-12-06 16:52 | Anjanece | 1 | 0 | #VALUE! | #VALUE!
HOMAC | 16101 | Y | HOMAC , 16101 |  |  | 9.95 | 2001-12-06 16:52 | Anjanece | 1 | 0 | #VALUE! | #VALUE!
HOMAC | 16101 | Y | HOMAC , 16101 |  |  | 12.46 | 2001-12-06 16:52 | Anjanece | 1 | 0 | #VALUE! | #VALUE!
HOMAC | 16101 | Y | HOMAC , 16101 |  |  | 18.72 | 2001-12-06 16:52 | Anjanece | 1 | 0 | #VALUE! | #VALUE!
HOMAC | 16101 | Y | HOMAC , 16101 |  |  | 47.7 | 2001-12-06 16:52 | Anjanece | 1 | 0 | #VALUE! | #VALUE!
ITT BLACKBURN | RC40 | Y | ITT BLACKBURN , RC40 | JEA OVERHEAD DISTRIBUTION | CSC Stores | 9.39 | 2001-12-06 16:52 | Anjanece | 1 | 0 | #VALUE! | #VALUE!
ITT BLACKBURN | RC40 | Y | ITT BLACKBURN , RC40 |  |  | 9.71 | 2001-12-06 16:52 | Anjanece | 1 | 0 | #VALUE! | #VALUE!
ITT BLACKBURN | RC40 | Y | ITT BLACKBURN , RC40 |  |  | 9.95 | 2001-12-06 16:52 | Anjanece | 1 | 0 | #VALUE! | #VALUE!
ITT BLACKBURN | RC40 | Y | ITT BLACKBURN , RC40 |  |  | 12.46 | 2001-12-06 16:52 | Anjanece | 1 | 0 | #VALUE! | #VALUE!
ITT BLACKBURN | RC40 | Y | ITT BLACKBURN , RC40 |  |  | 18.72 | 2001-12-06 16:52 | Anjanece | 1 | 0 | #VALUE! | #VALUE!
ITT BLACKBURN | RC40 | Y | ITT BLACKBURN , RC40 |  |  | 47.7 | 2001-12-06 16:52 | Anjanece | 1 | 0 | #VALUE! | #VALUE!
KEARNEY | H4/0-61AS | Y | KEARNEY , H4/0-61AS | JEA OVERHEAD DISTRIBUTION | CSC Stores | 9.39 | 2001-12-06 16:52 | Anjanece | 1 | 0 | #VALUE! | #VALUE!
KEARNEY | H4/0-61AS | Y | KEARNEY , H4/0-61AS |  |  | 9.71 | 2001-12-06 16:52 | Anjanece | 1 | 0 | #VALUE! | #VALUE!
KEARNEY | H4/0-61AS | Y | KEARNEY , H4/0-61AS |  |  | 9.95 | 2001-12-06 16:52 | Anjanece | 1 | 0 | #VALUE! | #VALUE!
KEARNEY | H4/0-61AS | Y | KEARNEY , H4/0-61AS |  |  | 12.46 | 2001-12-06 16:52 | Anjanece | 1 | 0 | #VALUE! | #VALUE!
KEARNEY | H4/0-61AS | Y | KEARNEY , H4/0-61AS |  |  | 18.72 | 2001-12-06 16:52 | Anjanece | 1 | 0 | #VALUE! | #VALUE!
KEARNEY | H4/0-61AS | Y | KEARNEY , H4/0-61AS |  |  | 47.7 | 2001-12-06 16:52 | Anjanece | 1 | 0 | #VALUE! | #VALUE!
PENN-UNION | KFAS-4/0-61 | Y | PENN-UNION , KFAS-4/0-61 | JEA OVERHEAD DISTRIBUTION | CSC Stores | 9.39 | 2001-12-06 16:52 | Anjanece | 1 | 0 | #VALUE! | #VALUE!
PENN-UNION | KFAS-4/0-61 | Y | PENN-UNION , KFAS-4/0-61 |  |  | 9.71 | 2001-12-06 16:52 | Anjanece | 1 | 0 | #VALUE! | #VALUE!
PENN-UNION | KFAS-4/0-61 | Y | PENN-UNION , KFAS-4/0-61 |  |  | 9.95 | 2001-12-06 16:52 | Anjanece | 1 | 0 | #VALUE! | #VALUE!
PENN-UNION | KFAS-4/0-61 | Y | PENN-UNION , KFAS-4/0-61 |  |  | 12.46 | 2001-12-06 16:52 | Anjanece | 1 | 0 | #VALUE! | #VALUE!
PENN-UNION | KFAS-4/0-61 | Y | PENN-UNION , KFAS-4/0-61 |  |  | 18.72 | 2001-12-06 16:52 | Anjanece | 1 | 0 | #VALUE! | #VALUE!
PENN-UNION | KFAS-4/0-61 | Y | PENN-UNION , KFAS-4/0-61 |  |  | 47.7 | 2001-12-06 16:52 | Anjanece | 1 | 0 | #VALUE! | #VALUE!
ANDERSON | FTR-636 | Y | ANDERSON , FTR-636 | JEA OVERHEAD DISTRIBUTION | CSC Stores | 15.12 | 2001-12-06 16:53 | Anjanece | 1 | 0 | #VALUE! | #VALUE!
ANDERSON | FTR-636 | Y | ANDERSON , FTR-636 |  |  | 23.36 | 2001-12-06 16:53 | Anjanece | 1 | 0 | #VALUE! | #VALUE!
ANDERSON | FTR-636 | Y | ANDERSON , FTR-636 |  |  | 38 | 2001-12-06 16:53 | Anjanece | 1 | 0 | #VALUE! | #VALUE!
ANDERSON | FTR-636 | Y | ANDERSON , FTR-636 |  |  | 88.14 | 2001-12-06 16:53 | Anjanece | 1 | 0 | #VALUE! | #VALUE!
ANDERSON | FTR-636 | Y | ANDERSON , FTR-636 |  |  | 185.69 | 2001-12-06 16:53 | Anjanece | 1 | 0 | #VALUE! | #VALUE!
BURNDY CORP. | YDS361AT | Y | BURNDY CORP. , YDS361AT | JEA OVERHEAD DISTRIBUTION | CSC Stores | 15.12 | 2001-12-06 16:53 | Anjanece | 1 | 0 | #VALUE! | #VALUE!
BURNDY CORP. | YDS361AT | Y | BURNDY CORP. , YDS361AT |  |  | 23.36 | 2001-12-06 16:53 | Anjanece | 1 | 0 | #VALUE! | #VALUE!
BURNDY CORP. | YDS361AT | Y | BURNDY CORP. , YDS361AT |  |  | 38 | 2001-12-06 16:53 | Anjanece | 1 | 0 | #VALUE! | #VALUE!
BURNDY CORP. | YDS361AT | Y | BURNDY CORP. , YDS361AT |  |  | 88.14 | 2001-12-06 16:53 | Anjanece | 1 | 0 | #VALUE! | #VALUE!
BURNDY CORP. | YDS361AT | Y | BURNDY CORP. , YDS361AT |  |  | 185.69 | 2001-12-06 16:53 | Anjanece | 1 | 0 | #VALUE! | #VALUE!
HOMAC | 2186 | Y | HOMAC , 2186 | JEA OVERHEAD DISTRIBUTION | CSC Stores | 15.12 | 2001-12-06 16:53 | Anjanece | 1 | 0 | #VALUE! | #VALUE!
HOMAC | 2186 | Y | HOMAC , 2186 |  |  | 23.36 | 2001-12-06 16:53 | Anjanece | 1 | 0 | #VALUE! | #VALUE!
HOMAC | 2186 | Y | HOMAC , 2186 |  |  | 38 | 2001-12-06 16:53 | Anjanece | 1 | 0 | #VALUE! | #VALUE!
HOMAC | 2186 | Y | HOMAC , 2186 |  |  | 88.14 | 2001-12-06 16:53 | Anjanece | 1 | 0 | #VALUE! | #VALUE!
HOMAC | 2186 | Y | HOMAC , 2186 |  |  | 185.69 | 2001-12-06 16:53 | Anjanece | 1 | 0 | #VALUE! | #VALUE!
KEARNEY | HR636-37AL | Y | KEARNEY , HR636-37AL | JEA OVERHEAD DISTRIBUTION | CSC Stores | 15.12 | 2001-12-06 16:53 | Anjanece | 1 | 0 | #VALUE! | #VALUE!
KEARNEY | HR636-37AL | Y | KEARNEY , HR636-37AL |  |  | 23.36 | 2001-12-06 16:53 | Anjanece | 1 | 0 | #VALUE! | #VALUE!
KEARNEY | HR636-37AL | Y | KEARNEY , HR636-37AL |  |  | 38 | 2001-12-06 16:53 | Anjanece | 1 | 0 | #VALUE! | #VALUE!
KEARNEY | HR636-37AL | Y | KEARNEY , HR636-37AL |  |  | 88.14 | 2001-12-06 16:53 | Anjanece | 1 | 0 | #VALUE! | #VALUE!
KEARNEY | HR636-37AL | Y | KEARNEY , HR636-37AL |  |  | 185.69 | 2001-12-06 16:53 | Anjanece | 1 | 0 | #VALUE! | #VALUE!
BURNDY CORP. | YTS39R43RS | Y | BURNDY CORP. , YTS39R43RS | JEA TRANSMISSION | CSC Stores | 48.29 | 2001-12-06 16:54 | John | 5 | 0 | N | N
BURNDY CORP. | YTS39R43RS | Y | BURNDY CORP. , YTS39R43RS |  |  | 49.64 | 2001-12-06 16:54 | John | 5 | 0 | N | N
BURNDY CORP. | YTS39R43RS | Y | BURNDY CORP. , YTS39R43RS |  |  | 58.35 | 2001-12-06 16:54 | John | 5 | 0 | N | N
BURNDY CORP. | YTS39R43RS | Y | BURNDY CORP. , YTS39R43RS |  |  | 61.97 | 2001-12-06 16:54 | John | 5 | 0 | N | N
BURNDY CORP. | YTS39R43RS | Y | BURNDY CORP. , YTS39R43RS |  |  | 70.95 | 2001-12-06 16:54 | John | 5 | 0 | N | N
FARGO | TJA-2208 | Y | FARGO , TJA-2208 | JEA TRANSMISSION | CSC Stores | 48.29 | 2001-12-06 16:54 | John | 5 | 0 | N | N
FARGO | TJA-2208 | Y | FARGO , TJA-2208 |  |  | 49.64 | 2001-12-06 16:54 | John | 5 | 0 | N | N
FARGO | TJA-2208 | Y | FARGO , TJA-2208 |  |  | 58.35 | 2001-12-06 16:54 | John | 5 | 0 | N | N
FARGO | TJA-2208 | Y | FARGO , TJA-2208 |  |  | 61.97 | 2001-12-06 16:54 | John | 5 | 0 | N | N
FARGO | TJA-2208 | Y | FARGO , TJA-2208 |  |  | 70.95 | 2001-12-06 16:54 | John | 5 | 0 | N | N
BURNDY CORP. | YTS431A | Y | BURNDY CORP. , YTS431A | JEA OVERHEAD DISTRIBUTION | CSC Stores | 25.08 | 2001-12-06 16:55 | Anjanece | 8 | 0 | #VALUE! | #VALUE!
BURNDY CORP. | YTS431A | Y | BURNDY CORP. , YTS431A |  |  | 27.69 | 2001-12-06 16:55 | Anjanece | 8 | 0 | #VALUE! | #VALUE!
BURNDY CORP. | YTS431A | Y | BURNDY CORP. , YTS431A |  |  | 29.54 | 2001-12-06 16:55 | Anjanece | 8 | 0 | #VALUE! | #VALUE!
BURNDY CORP. | YTS431A | Y | BURNDY CORP. , YTS431A |  |  | 35.69 | 2001-12-06 16:55 | Anjanece | 8 | 0 | #VALUE! | #VALUE!
BURNDY CORP. | YTS431A | Y | BURNDY CORP. , YTS431A |  |  | 35.71 | 2001-12-06 16:55 | Anjanece | 8 | 0 | #VALUE! | #VALUE!
BURNDY CORP. | YTS431A | Y | BURNDY CORP. , YTS431A |  |  | 45.61 | 2001-12-06 16:55 | Anjanece | 8 | 0 | #VALUE! | #VALUE!
BURNDY CORP. | YTS431A | Y | BURNDY CORP. , YTS431A |  |  | 53.45 | 2001-12-06 16:55 | Anjanece | 8 | 0 | #VALUE! | #VALUE!
HOMAC | 2190 | Y | HOMAC , 2190 | JEA OVERHEAD DISTRIBUTION | CSC Stores | 25.08 | 2001-12-06 16:55 | Anjanece | 8 | 0 | #VALUE! | #VALUE!
HOMAC | 2190 | Y | HOMAC , 2190 |  |  | 27.69 | 2001-12-06 16:55 | Anjanece | 8 | 0 | #VALUE! | #VALUE!
HOMAC | 2190 | Y | HOMAC , 2190 |  |  | 29.54 | 2001-12-06 16:55 | Anjanece | 8 | 0 | #VALUE! | #VALUE!
HOMAC | 2190 | Y | HOMAC , 2190 |  |  | 35.69 | 2001-12-06 16:55 | Anjanece | 8 | 0 | #VALUE! | #VALUE!
HOMAC | 2190 | Y | HOMAC , 2190 |  |  | 35.71 | 2001-12-06 16:55 | Anjanece | 8 | 0 | #VALUE! | #VALUE!
HOMAC | 2190 | Y | HOMAC , 2190 |  |  | 45.61 | 2001-12-06 16:55 | Anjanece | 8 | 0 | #VALUE! | #VALUE!
HOMAC | 2190 | Y | HOMAC , 2190 |  |  | 53.45 | 2001-12-06 16:55 | Anjanece | 8 | 0 | #VALUE! | #VALUE!
ALCOA | 33049 | Y | ALCOA , 33049 | JEA TRANSMISSION | CSC Stores | 92.62 | 2001-12-06 16:55 | John | 1 | 0 | N | N
ALCOA | 33049 | Y | ALCOA , 33049 |  |  | 93.13 | 2001-12-06 16:55 | John | 1 | 0 | N | N
ALCOA | 33049 | Y | ALCOA , 33049 |  |  | 95.56 | 2001-12-06 16:55 | John | 1 | 0 | N | N
ALCOA | 33049 | Y | ALCOA , 33049 |  |  | 99 | 2001-12-06 16:55 | John | 1 | 0 | N | N
BURNDY CORP. | YTS48R48RS | Y | BURNDY CORP. , YTS48R48RS | JEA TRANSMISSION | CSC Stores | 92.62 | 2001-12-06 16:55 | John | 1 | 0 | N | N
BURNDY CORP. | YTS48R48RS | Y | BURNDY CORP. , YTS48R48RS |  |  | 93.13 | 2001-12-06 16:55 | John | 1 | 0 | N | N
BURNDY CORP. | YTS48R48RS | Y | BURNDY CORP. , YTS48R48RS |  |  | 95.56 | 2001-12-06 16:55 | John | 1 | 0 | N | N
BURNDY CORP. | YTS48R48RS | Y | BURNDY CORP. , YTS48R48RS |  |  | 99 | 2001-12-06 16:55 | John | 1 | 0 | N | N
FARGO | TJA-4121 | Y | FARGO , TJA-4121 | JEA TRANSMISSION | CSC Stores | 92.62 | 2001-12-06 16:55 | John | 1 | 0 | N | N
FARGO | TJA-4121 | Y | FARGO , TJA-4121 |  |  | 93.13 | 2001-12-06 16:55 | John | 1 | 0 | N | N
FARGO | TJA-4121 | Y | FARGO , TJA-4121 |  |  | 95.56 | 2001-12-06 16:55 | John | 1 | 0 | N | N
FARGO | TJA-4121 | Y | FARGO , TJA-4121 |  |  | 99 | 2001-12-06 16:55 | John | 1 | 0 | N | N
BURNDY CORP. | Z88C3429 | Y | BURNDY CORP. , Z88C3429 | JEA UNDERGROUND DISTRIBUTION | CSC Stores | 12.3 | 2002-05-06 08:49 | Anjanece | 10 | 600 | #VALUE! | #VALUE!
BURNDY CORP. | Z88C3429 | Y | BURNDY CORP. , Z88C3429 |  |  | 12.35 | 2002-05-06 08:49 | Anjanece | 10 | 600 | #VALUE! | #VALUE!
BURNDY CORP. | Z88C3429 | Y | BURNDY CORP. , Z88C3429 |  |  | 12.4 | 2002-05-06 08:49 | Anjanece | 10 | 600 | #VALUE! | #VALUE!
BURNDY CORP. | Z88C3429 | Y | BURNDY CORP. , Z88C3429 |  |  | 12.42 | 2002-05-06 08:49 | Anjanece | 10 | 600 | #VALUE! | #VALUE!
BURNDY CORP. | Z88C3429 | Y | BURNDY CORP. , Z88C3429 |  |  | 12.45 | 2002-05-06 08:49 | Anjanece | 10 | 600 | #VALUE! | #VALUE!
BURNDY CORP. | Z88C3429 | Y | BURNDY CORP. , Z88C3429 |  |  | 12.46 | 2002-05-06 08:49 | Anjanece | 10 | 600 | #VALUE! | #VALUE!
BURNDY CORP. | Z88C3429 | Y | BURNDY CORP. , Z88C3429 |  |  | 12.47 | 2002-05-06 08:49 | Anjanece | 10 | 600 | #VALUE! | #VALUE!
BURNDY CORP. | Z88C3429 | Y | BURNDY CORP. , Z88C3429 |  |  | 12.5 | 2002-05-06 08:49 | Anjanece | 10 | 600 | #VALUE! | #VALUE!
BURNDY CORP. | Z88C3429 | Y | BURNDY CORP. , Z88C3429 |  |  | 12.51 | 2002-05-06 08:49 | Anjanece | 10 | 600 | #VALUE! | #VALUE!
BURNDY CORP. | Z88C3429 | Y | BURNDY CORP. , Z88C3429 |  |  | 12.6 | 2002-05-06 08:49 | Anjanece | 10 | 600 | #VALUE! | #VALUE!
BURNDY CORP. | Z88C3429 | Y | BURNDY CORP. , Z88C3429 |  |  | 12.68 | 2002-05-06 08:49 | Anjanece | 10 | 600 | #VALUE! | #VALUE!
BURNDY CORP. | Z88C3429 | Y | BURNDY CORP. , Z88C3429 |  |  | 12.74 | 2002-05-06 08:49 | Anjanece | 10 | 600 | #VALUE! | #VALUE!
BURNDY CORP. | Z88C3429 | Y | BURNDY CORP. , Z88C3429 |  |  | 12.86 | 2002-05-06 08:49 | Anjanece | 10 | 600 | #VALUE! | #VALUE!
BURNDY CORP. | Z88C3429 | Y | BURNDY CORP. , Z88C3429 |  |  | 13 | 2002-05-06 08:49 | Anjanece | 10 | 600 | #VALUE! | #VALUE!
BURNDY CORP. | Z88C3429 | Y | BURNDY CORP. , Z88C3429 |  |  | 13.26 | 2002-05-06 08:49 | Anjanece | 10 | 600 | #VALUE! | #VALUE!
BURNDY CORP. | Z88C3429 | Y | BURNDY CORP. , Z88C3429 |  |  | 13.28 | 2002-05-06 08:49 | Anjanece | 10 | 600 | #VALUE! | #VALUE!
BURNDY CORP. | Z88C3429 | Y | BURNDY CORP. , Z88C3429 |  |  | 13.3 | 2002-05-06 08:49 | Anjanece | 10 | 600 | #VALUE! | #VALUE!
BURNDY CORP. | Z88C3429 | Y | BURNDY CORP. , Z88C3429 |  |  | 13.32 | 2002-05-06 08:49 | Anjanece | 10 | 600 | #VALUE! | #VALUE!
BURNDY CORP. | Z88C3429 | Y | BURNDY CORP. , Z88C3429 |  |  | 13.91 | 2002-05-06 08:49 | Anjanece | 10 | 600 | #VALUE! | #VALUE!
BURNDY CORP. | Z88C3429 | Y | BURNDY CORP. , Z88C3429 |  |  | 14.03 | 2002-05-06 08:49 | Anjanece | 10 | 600 | #VALUE! | #VALUE!
BURNDY CORP. | Z88C3429 | Y | BURNDY CORP. , Z88C3429 |  |  | 15.27 | 2002-05-06 08:49 | Anjanece | 10 | 600 | #VALUE! | #VALUE!
BURNDY CORP. | Z88C3429 | Y | BURNDY CORP. , Z88C3429 |  |  | 15.74 | 2002-05-06 08:49 | Anjanece | 10 | 600 | #VALUE! | #VALUE!
BURNDY CORP. | Z88C3429 | Y | BURNDY CORP. , Z88C3429 |  |  | 17.41 | 2002-05-06 08:49 | Anjanece | 10 | 600 | #VALUE! | #VALUE!
BURNDY CORP. | Z88C3429 | Y | BURNDY CORP. , Z88C3429 |  |  | 17.98 | 2002-05-06 08:49 | Anjanece | 10 | 600 | #VALUE! | #VALUE!
BURNDY CORP. | Z88C3429 | Y | BURNDY CORP. , Z88C3429 |  |  | 18.06 | 2002-05-06 08:49 | Anjanece | 10 | 600 | #VALUE! | #VALUE!
BURNDY CORP. | Z88C3429 | Y | BURNDY CORP. , Z88C3429 |  |  | 19.27 | 2002-05-06 08:49 | Anjanece | 10 | 600 | #VALUE! | #VALUE!
BURNDY CORP. | Z88C3429 | Y | BURNDY CORP. , Z88C3429 |  |  | 19.85 | 2002-05-06 08:49 | Anjanece | 10 | 600 | #VALUE! | #VALUE!
BURNDY CORP. | Z88C3429 | Y | BURNDY CORP. , Z88C3429 |  |  | 21.03 | 2002-05-06 08:49 | Anjanece | 10 | 600 | #VALUE! | #VALUE!
BURNDY CORP. | Z88C3429 | Y | BURNDY CORP. , Z88C3429 |  |  | 22.39 | 2002-05-06 08:49 | Anjanece | 10 | 600 | #VALUE! | #VALUE!
BURNDY CORP. | Z88C3429 | Y | BURNDY CORP. , Z88C3429 |  |  | 27.15 | 2002-05-06 08:49 | Anjanece | 10 | 600 | #VALUE! | #VALUE!
BURNDY CORP. | Z88C3429 | Y | BURNDY CORP. , Z88C3429 |  |  | 28.79 | 2002-05-06 08:49 | Anjanece | 10 | 600 | #VALUE! | #VALUE!
BURNDY CORP. | Z88C3429 | Y | BURNDY CORP. , Z88C3429 |  |  | 29.05 | 2002-05-06 08:49 | Anjanece | 10 | 600 | #VALUE! | #VALUE!
BURNDY CORP. | Z88C3429 | Y | BURNDY CORP. , Z88C3429 |  |  | 30.87 | 2002-05-06 08:49 | Anjanece | 10 | 600 | #VALUE! | #VALUE!
BURNDY CORP. | Z88C3429 | Y | BURNDY CORP. , Z88C3429 |  |  | 30.9 | 2002-05-06 08:49 | Anjanece | 10 | 600 | #VALUE! | #VALUE!
BURNDY CORP. | Z88C3429 | Y | BURNDY CORP. , Z88C3429 |  |  | 35.27 | 2002-05-06 08:49 | Anjanece | 10 | 600 | #VALUE! | #VALUE!
BURNDY CORP. | Z88C3429 | Y | BURNDY CORP. , Z88C3429 |  |  | 40.4 | 2002-05-06 08:49 | Anjanece | 10 | 600 | #VALUE! | #VALUE!
BURNDY CORP. | Z88C3429 | Y | BURNDY CORP. , Z88C3429 |  |  | 48.02 | 2002-05-06 08:49 | Anjanece | 10 | 600 | #VALUE! | #VALUE!
BURNDY CORP. | Z88C3429 | Y | BURNDY CORP. , Z88C3429 |  |  | 53.3 | 2002-05-06 08:49 | Anjanece | 10 | 600 | #VALUE! | #VALUE!
BURNDY CORP. | Z88C3429 | Y | BURNDY CORP. , Z88C3429 |  |  | 55.15 | 2002-05-06 08:49 | Anjanece | 10 | 600 | #VALUE! | #VALUE!
BURNDY CORP. | Z88C3429 | Y | BURNDY CORP. , Z88C3429 |  |  | 66.9 | 2002-05-06 08:49 | Anjanece | 10 | 600 | #VALUE! | #VALUE!
BURNDY CORP. | Z88C3429 | Y | BURNDY CORP. , Z88C3429 |  |  | 69.8 | 2002-05-06 08:49 | Anjanece | 10 | 600 | #VALUE! | #VALUE!
BURNDY CORP. | Z88C3429 | Y | BURNDY CORP. , Z88C3429 |  |  | 72.19 | 2002-05-06 08:49 | Anjanece | 10 | 600 | #VALUE! | #VALUE!
DOSSERT | MIS25-60-138 | Y | DOSSERT , MIS25-60-138 | JEA UNDERGROUND DISTRIBUTION | CSC Stores | 12.3 | 2002-05-06 08:49 | Anjanece | 10 | 600 | #VALUE! | #VALUE!
DOSSERT | MIS25-60-138 | Y | DOSSERT , MIS25-60-138 |  |  | 12.35 | 2002-05-06 08:49 | Anjanece | 10 | 600 | #VALUE! | #VALUE!
DOSSERT | MIS25-60-138 | Y | DOSSERT , MIS25-60-138 |  |  | 12.4 | 2002-05-06 08:49 | Anjanece | 10 | 600 | #VALUE! | #VALUE!
DOSSERT | MIS25-60-138 | Y | DOSSERT , MIS25-60-138 |  |  | 12.42 | 2002-05-06 08:49 | Anjanece | 10 | 600 | #VALUE! | #VALUE!
DOSSERT | MIS25-60-138 | Y | DOSSERT , MIS25-60-138 |  |  | 12.45 | 2002-05-06 08:49 | Anjanece | 10 | 600 | #VALUE! | #VALUE!
DOSSERT | MIS25-60-138 | Y | DOSSERT , MIS25-60-138 |  |  | 12.46 | 2002-05-06 08:49 | Anjanece | 10 | 600 | #VALUE! | #VALUE!
DOSSERT | MIS25-60-138 | Y | DOSSERT , MIS25-60-138 |  |  | 12.47 | 2002-05-06 08:49 | Anjanece | 10 | 600 | #VALUE! | #VALUE!
DOSSERT | MIS25-60-138 | Y | DOSSERT , MIS25-60-138 |  |  | 12.5 | 2002-05-06 08:49 | Anjanece | 10 | 600 | #VALUE! | #VALUE!
DOSSERT | MIS25-60-138 | Y | DOSSERT , MIS25-60-138 |  |  | 12.51 | 2002-05-06 08:49 | Anjanece | 10 | 600 | #VALUE! | #VALUE!
DOSSERT | MIS25-60-138 | Y | DOSSERT , MIS25-60-138 |  |  | 12.6 | 2002-05-06 08:49 | Anjanece | 10 | 600 | #VALUE! | #VALUE!
DOSSERT | MIS25-60-138 | Y | DOSSERT , MIS25-60-138 |  |  | 12.68 | 2002-05-06 08:49 | Anjanece | 10 | 600 | #VALUE! | #VALUE!
DOSSERT | MIS25-60-138 | Y | DOSSERT , MIS25-60-138 |  |  | 12.74 | 2002-05-06 08:49 | Anjanece | 10 | 600 | #VALUE! | #VALUE!
DOSSERT | MIS25-60-138 | Y | DOSSERT , MIS25-60-138 |  |  | 12.86 | 2002-05-06 08:49 | Anjanece | 10 | 600 | #VALUE! | #VALUE!
DOSSERT | MIS25-60-138 | Y | DOSSERT , MIS25-60-138 |  |  | 13 | 2002-05-06 08:49 | Anjanece | 10 | 600 | #VALUE! | #VALUE!
DOSSERT | MIS25-60-138 | Y | DOSSERT , MIS25-60-138 |  |  | 13.26 | 2002-05-06 08:49 | Anjanece | 10 | 600 | #VALUE! | #VALUE!
DOSSERT | MIS25-60-138 | Y | DOSSERT , MIS25-60-138 |  |  | 13.28 | 2002-05-06 08:49 | Anjanece | 10 | 600 | #VALUE! | #VALUE!
DOSSERT | MIS25-60-138 | Y | DOSSERT , MIS25-60-138 |  |  | 13.3 | 2002-05-06 08:49 | Anjanece | 10 | 600 | #VALUE! | #VALUE!
DOSSERT | MIS25-60-138 | Y | DOSSERT , MIS25-60-138 |  |  | 13.32 | 2002-05-06 08:49 | Anjanece | 10 | 600 | #VALUE! | #VALUE!
DOSSERT | MIS25-60-138 | Y | DOSSERT , MIS25-60-138 |  |  | 13.91 | 2002-05-06 08:49 | Anjanece | 10 | 600 | #VALUE! | #VALUE!
DOSSERT | MIS25-60-138 | Y | DOSSERT , MIS25-60-138 |  |  | 14.03 | 2002-05-06 08:49 | Anjanece | 10 | 600 | #VALUE! | #VALUE!
DOSSERT | MIS25-60-138 | Y | DOSSERT , MIS25-60-138 |  |  | 15.27 | 2002-05-06 08:49 | Anjanece | 10 | 600 | #VALUE! | #VALUE!
DOSSERT | MIS25-60-138 | Y | DOSSERT , MIS25-60-138 |  |  | 15.74 | 2002-05-06 08:49 | Anjanece | 10 | 600 | #VALUE! | #VALUE!
DOSSERT | MIS25-60-138 | Y | DOSSERT , MIS25-60-138 |  |  | 17.41 | 2002-05-06 08:49 | Anjanece | 10 | 600 | #VALUE! | #VALUE!
DOSSERT | MIS25-60-138 | Y | DOSSERT , MIS25-60-138 |  |  | 17.98 | 2002-05-06 08:49 | Anjanece | 10 | 600 | #VALUE! | #VALUE!
DOSSERT | MIS25-60-138 | Y | DOSSERT , MIS25-60-138 |  |  | 18.06 | 2002-05-06 08:49 | Anjanece | 10 | 600 | #VALUE! | #VALUE!
DOSSERT | MIS25-60-138 | Y | DOSSERT , MIS25-60-138 |  |  | 19.27 | 2002-05-06 08:49 | Anjanece | 10 | 600 | #VALUE! | #VALUE!
DOSSERT | MIS25-60-138 | Y | DOSSERT , MIS25-60-138 |  |  | 19.85 | 2002-05-06 08:49 | Anjanece | 10 | 600 | #VALUE! | #VALUE!
DOSSERT | MIS25-60-138 | Y | DOSSERT , MIS25-60-138 |  |  | 21.03 | 2002-05-06 08:49 | Anjanece | 10 | 600 | #VALUE! | #VALUE!
DOSSERT | MIS25-60-138 | Y | DOSSERT , MIS25-60-138 |  |  | 22.39 | 2002-05-06 08:49 | Anjanece | 10 | 600 | #VALUE! | #VALUE!
DOSSERT | MIS25-60-138 | Y | DOSSERT , MIS25-60-138 |  |  | 27.15 | 2002-05-06 08:49 | Anjanece | 10 | 600 | #VALUE! | #VALUE!
DOSSERT | MIS25-60-138 | Y | DOSSERT , MIS25-60-138 |  |  | 28.79 | 2002-05-06 08:49 | Anjanece | 10 | 600 | #VALUE! | #VALUE!
DOSSERT | MIS25-60-138 | Y | DOSSERT , MIS25-60-138 |  |  | 29.05 | 2002-05-06 08:49 | Anjanece | 10 | 600 | #VALUE! | #VALUE!
DOSSERT | MIS25-60-138 | Y | DOSSERT , MIS25-60-138 |  |  | 30.87 | 2002-05-06 08:49 | Anjanece | 10 | 600 | #VALUE! | #VALUE!
DOSSERT | MIS25-60-138 | Y | DOSSERT , MIS25-60-138 |  |  | 30.9 | 2002-05-06 08:49 | Anjanece | 10 | 600 | #VALUE! | #VALUE!
DOSSERT | MIS25-60-138 | Y | DOSSERT , MIS25-60-138 |  |  | 35.27 | 2002-05-06 08:49 | Anjanece | 10 | 600 | #VALUE! | #VALUE!
DOSSERT | MIS25-60-138 | Y | DOSSERT , MIS25-60-138 |  |  | 40.4 | 2002-05-06 08:49 | Anjanece | 10 | 600 | #VALUE! | #VALUE!
DOSSERT | MIS25-60-138 | Y | DOSSERT , MIS25-60-138 |  |  | 48.02 | 2002-05-06 08:49 | Anjanece | 10 | 600 | #VALUE! | #VALUE!
DOSSERT | MIS25-60-138 | Y | DOSSERT , MIS25-60-138 |  |  | 53.3 | 2002-05-06 08:49 | Anjanece | 10 | 600 | #VALUE! | #VALUE!
DOSSERT | MIS25-60-138 | Y | DOSSERT , MIS25-60-138 |  |  | 55.15 | 2002-05-06 08:49 | Anjanece | 10 | 600 | #VALUE! | #VALUE!
DOSSERT | MIS25-60-138 | Y | DOSSERT , MIS25-60-138 |  |  | 66.9 | 2002-05-06 08:49 | Anjanece | 10 | 600 | #VALUE! | #VALUE!
DOSSERT | MIS25-60-138 | Y | DOSSERT , MIS25-60-138 |  |  | 69.8 | 2002-05-06 08:49 | Anjanece | 10 | 600 | #VALUE! | #VALUE!
DOSSERT | MIS25-60-138 | Y | DOSSERT , MIS25-60-138 |  |  | 72.19 | 2002-05-06 08:49 | Anjanece | 10 | 600 | #VALUE! | #VALUE!
MULTI-AMP CORP. | USS-500 | Y | MULTI-AMP CORP. , USS-500 | JEA UNDERGROUND DISTRIBUTION | CSC Stores | 12.3 | 2002-05-06 08:49 | Anjanece | 10 | 600 | #VALUE! | #VALUE!
MULTI-AMP CORP. | USS-500 | Y | MULTI-AMP CORP. , USS-500 |  |  | 12.35 | 2002-05-06 08:49 | Anjanece | 10 | 600 | #VALUE! | #VALUE!
MULTI-AMP CORP. | USS-500 | Y | MULTI-AMP CORP. , USS-500 |  |  | 12.4 | 2002-05-06 08:49 | Anjanece | 10 | 600 | #VALUE! | #VALUE!
MULTI-AMP CORP. | USS-500 | Y | MULTI-AMP CORP. , USS-500 |  |  | 12.42 | 2002-05-06 08:49 | Anjanece | 10 | 600 | #VALUE! | #VALUE!
MULTI-AMP CORP. | USS-500 | Y | MULTI-AMP CORP. , USS-500 |  |  | 12.45 | 2002-05-06 08:49 | Anjanece | 10 | 600 | #VALUE! | #VALUE!
MULTI-AMP CORP. | USS-500 | Y | MULTI-AMP CORP. , USS-500 |  |  | 12.46 | 2002-05-06 08:49 | Anjanece | 10 | 600 | #VALUE! | #VALUE!
MULTI-AMP CORP. | USS-500 | Y | MULTI-AMP CORP. , USS-500 |  |  | 12.47 | 2002-05-06 08:49 | Anjanece | 10 | 600 | #VALUE! | #VALUE!
MULTI-AMP CORP. | USS-500 | Y | MULTI-AMP CORP. , USS-500 |  |  | 12.5 | 2002-05-06 08:49 | Anjanece | 10 | 600 | #VALUE! | #VALUE!
MULTI-AMP CORP. | USS-500 | Y | MULTI-AMP CORP. , USS-500 |  |  | 12.51 | 2002-05-06 08:49 | Anjanece | 10 | 600 | #VALUE! | #VALUE!
MULTI-AMP CORP. | USS-500 | Y | MULTI-AMP CORP. , USS-500 |  |  | 12.6 | 2002-05-06 08:49 | Anjanece | 10 | 600 | #VALUE! | #VALUE!
MULTI-AMP CORP. | USS-500 | Y | MULTI-AMP CORP. , USS-500 |  |  | 12.68 | 2002-05-06 08:49 | Anjanece | 10 | 600 | #VALUE! | #VALUE!
MULTI-AMP CORP. | USS-500 | Y | MULTI-AMP CORP. , USS-500 |  |  | 12.74 | 2002-05-06 08:49 | Anjanece | 10 | 600 | #VALUE! | #VALUE!
MULTI-AMP CORP. | USS-500 | Y | MULTI-AMP CORP. , USS-500 |  |  | 12.86 | 2002-05-06 08:49 | Anjanece | 10 | 600 | #VALUE! | #VALUE!
MULTI-AMP CORP. | USS-500 | Y | MULTI-AMP CORP. , USS-500 |  |  | 13 | 2002-05-06 08:49 | Anjanece | 10 | 600 | #VALUE! | #VALUE!
MULTI-AMP CORP. | USS-500 | Y | MULTI-AMP CORP. , USS-500 |  |  | 13.26 | 2002-05-06 08:49 | Anjanece | 10 | 600 | #VALUE! | #VALUE!
MULTI-AMP CORP. | USS-500 | Y | MULTI-AMP CORP. , USS-500 |  |  | 13.28 | 2002-05-06 08:49 | Anjanece | 10 | 600 | #VALUE! | #VALUE!
MULTI-AMP CORP. | USS-500 | Y | MULTI-AMP CORP. , USS-500 |  |  | 13.3 | 2002-05-06 08:49 | Anjanece | 10 | 600 | #VALUE! | #VALUE!
MULTI-AMP CORP. | USS-500 | Y | MULTI-AMP CORP. , USS-500 |  |  | 13.32 | 2002-05-06 08:49 | Anjanece | 10 | 600 | #VALUE! | #VALUE!
MULTI-AMP CORP. | USS-500 | Y | MULTI-AMP CORP. , USS-500 |  |  | 13.91 | 2002-05-06 08:49 | Anjanece | 10 | 600 | #VALUE! | #VALUE!
MULTI-AMP CORP. | USS-500 | Y | MULTI-AMP CORP. , USS-500 |  |  | 14.03 | 2002-05-06 08:49 | Anjanece | 10 | 600 | #VALUE! | #VALUE!
MULTI-AMP CORP. | USS-500 | Y | MULTI-AMP CORP. , USS-500 |  |  | 15.27 | 2002-05-06 08:49 | Anjanece | 10 | 600 | #VALUE! | #VALUE!
MULTI-AMP CORP. | USS-500 | Y | MULTI-AMP CORP. , USS-500 |  |  | 15.74 | 2002-05-06 08:49 | Anjanece | 10 | 600 | #VALUE! | #VALUE!
MULTI-AMP CORP. | USS-500 | Y | MULTI-AMP CORP. , USS-500 |  |  | 17.41 | 2002-05-06 08:49 | Anjanece | 10 | 600 | #VALUE! | #VALUE!
MULTI-AMP CORP. | USS-500 | Y | MULTI-AMP CORP. , USS-500 |  |  | 17.98 | 2002-05-06 08:49 | Anjanece | 10 | 600 | #VALUE! | #VALUE!
MULTI-AMP CORP. | USS-500 | Y | MULTI-AMP CORP. , USS-500 |  |  | 18.06 | 2002-05-06 08:49 | Anjanece | 10 | 600 | #VALUE! | #VALUE!
MULTI-AMP CORP. | USS-500 | Y | MULTI-AMP CORP. , USS-500 |  |  | 19.27 | 2002-05-06 08:49 | Anjanece | 10 | 600 | #VALUE! | #VALUE!
MULTI-AMP CORP. | USS-500 | Y | MULTI-AMP CORP. , USS-500 |  |  | 19.85 | 2002-05-06 08:49 | Anjanece | 10 | 600 | #VALUE! | #VALUE!
MULTI-AMP CORP. | USS-500 | Y | MULTI-AMP CORP. , USS-500 |  |  | 21.03 | 2002-05-06 08:49 | Anjanece | 10 | 600 | #VALUE! | #VALUE!
MULTI-AMP CORP. | USS-500 | Y | MULTI-AMP CORP. , USS-500 |  |  | 22.39 | 2002-05-06 08:49 | Anjanece | 10 | 600 | #VALUE! | #VALUE!
MULTI-AMP CORP. | USS-500 | Y | MULTI-AMP CORP. , USS-500 |  |  | 27.15 | 2002-05-06 08:49 | Anjanece | 10 | 600 | #VALUE! | #VALUE!
MULTI-AMP CORP. | USS-500 | Y | MULTI-AMP CORP. , USS-500 |  |  | 28.79 | 2002-05-06 08:49 | Anjanece | 10 | 600 | #VALUE! | #VALUE!
MULTI-AMP CORP. | USS-500 | Y | MULTI-AMP CORP. , USS-500 |  |  | 29.05 | 2002-05-06 08:49 | Anjanece | 10 | 600 | #VALUE! | #VALUE!
MULTI-AMP CORP. | USS-500 | Y | MULTI-AMP CORP. , USS-500 |  |  | 30.87 | 2002-05-06 08:49 | Anjanece | 10 | 600 | #VALUE! | #VALUE!
MULTI-AMP CORP. | USS-500 | Y | MULTI-AMP CORP. , USS-500 |  |  | 30.9 | 2002-05-06 08:49 | Anjanece | 10 | 600 | #VALUE! | #VALUE!
MULTI-AMP CORP. | USS-500 | Y | MULTI-AMP CORP. , USS-500 |  |  | 35.27 | 2002-05-06 08:49 | Anjanece | 10 | 600 | #VALUE! | #VALUE!
MULTI-AMP CORP. | USS-500 | Y | MULTI-AMP CORP. , USS-500 |  |  | 40.4 | 2002-05-06 08:49 | Anjanece | 10 | 600 | #VALUE! | #VALUE!
MULTI-AMP CORP. | USS-500 | Y | MULTI-AMP CORP. , USS-500 |  |  | 48.02 | 2002-05-06 08:49 | Anjanece | 10 | 600 | #VALUE! | #VALUE!
MULTI-AMP CORP. | USS-500 | Y | MULTI-AMP CORP. , USS-500 |  |  | 53.3 | 2002-05-06 08:49 | Anjanece | 10 | 600 | #VALUE! | #VALUE!
MULTI-AMP CORP. | USS-500 | Y | MULTI-AMP CORP. , USS-500 |  |  | 55.15 | 2002-05-06 08:49 | Anjanece | 10 | 600 | #VALUE! | #VALUE!
MULTI-AMP CORP. | USS-500 | Y | MULTI-AMP CORP. , USS-500 |  |  | 66.9 | 2002-05-06 08:49 | Anjanece | 10 | 600 | #VALUE! | #VALUE!
MULTI-AMP CORP. | USS-500 | Y | MULTI-AMP CORP. , USS-500 |  |  | 69.8 | 2002-05-06 08:49 | Anjanece | 10 | 600 | #VALUE! | #VALUE!
MULTI-AMP CORP. | USS-500 | Y | MULTI-AMP CORP. , USS-500 |  |  | 72.19 | 2002-05-06 08:49 | Anjanece | 10 | 600 | #VALUE! | #VALUE!
ALCOA | 5230.3 | Y | ALCOA , 5230.3 | JEA OVERHEAD DISTRIBUTION | CSC Stores | 26.21 | 2001-12-06 16:59 | Anjanece | 1 | 0 | #VALUE! | #VALUE!
ALCOA | 5230.3 | Y | ALCOA , 5230.3 |  |  | 34.79 | 2001-12-06 16:59 | Anjanece | 1 | 0 | #VALUE! | #VALUE!
ALCOA | 5230.3 | Y | ALCOA , 5230.3 |  |  | 37.04 | 2001-12-06 16:59 | Anjanece | 1 | 0 | #VALUE! | #VALUE!
ALCOA | 5230.3 | Y | ALCOA , 5230.3 |  |  | 44.32 | 2001-12-06 16:59 | Anjanece | 1 | 0 | #VALUE! | #VALUE!
ALCOA | 5230.3 | Y | ALCOA , 5230.3 |  |  | 44.9 | 2001-12-06 16:59 | Anjanece | 1 | 0 | #VALUE! | #VALUE!
BURNDY CORP. | YNU451R | Y | BURNDY CORP. , YNU451R | JEA OVERHEAD DISTRIBUTION | CSC Stores | 26.21 | 2001-12-06 16:59 | Anjanece | 1 | 0 | #VALUE! | #VALUE!
BURNDY CORP. | YNU451R | Y | BURNDY CORP. , YNU451R |  |  | 34.79 | 2001-12-06 16:59 | Anjanece | 1 | 0 | #VALUE! | #VALUE!
BURNDY CORP. | YNU451R | Y | BURNDY CORP. , YNU451R |  |  | 37.04 | 2001-12-06 16:59 | Anjanece | 1 | 0 | #VALUE! | #VALUE!
BURNDY CORP. | YNU451R | Y | BURNDY CORP. , YNU451R |  |  | 44.32 | 2001-12-06 16:59 | Anjanece | 1 | 0 | #VALUE! | #VALUE!
BURNDY CORP. | YNU451R | Y | BURNDY CORP. , YNU451R |  |  | 44.9 | 2001-12-06 16:59 | Anjanece | 1 | 0 | #VALUE! | #VALUE!
HOMAC | 28816 | Y | HOMAC , 28816 | JEA OVERHEAD DISTRIBUTION | CSC Stores | 26.21 | 2001-12-06 16:59 | Anjanece | 1 | 0 | #VALUE! | #VALUE!
HOMAC | 28816 | Y | HOMAC , 28816 |  |  | 34.79 | 2001-12-06 16:59 | Anjanece | 1 | 0 | #VALUE! | #VALUE!
HOMAC | 28816 | Y | HOMAC , 28816 |  |  | 37.04 | 2001-12-06 16:59 | Anjanece | 1 | 0 | #VALUE! | #VALUE!
HOMAC | 28816 | Y | HOMAC , 28816 |  |  | 44.32 | 2001-12-06 16:59 | Anjanece | 1 | 0 | #VALUE! | #VALUE!
HOMAC | 28816 | Y | HOMAC , 28816 |  |  | 44.9 | 2001-12-06 16:59 | Anjanece | 1 | 0 | #VALUE! | #VALUE!
ALCOA | 5234.3 | Y | ALCOA , 5234.3 | JEA OVERHEAD DISTRIBUTION | CSC Stores | 37.96 | 2001-12-06 17:00 | Anjanece | 800 | 0 | #VALUE! | #VALUE!
ALCOA | 5234.3 | Y | ALCOA , 5234.3 |  |  | 38.13 | 2001-12-06 17:00 | Anjanece | 800 | 0 | #VALUE! | #VALUE!
ALCOA | 5234.3 | Y | ALCOA , 5234.3 |  |  | 39.47 | 2001-12-06 17:00 | Anjanece | 800 | 0 | #VALUE! | #VALUE!
ALCOA | 5234.3 | Y | ALCOA , 5234.3 |  |  | 39.62 | 2001-12-06 17:00 | Anjanece | 800 | 0 | #VALUE! | #VALUE!
ALCOA | 5234.3 | Y | ALCOA , 5234.3 |  |  | 49.18 | 2001-12-06 17:00 | Anjanece | 800 | 0 | #VALUE! | #VALUE!
ALCOA | 5234.3 | Y | ALCOA , 5234.3 |  |  | 49.2 | 2001-12-06 17:00 | Anjanece | 800 | 0 | #VALUE! | #VALUE!
BURNDY CORP. | YNU49R | Y | BURNDY CORP. , YNU49R | JEA OVERHEAD DISTRIBUTION | CSC Stores | 37.96 | 2001-12-06 17:00 | Anjanece | 800 | 0 | #VALUE! | #VALUE!
BURNDY CORP. | YNU49R | Y | BURNDY CORP. , YNU49R |  |  | 38.13 | 2001-12-06 17:00 | Anjanece | 800 | 0 | #VALUE! | #VALUE!
BURNDY CORP. | YNU49R | Y | BURNDY CORP. , YNU49R |  |  | 39.47 | 2001-12-06 17:00 | Anjanece | 800 | 0 | #VALUE! | #VALUE!
BURNDY CORP. | YNU49R | Y | BURNDY CORP. , YNU49R |  |  | 39.62 | 2001-12-06 17:00 | Anjanece | 800 | 0 | #VALUE! | #VALUE!
BURNDY CORP. | YNU49R | Y | BURNDY CORP. , YNU49R |  |  | 49.18 | 2001-12-06 17:00 | Anjanece | 800 | 0 | #VALUE! | #VALUE!
BURNDY CORP. | YNU49R | Y | BURNDY CORP. , YNU49R |  |  | 49.2 | 2001-12-06 17:00 | Anjanece | 800 | 0 | #VALUE! | #VALUE!
HOMAC | 28818 | Y | HOMAC , 28818 | JEA OVERHEAD DISTRIBUTION | CSC Stores | 37.96 | 2001-12-06 17:00 | Anjanece | 800 | 0 | #VALUE! | #VALUE!
HOMAC | 28818 | Y | HOMAC , 28818 |  |  | 38.13 | 2001-12-06 17:00 | Anjanece | 800 | 0 | #VALUE! | #VALUE!
HOMAC | 28818 | Y | HOMAC , 28818 |  |  | 39.47 | 2001-12-06 17:00 | Anjanece | 800 | 0 | #VALUE! | #VALUE!
HOMAC | 28818 | Y | HOMAC , 28818 |  |  | 39.62 | 2001-12-06 17:00 | Anjanece | 800 | 0 | #VALUE! | #VALUE!
HOMAC | 28818 | Y | HOMAC , 28818 |  |  | 49.18 | 2001-12-06 17:00 | Anjanece | 800 | 0 | #VALUE! | #VALUE!
HOMAC | 28818 | Y | HOMAC , 28818 |  |  | 49.2 | 2001-12-06 17:00 | Anjanece | 800 | 0 | #VALUE! | #VALUE!
ANDERSON | ACS-4-6 | Y | ANDERSON , ACS-4-6 | JEA OVERHEAD DISTRIBUTION | CSC Stores | 0.2 | 2001-12-06 17:02 | Anjanece | 50 | 0 | #VALUE! | #VALUE!
ANDERSON | ACS-4-6 | Y | ANDERSON , ACS-4-6 |  |  | 0.29 | 2001-12-06 17:02 | Anjanece | 50 | 0 | #VALUE! | #VALUE!
ANDERSON | ACS-4-6 | Y | ANDERSON , ACS-4-6 |  |  | 0.51 | 2001-12-06 17:02 | Anjanece | 50 | 0 | #VALUE! | #VALUE!
ANDERSON | VAUS6-6 | Y | ANDERSON , VAUS6-6 | JEA OVERHEAD DISTRIBUTION | CSC Stores | 0.2 | 2001-12-06 17:02 | Anjanece | 50 | 0 | #VALUE! | #VALUE!
ANDERSON | VAUS6-6 | Y | ANDERSON , VAUS6-6 |  |  | 0.29 | 2001-12-06 17:02 | Anjanece | 50 | 0 | #VALUE! | #VALUE!
ANDERSON | VAUS6-6 | Y | ANDERSON , VAUS6-6 |  |  | 0.51 | 2001-12-06 17:02 | Anjanece | 50 | 0 | #VALUE! | #VALUE!
BURNDY CORP. | YSU2W4W | Y | BURNDY CORP. , YSU2W4W | JEA OVERHEAD DISTRIBUTION | CSC Stores | 0.2 | 2001-12-06 17:02 | Anjanece | 50 | 0 | #VALUE! | #VALUE!
BURNDY CORP. | YSU2W4W | Y | BURNDY CORP. , YSU2W4W |  |  | 0.29 | 2001-12-06 17:02 | Anjanece | 50 | 0 | #VALUE! | #VALUE!
BURNDY CORP. | YSU2W4W | Y | BURNDY CORP. , YSU2W4W |  |  | 0.51 | 2001-12-06 17:02 | Anjanece | 50 | 0 | #VALUE! | #VALUE!
HOMAC | UIB-46 | Y | HOMAC , UIB-46 | JEA OVERHEAD DISTRIBUTION | CSC Stores | 0.2 | 2001-12-06 17:02 | Anjanece | 50 | 0 | #VALUE! | #VALUE!
HOMAC | UIB-46 | Y | HOMAC , UIB-46 |  |  | 0.29 | 2001-12-06 17:02 | Anjanece | 50 | 0 | #VALUE! | #VALUE!
HOMAC | UIB-46 | Y | HOMAC , UIB-46 |  |  | 0.51 | 2001-12-06 17:02 | Anjanece | 50 | 0 | #VALUE! | #VALUE!
ITT BLACKBURN | CS67 | Y | ITT BLACKBURN , CS67 | JEA OVERHEAD DISTRIBUTION | CSC Stores | 0.2 | 2001-12-06 17:02 | Anjanece | 50 | 0 | #VALUE! | #VALUE!
ITT BLACKBURN | CS67 | Y | ITT BLACKBURN , CS67 |  |  | 0.29 | 2001-12-06 17:02 | Anjanece | 50 | 0 | #VALUE! | #VALUE!
ITT BLACKBURN | CS67 | Y | ITT BLACKBURN , CS67 |  |  | 0.51 | 2001-12-06 17:02 | Anjanece | 50 | 0 | #VALUE! | #VALUE!
KEARNEY | 20692 | Y | KEARNEY , 20692 | JEA OVERHEAD DISTRIBUTION | CSC Stores | 0.2 | 2001-12-06 17:02 | Anjanece | 50 | 0 | #VALUE! | #VALUE!
KEARNEY | 20692 | Y | KEARNEY , 20692 |  |  | 0.29 | 2001-12-06 17:02 | Anjanece | 50 | 0 | #VALUE! | #VALUE!
KEARNEY | 20692 | Y | KEARNEY , 20692 |  |  | 0.51 | 2001-12-06 17:02 | Anjanece | 50 | 0 | #VALUE! | #VALUE!
PENN-UNION | PSK-24 | Y | PENN-UNION , PSK-24 | JEA OVERHEAD DISTRIBUTION | CSC Stores | 0.2 | 2001-12-06 17:02 | Anjanece | 50 | 0 | #VALUE! | #VALUE!
PENN-UNION | PSK-24 | Y | PENN-UNION , PSK-24 |  |  | 0.29 | 2001-12-06 17:02 | Anjanece | 50 | 0 | #VALUE! | #VALUE!
PENN-UNION | PSK-24 | Y | PENN-UNION , PSK-24 |  |  | 0.51 | 2001-12-06 17:02 | Anjanece | 50 | 0 | #VALUE! | #VALUE!
ANDERSON | ACS-2-6 | Y | ANDERSON , ACS-2-6 | JEA OVERHEAD DISTRIBUTION | CSC Stores | 0.27 | 2001-12-06 17:04 | Anjanece | 100 | 0 | #VALUE! | #VALUE!
ANDERSON | ACS-2-6 | Y | ANDERSON , ACS-2-6 |  |  | 0.28 | 2001-12-06 17:04 | Anjanece | 100 | 0 | #VALUE! | #VALUE!
ANDERSON | ACS-2-6 | Y | ANDERSON , ACS-2-6 |  |  | 0.31 | 2001-12-06 17:04 | Anjanece | 100 | 0 | #VALUE! | #VALUE!
ANDERSON | ACS-2-6 | Y | ANDERSON , ACS-2-6 |  |  | 0.32 | 2001-12-06 17:04 | Anjanece | 100 | 0 | #VALUE! | #VALUE!
ANDERSON | ACS-2-6 | Y | ANDERSON , ACS-2-6 |  |  | 0.34 | 2001-12-06 17:04 | Anjanece | 100 | 0 | #VALUE! | #VALUE!
ANDERSON | ACS-2-6 | Y | ANDERSON , ACS-2-6 |  |  | 0.36 | 2001-12-06 17:04 | Anjanece | 100 | 0 | #VALUE! | #VALUE!
ANDERSON | ACS-2-6 | Y | ANDERSON , ACS-2-6 |  |  | 0.38 | 2001-12-06 17:04 | Anjanece | 100 | 0 | #VALUE! | #VALUE!
ANDERSON | ACS-2-6 | Y | ANDERSON , ACS-2-6 |  |  | 0.6 | 2001-12-06 17:04 | Anjanece | 100 | 0 | #VALUE! | #VALUE!
ANDERSON | ACS-2-6 | Y | ANDERSON , ACS-2-6 |  |  | 1.1 | 2001-12-06 17:04 | Anjanece | 100 | 0 | #VALUE! | #VALUE!
ANDERSON | VAUS1-6 | Y | ANDERSON , VAUS1-6 | JEA OVERHEAD DISTRIBUTION | CSC Stores | 0.27 | 2001-12-06 17:04 | Anjanece | 100 | 0 | #VALUE! | #VALUE!
ANDERSON | VAUS1-6 | Y | ANDERSON , VAUS1-6 |  |  | 0.28 | 2001-12-06 17:04 | Anjanece | 100 | 0 | #VALUE! | #VALUE!
ANDERSON | VAUS1-6 | Y | ANDERSON , VAUS1-6 |  |  | 0.31 | 2001-12-06 17:04 | Anjanece | 100 | 0 | #VALUE! | #VALUE!
ANDERSON | VAUS1-6 | Y | ANDERSON , VAUS1-6 |  |  | 0.32 | 2001-12-06 17:04 | Anjanece | 100 | 0 | #VALUE! | #VALUE!
ANDERSON | VAUS1-6 | Y | ANDERSON , VAUS1-6 |  |  | 0.34 | 2001-12-06 17:04 | Anjanece | 100 | 0 | #VALUE! | #VALUE!
ANDERSON | VAUS1-6 | Y | ANDERSON , VAUS1-6 |  |  | 0.36 | 2001-12-06 17:04 | Anjanece | 100 | 0 | #VALUE! | #VALUE!
ANDERSON | VAUS1-6 | Y | ANDERSON , VAUS1-6 |  |  | 0.38 | 2001-12-06 17:04 | Anjanece | 100 | 0 | #VALUE! | #VALUE!
ANDERSON | VAUS1-6 | Y | ANDERSON , VAUS1-6 |  |  | 0.6 | 2001-12-06 17:04 | Anjanece | 100 | 0 | #VALUE! | #VALUE!
ANDERSON | VAUS1-6 | Y | ANDERSON , VAUS1-6 |  |  | 1.1 | 2001-12-06 17:04 | Anjanece | 100 | 0 | #VALUE! | #VALUE!
BURNDY CORP. | YSU2R4W | Y | BURNDY CORP. , YSU2R4W | JEA OVERHEAD DISTRIBUTION | CSC Stores | 0.27 | 2001-12-06 17:04 | Anjanece | 100 | 0 | #VALUE! | #VALUE!
BURNDY CORP. | YSU2R4W | Y | BURNDY CORP. , YSU2R4W |  |  | 0.28 | 2001-12-06 17:04 | Anjanece | 100 | 0 | #VALUE! | #VALUE!
BURNDY CORP. | YSU2R4W | Y | BURNDY CORP. , YSU2R4W |  |  | 0.31 | 2001-12-06 17:04 | Anjanece | 100 | 0 | #VALUE! | #VALUE!
BURNDY CORP. | YSU2R4W | Y | BURNDY CORP. , YSU2R4W |  |  | 0.32 | 2001-12-06 17:04 | Anjanece | 100 | 0 | #VALUE! | #VALUE!
BURNDY CORP. | YSU2R4W | Y | BURNDY CORP. , YSU2R4W |  |  | 0.34 | 2001-12-06 17:04 | Anjanece | 100 | 0 | #VALUE! | #VALUE!
BURNDY CORP. | YSU2R4W | Y | BURNDY CORP. , YSU2R4W |  |  | 0.36 | 2001-12-06 17:04 | Anjanece | 100 | 0 | #VALUE! | #VALUE!
BURNDY CORP. | YSU2R4W | Y | BURNDY CORP. , YSU2R4W |  |  | 0.38 | 2001-12-06 17:04 | Anjanece | 100 | 0 | #VALUE! | #VALUE!
BURNDY CORP. | YSU2R4W | Y | BURNDY CORP. , YSU2R4W |  |  | 0.6 | 2001-12-06 17:04 | Anjanece | 100 | 0 | #VALUE! | #VALUE!
BURNDY CORP. | YSU2R4W | Y | BURNDY CORP. , YSU2R4W |  |  | 1.1 | 2001-12-06 17:04 | Anjanece | 100 | 0 | #VALUE! | #VALUE!
HOMAC | UIB-26 | Y | HOMAC , UIB-26 | JEA OVERHEAD DISTRIBUTION | CSC Stores | 0.27 | 2001-12-06 17:04 | Anjanece | 100 | 0 | #VALUE! | #VALUE!
HOMAC | UIB-26 | Y | HOMAC , UIB-26 |  |  | 0.28 | 2001-12-06 17:04 | Anjanece | 100 | 0 | #VALUE! | #VALUE!
HOMAC | UIB-26 | Y | HOMAC , UIB-26 |  |  | 0.31 | 2001-12-06 17:04 | Anjanece | 100 | 0 | #VALUE! | #VALUE!
HOMAC | UIB-26 | Y | HOMAC , UIB-26 |  |  | 0.32 | 2001-12-06 17:04 | Anjanece | 100 | 0 | #VALUE! | #VALUE!
HOMAC | UIB-26 | Y | HOMAC , UIB-26 |  |  | 0.34 | 2001-12-06 17:04 | Anjanece | 100 | 0 | #VALUE! | #VALUE!
HOMAC | UIB-26 | Y | HOMAC , UIB-26 |  |  | 0.36 | 2001-12-06 17:04 | Anjanece | 100 | 0 | #VALUE! | #VALUE!
HOMAC | UIB-26 | Y | HOMAC , UIB-26 |  |  | 0.38 | 2001-12-06 17:04 | Anjanece | 100 | 0 | #VALUE! | #VALUE!
HOMAC | UIB-26 | Y | HOMAC , UIB-26 |  |  | 0.6 | 2001-12-06 17:04 | Anjanece | 100 | 0 | #VALUE! | #VALUE!
HOMAC | UIB-26 | Y | HOMAC , UIB-26 |  |  | 1.1 | 2001-12-06 17:04 | Anjanece | 100 | 0 | #VALUE! | #VALUE!
ITT BLACKBURN | CS71 | Y | ITT BLACKBURN , CS71 | JEA OVERHEAD DISTRIBUTION | CSC Stores | 0.27 | 2001-12-06 17:04 | Anjanece | 100 | 0 | #VALUE! | #VALUE!
ITT BLACKBURN | CS71 | Y | ITT BLACKBURN , CS71 |  |  | 0.28 | 2001-12-06 17:04 | Anjanece | 100 | 0 | #VALUE! | #VALUE!
ITT BLACKBURN | CS71 | Y | ITT BLACKBURN , CS71 |  |  | 0.31 | 2001-12-06 17:04 | Anjanece | 100 | 0 | #VALUE! | #VALUE!
ITT BLACKBURN | CS71 | Y | ITT BLACKBURN , CS71 |  |  | 0.32 | 2001-12-06 17:04 | Anjanece | 100 | 0 | #VALUE! | #VALUE!
ITT BLACKBURN | CS71 | Y | ITT BLACKBURN , CS71 |  |  | 0.34 | 2001-12-06 17:04 | Anjanece | 100 | 0 | #VALUE! | #VALUE!
ITT BLACKBURN | CS71 | Y | ITT BLACKBURN , CS71 |  |  | 0.36 | 2001-12-06 17:04 | Anjanece | 100 | 0 | #VALUE! | #VALUE!
ITT BLACKBURN | CS71 | Y | ITT BLACKBURN , CS71 |  |  | 0.38 | 2001-12-06 17:04 | Anjanece | 100 | 0 | #VALUE! | #VALUE!
ITT BLACKBURN | CS71 | Y | ITT BLACKBURN , CS71 |  |  | 0.6 | 2001-12-06 17:04 | Anjanece | 100 | 0 | #VALUE! | #VALUE!
ITT BLACKBURN | CS71 | Y | ITT BLACKBURN , CS71 |  |  | 1.1 | 2001-12-06 17:04 | Anjanece | 100 | 0 | #VALUE! | #VALUE!
KEARNEY | 20690 | Y | KEARNEY , 20690 | JEA OVERHEAD DISTRIBUTION | CSC Stores | 0.27 | 2001-12-06 17:04 | Anjanece | 100 | 0 | #VALUE! | #VALUE!
KEARNEY | 20690 | Y | KEARNEY , 20690 |  |  | 0.28 | 2001-12-06 17:04 | Anjanece | 100 | 0 | #VALUE! | #VALUE!
KEARNEY | 20690 | Y | KEARNEY , 20690 |  |  | 0.31 | 2001-12-06 17:04 | Anjanece | 100 | 0 | #VALUE! | #VALUE!
KEARNEY | 20690 | Y | KEARNEY , 20690 |  |  | 0.32 | 2001-12-06 17:04 | Anjanece | 100 | 0 | #VALUE! | #VALUE!
KEARNEY | 20690 | Y | KEARNEY , 20690 |  |  | 0.34 | 2001-12-06 17:04 | Anjanece | 100 | 0 | #VALUE! | #VALUE!
KEARNEY | 20690 | Y | KEARNEY , 20690 |  |  | 0.36 | 2001-12-06 17:04 | Anjanece | 100 | 0 | #VALUE! | #VALUE!
KEARNEY | 20690 | Y | KEARNEY , 20690 |  |  | 0.38 | 2001-12-06 17:04 | Anjanece | 100 | 0 | #VALUE! | #VALUE!
KEARNEY | 20690 | Y | KEARNEY , 20690 |  |  | 0.6 | 2001-12-06 17:04 | Anjanece | 100 | 0 | #VALUE! | #VALUE!
KEARNEY | 20690 | Y | KEARNEY , 20690 |  |  | 1.1 | 2001-12-06 17:04 | Anjanece | 100 | 0 | #VALUE! | #VALUE!
PENN-UNION | PSK-14 | Y | PENN-UNION , PSK-14 | JEA OVERHEAD DISTRIBUTION | CSC Stores | 0.27 | 2001-12-06 17:04 | Anjanece | 100 | 0 | #VALUE! | #VALUE!
PENN-UNION | PSK-14 | Y | PENN-UNION , PSK-14 |  |  | 0.28 | 2001-12-06 17:04 | Anjanece | 100 | 0 | #VALUE! | #VALUE!
PENN-UNION | PSK-14 | Y | PENN-UNION , PSK-14 |  |  | 0.31 | 2001-12-06 17:04 | Anjanece | 100 | 0 | #VALUE! | #VALUE!
PENN-UNION | PSK-14 | Y | PENN-UNION , PSK-14 |  |  | 0.32 | 2001-12-06 17:04 | Anjanece | 100 | 0 | #VALUE! | #VALUE!
PENN-UNION | PSK-14 | Y | PENN-UNION , PSK-14 |  |  | 0.34 | 2001-12-06 17:04 | Anjanece | 100 | 0 | #VALUE! | #VALUE!
PENN-UNION | PSK-14 | Y | PENN-UNION , PSK-14 |  |  | 0.36 | 2001-12-06 17:04 | Anjanece | 100 | 0 | #VALUE! | #VALUE!
PENN-UNION | PSK-14 | Y | PENN-UNION , PSK-14 |  |  | 0.38 | 2001-12-06 17:04 | Anjanece | 100 | 0 | #VALUE! | #VALUE!
PENN-UNION | PSK-14 | Y | PENN-UNION , PSK-14 |  |  | 0.6 | 2001-12-06 17:04 | Anjanece | 100 | 0 | #VALUE! | #VALUE!
PENN-UNION | PSK-14 | Y | PENN-UNION , PSK-14 |  |  | 1.1 | 2001-12-06 17:04 | Anjanece | 100 | 0 | #VALUE! | #VALUE!
ANDERSON | VAUS1-1 | Y | ANDERSON , VAUS1-1 | JEA OVERHEAD DISTRIBUTION | CSC Stores | 0.27 | 2001-12-06 17:05 | Anjanece | 100 | 0 | #VALUE! | #VALUE!
ANDERSON | VAUS1-1 | Y | ANDERSON , VAUS1-1 |  |  | 0.28 | 2001-12-06 17:05 | Anjanece | 100 | 0 | #VALUE! | #VALUE!
ANDERSON | VAUS1-1 | Y | ANDERSON , VAUS1-1 |  |  | 0.3 | 2001-12-06 17:05 | Anjanece | 100 | 0 | #VALUE! | #VALUE!
ANDERSON | VAUS1-1 | Y | ANDERSON , VAUS1-1 |  |  | 0.33 | 2001-12-06 17:05 | Anjanece | 100 | 0 | #VALUE! | #VALUE!
ANDERSON | VAUS1-1 | Y | ANDERSON , VAUS1-1 |  |  | 0.37 | 2001-12-06 17:05 | Anjanece | 100 | 0 | #VALUE! | #VALUE!
ANDERSON | VAUS1-1 | Y | ANDERSON , VAUS1-1 |  |  | 0.39 | 2001-12-06 17:05 | Anjanece | 100 | 0 | #VALUE! | #VALUE!
ANDERSON | VAUS1-1 | Y | ANDERSON , VAUS1-1 |  |  | 0.41 | 2001-12-06 17:05 | Anjanece | 100 | 0 | #VALUE! | #VALUE!
ANDERSON | VAUS1-1 | Y | ANDERSON , VAUS1-1 |  |  | 0.49 | 2001-12-06 17:05 | Anjanece | 100 | 0 | #VALUE! | #VALUE!
BURNDY CORP. | YSU2R2R | Y | BURNDY CORP. , YSU2R2R | JEA OVERHEAD DISTRIBUTION | CSC Stores | 0.27 | 2001-12-06 17:05 | Anjanece | 100 | 0 | #VALUE! | #VALUE!
BURNDY CORP. | YSU2R2R | Y | BURNDY CORP. , YSU2R2R |  |  | 0.28 | 2001-12-06 17:05 | Anjanece | 100 | 0 | #VALUE! | #VALUE!
BURNDY CORP. | YSU2R2R | Y | BURNDY CORP. , YSU2R2R |  |  | 0.3 | 2001-12-06 17:05 | Anjanece | 100 | 0 | #VALUE! | #VALUE!
BURNDY CORP. | YSU2R2R | Y | BURNDY CORP. , YSU2R2R |  |  | 0.33 | 2001-12-06 17:05 | Anjanece | 100 | 0 | #VALUE! | #VALUE!
BURNDY CORP. | YSU2R2R | Y | BURNDY CORP. , YSU2R2R |  |  | 0.37 | 2001-12-06 17:05 | Anjanece | 100 | 0 | #VALUE! | #VALUE!
BURNDY CORP. | YSU2R2R | Y | BURNDY CORP. , YSU2R2R |  |  | 0.39 | 2001-12-06 17:05 | Anjanece | 100 | 0 | #VALUE! | #VALUE!
BURNDY CORP. | YSU2R2R | Y | BURNDY CORP. , YSU2R2R |  |  | 0.41 | 2001-12-06 17:05 | Anjanece | 100 | 0 | #VALUE! | #VALUE!
BURNDY CORP. | YSU2R2R | Y | BURNDY CORP. , YSU2R2R |  |  | 0.49 | 2001-12-06 17:05 | Anjanece | 100 | 0 | #VALUE! | #VALUE!
HOMAC | UIB-22 | Y | HOMAC , UIB-22 | JEA OVERHEAD DISTRIBUTION | CSC Stores | 0.27 | 2001-12-06 17:05 | Anjanece | 100 | 0 | #VALUE! | #VALUE!
HOMAC | UIB-22 | Y | HOMAC , UIB-22 |  |  | 0.28 | 2001-12-06 17:05 | Anjanece | 100 | 0 | #VALUE! | #VALUE!
HOMAC | UIB-22 | Y | HOMAC , UIB-22 |  |  | 0.3 | 2001-12-06 17:05 | Anjanece | 100 | 0 | #VALUE! | #VALUE!
HOMAC | UIB-22 | Y | HOMAC , UIB-22 |  |  | 0.33 | 2001-12-06 17:05 | Anjanece | 100 | 0 | #VALUE! | #VALUE!
HOMAC | UIB-22 | Y | HOMAC , UIB-22 |  |  | 0.37 | 2001-12-06 17:05 | Anjanece | 100 | 0 | #VALUE! | #VALUE!
HOMAC | UIB-22 | Y | HOMAC , UIB-22 |  |  | 0.39 | 2001-12-06 17:05 | Anjanece | 100 | 0 | #VALUE! | #VALUE!
HOMAC | UIB-22 | Y | HOMAC , UIB-22 |  |  | 0.41 | 2001-12-06 17:05 | Anjanece | 100 | 0 | #VALUE! | #VALUE!
HOMAC | UIB-22 | Y | HOMAC , UIB-22 |  |  | 0.49 | 2001-12-06 17:05 | Anjanece | 100 | 0 | #VALUE! | #VALUE!
ITT BLACKBURN | CS73 | Y | ITT BLACKBURN , CS73 | JEA OVERHEAD DISTRIBUTION | CSC Stores | 0.27 | 2001-12-06 17:05 | Anjanece | 100 | 0 | #VALUE! | #VALUE!
ITT BLACKBURN | CS73 | Y | ITT BLACKBURN , CS73 |  |  | 0.28 | 2001-12-06 17:05 | Anjanece | 100 | 0 | #VALUE! | #VALUE!
ITT BLACKBURN | CS73 | Y | ITT BLACKBURN , CS73 |  |  | 0.3 | 2001-12-06 17:05 | Anjanece | 100 | 0 | #VALUE! | #VALUE!
ITT BLACKBURN | CS73 | Y | ITT BLACKBURN , CS73 |  |  | 0.33 | 2001-12-06 17:05 | Anjanece | 100 | 0 | #VALUE! | #VALUE!
ITT BLACKBURN | CS73 | Y | ITT BLACKBURN , CS73 |  |  | 0.37 | 2001-12-06 17:05 | Anjanece | 100 | 0 | #VALUE! | #VALUE!
ITT BLACKBURN | CS73 | Y | ITT BLACKBURN , CS73 |  |  | 0.39 | 2001-12-06 17:05 | Anjanece | 100 | 0 | #VALUE! | #VALUE!
ITT BLACKBURN | CS73 | Y | ITT BLACKBURN , CS73 |  |  | 0.41 | 2001-12-06 17:05 | Anjanece | 100 | 0 | #VALUE! | #VALUE!
ITT BLACKBURN | CS73 | Y | ITT BLACKBURN , CS73 |  |  | 0.49 | 2001-12-06 17:05 | Anjanece | 100 | 0 | #VALUE! | #VALUE!
KEARNEY | 20688 | Y | KEARNEY , 20688 | JEA OVERHEAD DISTRIBUTION | CSC Stores | 0.27 | 2001-12-06 17:05 | Anjanece | 100 | 0 | #VALUE! | #VALUE!
KEARNEY | 20688 | Y | KEARNEY , 20688 |  |  | 0.28 | 2001-12-06 17:05 | Anjanece | 100 | 0 | #VALUE! | #VALUE!
KEARNEY | 20688 | Y | KEARNEY , 20688 |  |  | 0.3 | 2001-12-06 17:05 | Anjanece | 100 | 0 | #VALUE! | #VALUE!
KEARNEY | 20688 | Y | KEARNEY , 20688 |  |  | 0.33 | 2001-12-06 17:05 | Anjanece | 100 | 0 | #VALUE! | #VALUE!
KEARNEY | 20688 | Y | KEARNEY , 20688 |  |  | 0.37 | 2001-12-06 17:05 | Anjanece | 100 | 0 | #VALUE! | #VALUE!
KEARNEY | 20688 | Y | KEARNEY , 20688 |  |  | 0.39 | 2001-12-06 17:05 | Anjanece | 100 | 0 | #VALUE! | #VALUE!
KEARNEY | 20688 | Y | KEARNEY , 20688 |  |  | 0.41 | 2001-12-06 17:05 | Anjanece | 100 | 0 | #VALUE! | #VALUE!
KEARNEY | 20688 | Y | KEARNEY , 20688 |  |  | 0.49 | 2001-12-06 17:05 | Anjanece | 100 | 0 | #VALUE! | #VALUE!
PENN-UNION | PSK-11 | Y | PENN-UNION , PSK-11 | JEA OVERHEAD DISTRIBUTION | CSC Stores | 0.27 | 2001-12-06 17:05 | Anjanece | 100 | 0 | #VALUE! | #VALUE!
PENN-UNION | PSK-11 | Y | PENN-UNION , PSK-11 |  |  | 0.28 | 2001-12-06 17:05 | Anjanece | 100 | 0 | #VALUE! | #VALUE!
PENN-UNION | PSK-11 | Y | PENN-UNION , PSK-11 |  |  | 0.3 | 2001-12-06 17:05 | Anjanece | 100 | 0 | #VALUE! | #VALUE!
PENN-UNION | PSK-11 | Y | PENN-UNION , PSK-11 |  |  | 0.33 | 2001-12-06 17:05 | Anjanece | 100 | 0 | #VALUE! | #VALUE!
PENN-UNION | PSK-11 | Y | PENN-UNION , PSK-11 |  |  | 0.37 | 2001-12-06 17:05 | Anjanece | 100 | 0 | #VALUE! | #VALUE!
PENN-UNION | PSK-11 | Y | PENN-UNION , PSK-11 |  |  | 0.39 | 2001-12-06 17:05 | Anjanece | 100 | 0 | #VALUE! | #VALUE!
PENN-UNION | PSK-11 | Y | PENN-UNION , PSK-11 |  |  | 0.41 | 2001-12-06 17:05 | Anjanece | 100 | 0 | #VALUE! | #VALUE!
PENN-UNION | PSK-11 | Y | PENN-UNION , PSK-11 |  |  | 0.49 | 2001-12-06 17:05 | Anjanece | 100 | 0 | #VALUE! | #VALUE!
ANDERSON | ACS-1/0-1/0 | Y | ANDERSON , ACS-1/0-1/0 | JEA OVERHEAD DISTRIBUTION | CSC Stores | 0.27 | 2001-12-06 17:06 | Anjanece | 100 | 0 | #VALUE! | #VALUE!
ANDERSON | ACS-1/0-1/0 | Y | ANDERSON , ACS-1/0-1/0 |  |  | 0.28 | 2001-12-06 17:06 | Anjanece | 100 | 0 | #VALUE! | #VALUE!
ANDERSON | ACS-1/0-1/0 | Y | ANDERSON , ACS-1/0-1/0 |  |  | 0.33 | 2001-12-06 17:06 | Anjanece | 100 | 0 | #VALUE! | #VALUE!
ANDERSON | ACS-1/0-1/0 | Y | ANDERSON , ACS-1/0-1/0 |  |  | 0.34 | 2001-12-06 17:06 | Anjanece | 100 | 0 | #VALUE! | #VALUE!
ANDERSON | ACS-1/0-1/0 | Y | ANDERSON , ACS-1/0-1/0 |  |  | 0.36 | 2001-12-06 17:06 | Anjanece | 100 | 0 | #VALUE! | #VALUE!
ANDERSON | ACS-1/0-1/0 | Y | ANDERSON , ACS-1/0-1/0 |  |  | 0.39 | 2001-12-06 17:06 | Anjanece | 100 | 0 | #VALUE! | #VALUE!
ANDERSON | ACS-1/0-1/0 | Y | ANDERSON , ACS-1/0-1/0 |  |  | 0.41 | 2001-12-06 17:06 | Anjanece | 100 | 0 | #VALUE! | #VALUE!
ANDERSON | ACS-1/0-1/0 | Y | ANDERSON , ACS-1/0-1/0 |  |  | 0.42 | 2001-12-06 17:06 | Anjanece | 100 | 0 | #VALUE! | #VALUE!
ANDERSON | VAUS1/0-1/0 | Y | ANDERSON , VAUS1/0-1/0 | JEA OVERHEAD DISTRIBUTION | CSC Stores | 0.27 | 2001-12-06 17:06 | Anjanece | 100 | 0 | #VALUE! | #VALUE!
ANDERSON | VAUS1/0-1/0 | Y | ANDERSON , VAUS1/0-1/0 |  |  | 0.28 | 2001-12-06 17:06 | Anjanece | 100 | 0 | #VALUE! | #VALUE!
ANDERSON | VAUS1/0-1/0 | Y | ANDERSON , VAUS1/0-1/0 |  |  | 0.33 | 2001-12-06 17:06 | Anjanece | 100 | 0 | #VALUE! | #VALUE!
ANDERSON | VAUS1/0-1/0 | Y | ANDERSON , VAUS1/0-1/0 |  |  | 0.34 | 2001-12-06 17:06 | Anjanece | 100 | 0 | #VALUE! | #VALUE!
ANDERSON | VAUS1/0-1/0 | Y | ANDERSON , VAUS1/0-1/0 |  |  | 0.36 | 2001-12-06 17:06 | Anjanece | 100 | 0 | #VALUE! | #VALUE!
ANDERSON | VAUS1/0-1/0 | Y | ANDERSON , VAUS1/0-1/0 |  |  | 0.39 | 2001-12-06 17:06 | Anjanece | 100 | 0 | #VALUE! | #VALUE!
ANDERSON | VAUS1/0-1/0 | Y | ANDERSON , VAUS1/0-1/0 |  |  | 0.41 | 2001-12-06 17:06 | Anjanece | 100 | 0 | #VALUE! | #VALUE!
ANDERSON | VAUS1/0-1/0 | Y | ANDERSON , VAUS1/0-1/0 |  |  | 0.42 | 2001-12-06 17:06 | Anjanece | 100 | 0 | #VALUE! | #VALUE!
BURNDY CORP. | YSU25R25R | Y | BURNDY CORP. , YSU25R25R | JEA OVERHEAD DISTRIBUTION | CSC Stores | 0.27 | 2001-12-06 17:06 | Anjanece | 100 | 0 | #VALUE! | #VALUE!
BURNDY CORP. | YSU25R25R | Y | BURNDY CORP. , YSU25R25R |  |  | 0.28 | 2001-12-06 17:06 | Anjanece | 100 | 0 | #VALUE! | #VALUE!
BURNDY CORP. | YSU25R25R | Y | BURNDY CORP. , YSU25R25R |  |  | 0.33 | 2001-12-06 17:06 | Anjanece | 100 | 0 | #VALUE! | #VALUE!
BURNDY CORP. | YSU25R25R | Y | BURNDY CORP. , YSU25R25R |  |  | 0.34 | 2001-12-06 17:06 | Anjanece | 100 | 0 | #VALUE! | #VALUE!
BURNDY CORP. | YSU25R25R | Y | BURNDY CORP. , YSU25R25R |  |  | 0.36 | 2001-12-06 17:06 | Anjanece | 100 | 0 | #VALUE! | #VALUE!
BURNDY CORP. | YSU25R25R | Y | BURNDY CORP. , YSU25R25R |  |  | 0.39 | 2001-12-06 17:06 | Anjanece | 100 | 0 | #VALUE! | #VALUE!
BURNDY CORP. | YSU25R25R | Y | BURNDY CORP. , YSU25R25R |  |  | 0.41 | 2001-12-06 17:06 | Anjanece | 100 | 0 | #VALUE! | #VALUE!
BURNDY CORP. | YSU25R25R | Y | BURNDY CORP. , YSU25R25R |  |  | 0.42 | 2001-12-06 17:06 | Anjanece | 100 | 0 | #VALUE! | #VALUE!
HOMAC | UIB-1010 | Y | HOMAC , UIB-1010 | JEA OVERHEAD DISTRIBUTION | CSC Stores | 0.27 | 2001-12-06 17:06 | Anjanece | 100 | 0 | #VALUE! | #VALUE!
HOMAC | UIB-1010 | Y | HOMAC , UIB-1010 |  |  | 0.28 | 2001-12-06 17:06 | Anjanece | 100 | 0 | #VALUE! | #VALUE!
HOMAC | UIB-1010 | Y | HOMAC , UIB-1010 |  |  | 0.33 | 2001-12-06 17:06 | Anjanece | 100 | 0 | #VALUE! | #VALUE!
HOMAC | UIB-1010 | Y | HOMAC , UIB-1010 |  |  | 0.34 | 2001-12-06 17:06 | Anjanece | 100 | 0 | #VALUE! | #VALUE!
HOMAC | UIB-1010 | Y | HOMAC , UIB-1010 |  |  | 0.36 | 2001-12-06 17:06 | Anjanece | 100 | 0 | #VALUE! | #VALUE!
HOMAC | UIB-1010 | Y | HOMAC , UIB-1010 |  |  | 0.39 | 2001-12-06 17:06 | Anjanece | 100 | 0 | #VALUE! | #VALUE!
HOMAC | UIB-1010 | Y | HOMAC , UIB-1010 |  |  | 0.41 | 2001-12-06 17:06 | Anjanece | 100 | 0 | #VALUE! | #VALUE!
HOMAC | UIB-1010 | Y | HOMAC , UIB-1010 |  |  | 0.42 | 2001-12-06 17:06 | Anjanece | 100 | 0 | #VALUE! | #VALUE!
ITT BLACKBURN | CS78 | Y | ITT BLACKBURN , CS78 | JEA OVERHEAD DISTRIBUTION | CSC Stores | 0.27 | 2001-12-06 17:06 | Anjanece | 100 | 0 | #VALUE! | #VALUE!
ITT BLACKBURN | CS78 | Y | ITT BLACKBURN , CS78 |  |  | 0.28 | 2001-12-06 17:06 | Anjanece | 100 | 0 | #VALUE! | #VALUE!
ITT BLACKBURN | CS78 | Y | ITT BLACKBURN , CS78 |  |  | 0.33 | 2001-12-06 17:06 | Anjanece | 100 | 0 | #VALUE! | #VALUE!
ITT BLACKBURN | CS78 | Y | ITT BLACKBURN , CS78 |  |  | 0.34 | 2001-12-06 17:06 | Anjanece | 100 | 0 | #VALUE! | #VALUE!
ITT BLACKBURN | CS78 | Y | ITT BLACKBURN , CS78 |  |  | 0.36 | 2001-12-06 17:06 | Anjanece | 100 | 0 | #VALUE! | #VALUE!
ITT BLACKBURN | CS78 | Y | ITT BLACKBURN , CS78 |  |  | 0.39 | 2001-12-06 17:06 | Anjanece | 100 | 0 | #VALUE! | #VALUE!
ITT BLACKBURN | CS78 | Y | ITT BLACKBURN , CS78 |  |  | 0.41 | 2001-12-06 17:06 | Anjanece | 100 | 0 | #VALUE! | #VALUE!
ITT BLACKBURN | CS78 | Y | ITT BLACKBURN , CS78 |  |  | 0.42 | 2001-12-06 17:06 | Anjanece | 100 | 0 | #VALUE! | #VALUE!
KEARNEY | 30198 | Y | KEARNEY , 30198 | JEA OVERHEAD DISTRIBUTION | CSC Stores | 0.27 | 2001-12-06 17:06 | Anjanece | 100 | 0 | #VALUE! | #VALUE!
KEARNEY | 30198 | Y | KEARNEY , 30198 |  |  | 0.28 | 2001-12-06 17:06 | Anjanece | 100 | 0 | #VALUE! | #VALUE!
KEARNEY | 30198 | Y | KEARNEY , 30198 |  |  | 0.33 | 2001-12-06 17:06 | Anjanece | 100 | 0 | #VALUE! | #VALUE!
KEARNEY | 30198 | Y | KEARNEY , 30198 |  |  | 0.34 | 2001-12-06 17:06 | Anjanece | 100 | 0 | #VALUE! | #VALUE!
KEARNEY | 30198 | Y | KEARNEY , 30198 |  |  | 0.36 | 2001-12-06 17:06 | Anjanece | 100 | 0 | #VALUE! | #VALUE!
KEARNEY | 30198 | Y | KEARNEY , 30198 |  |  | 0.39 | 2001-12-06 17:06 | Anjanece | 100 | 0 | #VALUE! | #VALUE!
KEARNEY | 30198 | Y | KEARNEY , 30198 |  |  | 0.41 | 2001-12-06 17:06 | Anjanece | 100 | 0 | #VALUE! | #VALUE!
KEARNEY | 30198 | Y | KEARNEY , 30198 |  |  | 0.42 | 2001-12-06 17:06 | Anjanece | 100 | 0 | #VALUE! | #VALUE!
PENN-UNION | PSK-00 | Y | PENN-UNION , PSK-00 | JEA OVERHEAD DISTRIBUTION | CSC Stores | 0.27 | 2001-12-06 17:06 | Anjanece | 100 | 0 | #VALUE! | #VALUE!
PENN-UNION | PSK-00 | Y | PENN-UNION , PSK-00 |  |  | 0.28 | 2001-12-06 17:06 | Anjanece | 100 | 0 | #VALUE! | #VALUE!
PENN-UNION | PSK-00 | Y | PENN-UNION , PSK-00 |  |  | 0.33 | 2001-12-06 17:06 | Anjanece | 100 | 0 | #VALUE! | #VALUE!
PENN-UNION | PSK-00 | Y | PENN-UNION , PSK-00 |  |  | 0.34 | 2001-12-06 17:06 | Anjanece | 100 | 0 | #VALUE! | #VALUE!
PENN-UNION | PSK-00 | Y | PENN-UNION , PSK-00 |  |  | 0.36 | 2001-12-06 17:06 | Anjanece | 100 | 0 | #VALUE! | #VALUE!
PENN-UNION | PSK-00 | Y | PENN-UNION , PSK-00 |  |  | 0.39 | 2001-12-06 17:06 | Anjanece | 100 | 0 | #VALUE! | #VALUE!
PENN-UNION | PSK-00 | Y | PENN-UNION , PSK-00 |  |  | 0.41 | 2001-12-06 17:06 | Anjanece | 100 | 0 | #VALUE! | #VALUE!
PENN-UNION | PSK-00 | Y | PENN-UNION , PSK-00 |  |  | 0.42 | 2001-12-06 17:06 | Anjanece | 100 | 0 | #VALUE! | #VALUE!
BURNDY CORP. | YDS7M9T | Y | BURNDY CORP. , YDS7M9T | JEA OVERHEAD DISTRIBUTION | CSC Stores | 18.05 | 2001-12-06 17:08 | Anjanece | 20 | 0 | #VALUE! | #VALUE!
BURNDY CORP. | YDS7M9T | Y | BURNDY CORP. , YDS7M9T |  |  | 20.55 | 2001-12-06 17:08 | Anjanece | 20 | 0 | #VALUE! | #VALUE!
BURNDY CORP. | YDS7M9T | Y | BURNDY CORP. , YDS7M9T |  |  | 20.59 | 2001-12-06 17:08 | Anjanece | 20 | 0 | #VALUE! | #VALUE!
BURNDY CORP. | YDS7M9T | Y | BURNDY CORP. , YDS7M9T |  |  | 20.68 | 2001-12-06 17:08 | Anjanece | 20 | 0 | #VALUE! | #VALUE!
BURNDY CORP. | YDS7M9T | Y | BURNDY CORP. , YDS7M9T |  |  | 20.69 | 2001-12-06 17:08 | Anjanece | 20 | 0 | #VALUE! | #VALUE!
BURNDY CORP. | YDS7M9T | Y | BURNDY CORP. , YDS7M9T |  |  | 20.73 | 2001-12-06 17:08 | Anjanece | 20 | 0 | #VALUE! | #VALUE!
BURNDY CORP. | YDS7M9T | Y | BURNDY CORP. , YDS7M9T |  |  | 21.2 | 2001-12-06 17:08 | Anjanece | 20 | 0 | #VALUE! | #VALUE!
BURNDY CORP. | YDS7M9T | Y | BURNDY CORP. , YDS7M9T |  |  | 21.86 | 2001-12-06 17:08 | Anjanece | 20 | 0 | #VALUE! | #VALUE!
BURNDY CORP. | YDS7M9T | Y | BURNDY CORP. , YDS7M9T |  |  | 22.06 | 2001-12-06 17:08 | Anjanece | 20 | 0 | #VALUE! | #VALUE!
BURNDY CORP. | YDS7M9T | Y | BURNDY CORP. , YDS7M9T |  |  | 22.11 | 2001-12-06 17:08 | Anjanece | 20 | 0 | #VALUE! | #VALUE!
BURNDY CORP. | YDS7M9T | Y | BURNDY CORP. , YDS7M9T |  |  | 22.17 | 2001-12-06 17:08 | Anjanece | 20 | 0 | #VALUE! | #VALUE!
BURNDY CORP. | YDS7M9T | Y | BURNDY CORP. , YDS7M9T |  |  | 22.21 | 2001-12-06 17:08 | Anjanece | 20 | 0 | #VALUE! | #VALUE!
BURNDY CORP. | YDS7M9T | Y | BURNDY CORP. , YDS7M9T |  |  | 22.23 | 2001-12-06 17:08 | Anjanece | 20 | 0 | #VALUE! | #VALUE!
BURNDY CORP. | YDS7M9T | Y | BURNDY CORP. , YDS7M9T |  |  | 22.24 | 2001-12-06 17:08 | Anjanece | 20 | 0 | #VALUE! | #VALUE!
LINDSEY | 3355 | Y | LINDSEY , 3355 | JEA OVERHEAD DISTRIBUTION | CSC Stores | 9.15 | 2001-12-06 17:10 | Anjanece | 25 | 0 | #VALUE! | #VALUE!
LINDSEY | 3355 | Y | LINDSEY , 3355 |  |  | 9.34 | 2001-12-06 17:10 | Anjanece | 25 | 0 | #VALUE! | #VALUE!
LINDSEY | 3355 | Y | LINDSEY , 3355 |  |  | 9.46 | 2001-12-06 17:10 | Anjanece | 25 | 0 | #VALUE! | #VALUE!
LINDSEY | 3355 | Y | LINDSEY , 3355 |  |  | 9.57 | 2001-12-06 17:10 | Anjanece | 25 | 0 | #VALUE! | #VALUE!
LINDSEY | 3355 | Y | LINDSEY , 3355 |  |  | 9.62 | 2001-12-06 17:10 | Anjanece | 25 | 0 | #VALUE! | #VALUE!
LINDSEY | 3355 | Y | LINDSEY , 3355 |  |  | 9.64 | 2001-12-06 17:10 | Anjanece | 25 | 0 | #VALUE! | #VALUE!
LINDSEY | 3355 | Y | LINDSEY , 3355 |  |  | 9.69 | 2001-12-06 17:10 | Anjanece | 25 | 0 | #VALUE! | #VALUE!
LINDSEY | 3355 | Y | LINDSEY , 3355 |  |  | 9.75 | 2001-12-06 17:10 | Anjanece | 25 | 0 | #VALUE! | #VALUE!
LINDSEY | 3355 | Y | LINDSEY , 3355 |  |  | 9.76 | 2001-12-06 17:10 | Anjanece | 25 | 0 | #VALUE! | #VALUE!
LINDSEY | 3355 | Y | LINDSEY , 3355 |  |  | 9.79 | 2001-12-06 17:10 | Anjanece | 25 | 0 | #VALUE! | #VALUE!
LINDSEY | 3355 | Y | LINDSEY , 3355 |  |  | 9.94 | 2001-12-06 17:10 | Anjanece | 25 | 0 | #VALUE! | #VALUE!
LINDSEY | 3355 | Y | LINDSEY , 3355 |  |  | 9.98 | 2001-12-06 17:10 | Anjanece | 25 | 0 | #VALUE! | #VALUE!
LINDSEY | 3355 | Y | LINDSEY , 3355 |  |  | 10.06 | 2001-12-06 17:10 | Anjanece | 25 | 0 | #VALUE! | #VALUE!
LINDSEY | 3355 | Y | LINDSEY , 3355 |  |  | 11.9 | 2001-12-06 17:10 | Anjanece | 25 | 0 | #VALUE! | #VALUE!
LINDSEY | 3355 | Y | LINDSEY , 3355 |  |  | 13.01 | 2001-12-06 17:10 | Anjanece | 25 | 0 | #VALUE! | #VALUE!
LINDSEY | 3355 | Y | LINDSEY , 3355 |  |  | 13.28 | 2001-12-06 17:10 | Anjanece | 25 | 0 | #VALUE! | #VALUE!
PREFORMED LINE PRODUCTS CO. | SE-5154 | Y | PREFORMED LINE PRODUCTS CO. , SE-5154 | JEA OVERHEAD DISTRIBUTION | CSC Stores | 9.15 | 2001-12-06 17:10 | Anjanece | 25 | 0 | #VALUE! | #VALUE!
PREFORMED LINE PRODUCTS CO. | SE-5154 | Y | PREFORMED LINE PRODUCTS CO. , SE-5154 |  |  | 9.34 | 2001-12-06 17:10 | Anjanece | 25 | 0 | #VALUE! | #VALUE!
PREFORMED LINE PRODUCTS CO. | SE-5154 | Y | PREFORMED LINE PRODUCTS CO. , SE-5154 |  |  | 9.46 | 2001-12-06 17:10 | Anjanece | 25 | 0 | #VALUE! | #VALUE!
PREFORMED LINE PRODUCTS CO. | SE-5154 | Y | PREFORMED LINE PRODUCTS CO. , SE-5154 |  |  | 9.57 | 2001-12-06 17:10 | Anjanece | 25 | 0 | #VALUE! | #VALUE!
PREFORMED LINE PRODUCTS CO. | SE-5154 | Y | PREFORMED LINE PRODUCTS CO. , SE-5154 |  |  | 9.62 | 2001-12-06 17:10 | Anjanece | 25 | 0 | #VALUE! | #VALUE!
PREFORMED LINE PRODUCTS CO. | SE-5154 | Y | PREFORMED LINE PRODUCTS CO. , SE-5154 |  |  | 9.64 | 2001-12-06 17:10 | Anjanece | 25 | 0 | #VALUE! | #VALUE!
PREFORMED LINE PRODUCTS CO. | SE-5154 | Y | PREFORMED LINE PRODUCTS CO. , SE-5154 |  |  | 9.69 | 2001-12-06 17:10 | Anjanece | 25 | 0 | #VALUE! | #VALUE!
PREFORMED LINE PRODUCTS CO. | SE-5154 | Y | PREFORMED LINE PRODUCTS CO. , SE-5154 |  |  | 9.75 | 2001-12-06 17:10 | Anjanece | 25 | 0 | #VALUE! | #VALUE!
PREFORMED LINE PRODUCTS CO. | SE-5154 | Y | PREFORMED LINE PRODUCTS CO. , SE-5154 |  |  | 9.76 | 2001-12-06 17:10 | Anjanece | 25 | 0 | #VALUE! | #VALUE!
PREFORMED LINE PRODUCTS CO. | SE-5154 | Y | PREFORMED LINE PRODUCTS CO. , SE-5154 |  |  | 9.79 | 2001-12-06 17:10 | Anjanece | 25 | 0 | #VALUE! | #VALUE!
PREFORMED LINE PRODUCTS CO. | SE-5154 | Y | PREFORMED LINE PRODUCTS CO. , SE-5154 |  |  | 9.94 | 2001-12-06 17:10 | Anjanece | 25 | 0 | #VALUE! | #VALUE!
PREFORMED LINE PRODUCTS CO. | SE-5154 | Y | PREFORMED LINE PRODUCTS CO. , SE-5154 |  |  | 9.98 | 2001-12-06 17:10 | Anjanece | 25 | 0 | #VALUE! | #VALUE!
PREFORMED LINE PRODUCTS CO. | SE-5154 | Y | PREFORMED LINE PRODUCTS CO. , SE-5154 |  |  | 10.06 | 2001-12-06 17:10 | Anjanece | 25 | 0 | #VALUE! | #VALUE!
PREFORMED LINE PRODUCTS CO. | SE-5154 | Y | PREFORMED LINE PRODUCTS CO. , SE-5154 |  |  | 11.9 | 2001-12-06 17:10 | Anjanece | 25 | 0 | #VALUE! | #VALUE!
PREFORMED LINE PRODUCTS CO. | SE-5154 | Y | PREFORMED LINE PRODUCTS CO. , SE-5154 |  |  | 13.01 | 2001-12-06 17:10 | Anjanece | 25 | 0 | #VALUE! | #VALUE!
PREFORMED LINE PRODUCTS CO. | SE-5154 | Y | PREFORMED LINE PRODUCTS CO. , SE-5154 |  |  | 13.28 | 2001-12-06 17:10 | Anjanece | 25 | 0 | #VALUE! | #VALUE!
CHANCE | C904-0089 | Y | CHANCE , C904-0089 | JEA TRANSMISSION | CSC Stores | 2.94 | 2001-12-06 17:10 | John | 25 | 0 | N | N
CHANCE | C904-0089 | Y | CHANCE , C904-0089 |  |  | 2.97 | 2001-12-06 17:10 | John | 25 | 0 | N | N
CHANCE | C904-0089 | Y | CHANCE , C904-0089 |  |  | 3 | 2001-12-06 17:10 | John | 25 | 0 | N | N
CHANCE | C904-0089 | Y | CHANCE , C904-0089 |  |  | 3.03 | 2001-12-06 17:10 | John | 25 | 0 | N | N
CHANCE | C904-0089 | Y | CHANCE , C904-0089 |  |  | 3.5 | 2001-12-06 17:10 | John | 25 | 0 | N | N
CHANCE | C904-0089 | Y | CHANCE , C904-0089 |  |  | 4.07 | 2001-12-06 17:10 | John | 25 | 0 | N | N
CHANCE | C904-0089 | Y | CHANCE , C904-0089 |  |  | 4.18 | 2001-12-06 17:10 | John | 25 | 0 | N | N
CHANCE | C904-0089 | Y | CHANCE , C904-0089 |  |  | 8.91 | 2001-12-06 17:10 | John | 25 | 0 | N | N
CHANCE | C904-0089 | Y | CHANCE , C904-0089 |  |  | 8.98 | 2001-12-06 17:10 | John | 25 | 0 | N | N
CHANCE | C904-0089 | Y | CHANCE , C904-0089 |  |  | 9.01 | 2001-12-06 17:10 | John | 25 | 0 | N | N
CHANCE | C904-0089 | Y | CHANCE , C904-0089 |  |  | 9.42 | 2001-12-06 17:10 | John | 25 | 0 | N | N
CHANCE | C904-0089 | Y | CHANCE , C904-0089 |  |  | 10.27 | 2001-12-06 17:10 | John | 25 | 0 | N | N
CHANCE | C904-0089 | Y | CHANCE , C904-0089 |  |  | 12.57 | 2001-12-06 17:10 | John | 25 | 0 | N | N
LAPP | 36912 | Y | LAPP , 36912 | JEA TRANSMISSION | CSC Stores | 2.94 | 2001-12-06 17:10 | John | 25 | 0 | N | N
LAPP | 36912 | Y | LAPP , 36912 |  |  | 2.97 | 2001-12-06 17:10 | John | 25 | 0 | N | N
LAPP | 36912 | Y | LAPP , 36912 |  |  | 3 | 2001-12-06 17:10 | John | 25 | 0 | N | N
LAPP | 36912 | Y | LAPP , 36912 |  |  | 3.03 | 2001-12-06 17:10 | John | 25 | 0 | N | N
LAPP | 36912 | Y | LAPP , 36912 |  |  | 3.5 | 2001-12-06 17:10 | John | 25 | 0 | N | N
LAPP | 36912 | Y | LAPP , 36912 |  |  | 4.07 | 2001-12-06 17:10 | John | 25 | 0 | N | N
LAPP | 36912 | Y | LAPP , 36912 |  |  | 4.18 | 2001-12-06 17:10 | John | 25 | 0 | N | N
LAPP | 36912 | Y | LAPP , 36912 |  |  | 8.91 | 2001-12-06 17:10 | John | 25 | 0 | N | N
LAPP | 36912 | Y | LAPP , 36912 |  |  | 8.98 | 2001-12-06 17:10 | John | 25 | 0 | N | N
LAPP | 36912 | Y | LAPP , 36912 |  |  | 9.01 | 2001-12-06 17:10 | John | 25 | 0 | N | N
LAPP | 36912 | Y | LAPP , 36912 |  |  | 9.42 | 2001-12-06 17:10 | John | 25 | 0 | N | N
LAPP | 36912 | Y | LAPP , 36912 |  |  | 10.27 | 2001-12-06 17:10 | John | 25 | 0 | N | N
LAPP | 36912 | Y | LAPP , 36912 |  |  | 12.57 | 2001-12-06 17:10 | John | 25 | 0 | N | N
LINDSEY | 3378 | Y | LINDSEY , 3378 | JEA TRANSMISSION | CSC Stores | 2.94 | 2001-12-06 17:10 | John | 25 | 0 | N | N
LINDSEY | 3378 | Y | LINDSEY , 3378 |  |  | 2.97 | 2001-12-06 17:10 | John | 25 | 0 | N | N
LINDSEY | 3378 | Y | LINDSEY , 3378 |  |  | 3 | 2001-12-06 17:10 | John | 25 | 0 | N | N
LINDSEY | 3378 | Y | LINDSEY , 3378 |  |  | 3.03 | 2001-12-06 17:10 | John | 25 | 0 | N | N
LINDSEY | 3378 | Y | LINDSEY , 3378 |  |  | 3.5 | 2001-12-06 17:10 | John | 25 | 0 | N | N
LINDSEY | 3378 | Y | LINDSEY , 3378 |  |  | 4.07 | 2001-12-06 17:10 | John | 25 | 0 | N | N
LINDSEY | 3378 | Y | LINDSEY , 3378 |  |  | 4.18 | 2001-12-06 17:10 | John | 25 | 0 | N | N
LINDSEY | 3378 | Y | LINDSEY , 3378 |  |  | 8.91 | 2001-12-06 17:10 | John | 25 | 0 | N | N
LINDSEY | 3378 | Y | LINDSEY , 3378 |  |  | 8.98 | 2001-12-06 17:10 | John | 25 | 0 | N | N
LINDSEY | 3378 | Y | LINDSEY , 3378 |  |  | 9.01 | 2001-12-06 17:10 | John | 25 | 0 | N | N
LINDSEY | 3378 | Y | LINDSEY , 3378 |  |  | 9.42 | 2001-12-06 17:10 | John | 25 | 0 | N | N
LINDSEY | 3378 | Y | LINDSEY , 3378 |  |  | 10.27 | 2001-12-06 17:10 | John | 25 | 0 | N | N
LINDSEY | 3378 | Y | LINDSEY , 3378 |  |  | 12.57 | 2001-12-06 17:10 | John | 25 | 0 | N | N
MACLEAN POWER SYSTEMS | SI-500 | Y | MACLEAN POWER SYSTEMS , SI-500 | JEA TRANSMISSION | CSC Stores | 2.94 | 2001-12-06 17:10 | John | 25 | 0 | N | N
MACLEAN POWER SYSTEMS | SI-500 | Y | MACLEAN POWER SYSTEMS , SI-500 |  |  | 2.97 | 2001-12-06 17:10 | John | 25 | 0 | N | N
MACLEAN POWER SYSTEMS | SI-500 | Y | MACLEAN POWER SYSTEMS , SI-500 |  |  | 3 | 2001-12-06 17:10 | John | 25 | 0 | N | N
MACLEAN POWER SYSTEMS | SI-500 | Y | MACLEAN POWER SYSTEMS , SI-500 |  |  | 3.03 | 2001-12-06 17:10 | John | 25 | 0 | N | N
MACLEAN POWER SYSTEMS | SI-500 | Y | MACLEAN POWER SYSTEMS , SI-500 |  |  | 3.5 | 2001-12-06 17:10 | John | 25 | 0 | N | N
MACLEAN POWER SYSTEMS | SI-500 | Y | MACLEAN POWER SYSTEMS , SI-500 |  |  | 4.07 | 2001-12-06 17:10 | John | 25 | 0 | N | N
MACLEAN POWER SYSTEMS | SI-500 | Y | MACLEAN POWER SYSTEMS , SI-500 |  |  | 4.18 | 2001-12-06 17:10 | John | 25 | 0 | N | N
MACLEAN POWER SYSTEMS | SI-500 | Y | MACLEAN POWER SYSTEMS , SI-500 |  |  | 8.91 | 2001-12-06 17:10 | John | 25 | 0 | N | N
MACLEAN POWER SYSTEMS | SI-500 | Y | MACLEAN POWER SYSTEMS , SI-500 |  |  | 8.98 | 2001-12-06 17:10 | John | 25 | 0 | N | N
MACLEAN POWER SYSTEMS | SI-500 | Y | MACLEAN POWER SYSTEMS , SI-500 |  |  | 9.01 | 2001-12-06 17:10 | John | 25 | 0 | N | N
MACLEAN POWER SYSTEMS | SI-500 | Y | MACLEAN POWER SYSTEMS , SI-500 |  |  | 9.42 | 2001-12-06 17:10 | John | 25 | 0 | N | N
MACLEAN POWER SYSTEMS | SI-500 | Y | MACLEAN POWER SYSTEMS , SI-500 |  |  | 10.27 | 2001-12-06 17:10 | John | 25 | 0 | N | N
MACLEAN POWER SYSTEMS | SI-500 | Y | MACLEAN POWER SYSTEMS , SI-500 |  |  | 12.57 | 2001-12-06 17:10 | John | 25 | 0 | N | N
MC GRAW EDISON | WBT3044 | Y | MC GRAW EDISON , WBT3044 | JEA TRANSMISSION | CSC Stores | 2.94 | 2001-12-06 17:10 | John | 25 | 0 | N | N
MC GRAW EDISON | WBT3044 | Y | MC GRAW EDISON , WBT3044 |  |  | 2.97 | 2001-12-06 17:10 | John | 25 | 0 | N | N
MC GRAW EDISON | WBT3044 | Y | MC GRAW EDISON , WBT3044 |  |  | 3 | 2001-12-06 17:10 | John | 25 | 0 | N | N
MC GRAW EDISON | WBT3044 | Y | MC GRAW EDISON , WBT3044 |  |  | 3.03 | 2001-12-06 17:10 | John | 25 | 0 | N | N
MC GRAW EDISON | WBT3044 | Y | MC GRAW EDISON , WBT3044 |  |  | 3.5 | 2001-12-06 17:10 | John | 25 | 0 | N | N
MC GRAW EDISON | WBT3044 | Y | MC GRAW EDISON , WBT3044 |  |  | 4.07 | 2001-12-06 17:10 | John | 25 | 0 | N | N
MC GRAW EDISON | WBT3044 | Y | MC GRAW EDISON , WBT3044 |  |  | 4.18 | 2001-12-06 17:10 | John | 25 | 0 | N | N
MC GRAW EDISON | WBT3044 | Y | MC GRAW EDISON , WBT3044 |  |  | 8.91 | 2001-12-06 17:10 | John | 25 | 0 | N | N
MC GRAW EDISON | WBT3044 | Y | MC GRAW EDISON , WBT3044 |  |  | 8.98 | 2001-12-06 17:10 | John | 25 | 0 | N | N
MC GRAW EDISON | WBT3044 | Y | MC GRAW EDISON , WBT3044 |  |  | 9.01 | 2001-12-06 17:10 | John | 25 | 0 | N | N
MC GRAW EDISON | WBT3044 | Y | MC GRAW EDISON , WBT3044 |  |  | 9.42 | 2001-12-06 17:10 | John | 25 | 0 | N | N
MC GRAW EDISON | WBT3044 | Y | MC GRAW EDISON , WBT3044 |  |  | 10.27 | 2001-12-06 17:10 | John | 25 | 0 | N | N
MC GRAW EDISON | WBT3044 | Y | MC GRAW EDISON , WBT3044 |  |  | 12.57 | 2001-12-06 17:10 | John | 25 | 0 | N | N
PREFORMED LINE PRODUCTS CO. | SE-5152 | Y | PREFORMED LINE PRODUCTS CO. , SE-5152 | JEA TRANSMISSION | CSC Stores | 2.94 | 2001-12-06 17:10 | John | 25 | 0 | N | N
PREFORMED LINE PRODUCTS CO. | SE-5152 | Y | PREFORMED LINE PRODUCTS CO. , SE-5152 |  |  | 2.97 | 2001-12-06 17:10 | John | 25 | 0 | N | N
PREFORMED LINE PRODUCTS CO. | SE-5152 | Y | PREFORMED LINE PRODUCTS CO. , SE-5152 |  |  | 3 | 2001-12-06 17:10 | John | 25 | 0 | N | N
PREFORMED LINE PRODUCTS CO. | SE-5152 | Y | PREFORMED LINE PRODUCTS CO. , SE-5152 |  |  | 3.03 | 2001-12-06 17:10 | John | 25 | 0 | N | N
PREFORMED LINE PRODUCTS CO. | SE-5152 | Y | PREFORMED LINE PRODUCTS CO. , SE-5152 |  |  | 3.5 | 2001-12-06 17:10 | John | 25 | 0 | N | N
PREFORMED LINE PRODUCTS CO. | SE-5152 | Y | PREFORMED LINE PRODUCTS CO. , SE-5152 |  |  | 4.07 | 2001-12-06 17:10 | John | 25 | 0 | N | N
PREFORMED LINE PRODUCTS CO. | SE-5152 | Y | PREFORMED LINE PRODUCTS CO. , SE-5152 |  |  | 4.18 | 2001-12-06 17:10 | John | 25 | 0 | N | N
PREFORMED LINE PRODUCTS CO. | SE-5152 | Y | PREFORMED LINE PRODUCTS CO. , SE-5152 |  |  | 8.91 | 2001-12-06 17:10 | John | 25 | 0 | N | N
PREFORMED LINE PRODUCTS CO. | SE-5152 | Y | PREFORMED LINE PRODUCTS CO. , SE-5152 |  |  | 8.98 | 2001-12-06 17:10 | John | 25 | 0 | N | N
PREFORMED LINE PRODUCTS CO. | SE-5152 | Y | PREFORMED LINE PRODUCTS CO. , SE-5152 |  |  | 9.01 | 2001-12-06 17:10 | John | 25 | 0 | N | N
PREFORMED LINE PRODUCTS CO. | SE-5152 | Y | PREFORMED LINE PRODUCTS CO. , SE-5152 |  |  | 9.42 | 2001-12-06 17:10 | John | 25 | 0 | N | N
PREFORMED LINE PRODUCTS CO. | SE-5152 | Y | PREFORMED LINE PRODUCTS CO. , SE-5152 |  |  | 10.27 | 2001-12-06 17:10 | John | 25 | 0 | N | N
PREFORMED LINE PRODUCTS CO. | SE-5152 | Y | PREFORMED LINE PRODUCTS CO. , SE-5152 |  |  | 12.57 | 2001-12-06 17:10 | John | 25 | 0 | N | N
BURNDY CORP. | Z34NR | Y | BURNDY CORP. , Z34NR | JEA UNDERGROUND DISTRIBUTION | CSC Stores | 37.17 | 2002-05-06 08:50 | Anjanece | 1 | 650 | #VALUE! | #VALUE!
BURNDY CORP. | Z34NR | Y | BURNDY CORP. , Z34NR |  |  | 39.83 | 2002-05-06 08:50 | Anjanece | 1 | 650 | #VALUE! | #VALUE!
BURNDY CORP. | Z34NR | Y | BURNDY CORP. , Z34NR |  |  | 41.28 | 2002-05-06 08:50 | Anjanece | 1 | 650 | #VALUE! | #VALUE!
BURNDY CORP. | Z34NR | Y | BURNDY CORP. , Z34NR |  |  | 41.65 | 2002-05-06 08:50 | Anjanece | 1 | 650 | #VALUE! | #VALUE!
BURNDY CORP. | Z34NR | Y | BURNDY CORP. , Z34NR |  |  | 42.79 | 2002-05-06 08:50 | Anjanece | 1 | 650 | #VALUE! | #VALUE!
BURNDY CORP. | Z34NR | Y | BURNDY CORP. , Z34NR |  |  | 42.86 | 2002-05-06 08:50 | Anjanece | 1 | 650 | #VALUE! | #VALUE!
BURNDY CORP. | Z34NR | Y | BURNDY CORP. , Z34NR |  |  | 42.93 | 2002-05-06 08:50 | Anjanece | 1 | 650 | #VALUE! | #VALUE!
BURNDY CORP. | Z34NR | Y | BURNDY CORP. , Z34NR |  |  | 42.95 | 2002-05-06 08:50 | Anjanece | 1 | 650 | #VALUE! | #VALUE!
BURNDY CORP. | Z34NR | Y | BURNDY CORP. , Z34NR |  |  | 43.29 | 2002-05-06 08:50 | Anjanece | 1 | 650 | #VALUE! | #VALUE!
BURNDY CORP. | Z34NR | Y | BURNDY CORP. , Z34NR |  |  | 44.14 | 2002-05-06 08:50 | Anjanece | 1 | 650 | #VALUE! | #VALUE!
BURNDY CORP. | Z34NR | Y | BURNDY CORP. , Z34NR |  |  | 44.51 | 2002-05-06 08:50 | Anjanece | 1 | 650 | #VALUE! | #VALUE!
BURNDY CORP. | Z34NR | Y | BURNDY CORP. , Z34NR |  |  | 44.61 | 2002-05-06 08:50 | Anjanece | 1 | 650 | #VALUE! | #VALUE!
BURNDY CORP. | Z34NR | Y | BURNDY CORP. , Z34NR |  |  | 45.4 | 2002-05-06 08:50 | Anjanece | 1 | 650 | #VALUE! | #VALUE!
BURNDY CORP. | Z34NR | Y | BURNDY CORP. , Z34NR |  |  | 45.51 | 2002-05-06 08:50 | Anjanece | 1 | 650 | #VALUE! | #VALUE!
BURNDY CORP. | Z34NR | Y | BURNDY CORP. , Z34NR |  |  | 50.75 | 2002-05-06 08:50 | Anjanece | 1 | 650 | #VALUE! | #VALUE!
BURNDY CORP. | Z34NR | Y | BURNDY CORP. , Z34NR |  |  | 56.46 | 2002-05-06 08:50 | Anjanece | 1 | 650 | #VALUE! | #VALUE!
BURNDY CORP. | Z34NR | Y | BURNDY CORP. , Z34NR |  |  | 62.6 | 2002-05-06 08:50 | Anjanece | 1 | 650 | #VALUE! | #VALUE!
BURNDY CORP. | Z34NR | Y | BURNDY CORP. , Z34NR |  |  | 62.71 | 2002-05-06 08:50 | Anjanece | 1 | 650 | #VALUE! | #VALUE!
BURNDY CORP. | Z34NR | Y | BURNDY CORP. , Z34NR |  |  | 63.06 | 2002-05-06 08:50 | Anjanece | 1 | 650 | #VALUE! | #VALUE!
BURNDY CORP. | Z34NR | Y | BURNDY CORP. , Z34NR |  |  | 64.38 | 2002-05-06 08:50 | Anjanece | 1 | 650 | #VALUE! | #VALUE!
BURNDY CORP. | Z34NR | Y | BURNDY CORP. , Z34NR |  |  | 64.97 | 2002-05-06 08:50 | Anjanece | 1 | 650 | #VALUE! | #VALUE!
BURNDY CORP. | Z34NR | Y | BURNDY CORP. , Z34NR |  |  | 65.11 | 2002-05-06 08:50 | Anjanece | 1 | 650 | #VALUE! | #VALUE!
BURNDY CORP. | Z34NR | Y | BURNDY CORP. , Z34NR |  |  | 65.17 | 2002-05-06 08:50 | Anjanece | 1 | 650 | #VALUE! | #VALUE!
MAC PRODUCTS INC. | US 500 A | Y | MAC PRODUCTS INC. , US 500 A | JEA UNDERGROUND DISTRIBUTION | CSC Stores | 37.17 | 2002-05-06 08:50 | Anjanece | 1 | 650 | #VALUE! | #VALUE!
MAC PRODUCTS INC. | US 500 A | Y | MAC PRODUCTS INC. , US 500 A |  |  | 39.83 | 2002-05-06 08:50 | Anjanece | 1 | 650 | #VALUE! | #VALUE!
MAC PRODUCTS INC. | US 500 A | Y | MAC PRODUCTS INC. , US 500 A |  |  | 41.28 | 2002-05-06 08:50 | Anjanece | 1 | 650 | #VALUE! | #VALUE!
MAC PRODUCTS INC. | US 500 A | Y | MAC PRODUCTS INC. , US 500 A |  |  | 41.65 | 2002-05-06 08:50 | Anjanece | 1 | 650 | #VALUE! | #VALUE!
MAC PRODUCTS INC. | US 500 A | Y | MAC PRODUCTS INC. , US 500 A |  |  | 42.79 | 2002-05-06 08:50 | Anjanece | 1 | 650 | #VALUE! | #VALUE!
MAC PRODUCTS INC. | US 500 A | Y | MAC PRODUCTS INC. , US 500 A |  |  | 42.86 | 2002-05-06 08:50 | Anjanece | 1 | 650 | #VALUE! | #VALUE!
MAC PRODUCTS INC. | US 500 A | Y | MAC PRODUCTS INC. , US 500 A |  |  | 42.93 | 2002-05-06 08:50 | Anjanece | 1 | 650 | #VALUE! | #VALUE!
MAC PRODUCTS INC. | US 500 A | Y | MAC PRODUCTS INC. , US 500 A |  |  | 42.95 | 2002-05-06 08:50 | Anjanece | 1 | 650 | #VALUE! | #VALUE!
MAC PRODUCTS INC. | US 500 A | Y | MAC PRODUCTS INC. , US 500 A |  |  | 43.29 | 2002-05-06 08:50 | Anjanece | 1 | 650 | #VALUE! | #VALUE!
MAC PRODUCTS INC. | US 500 A | Y | MAC PRODUCTS INC. , US 500 A |  |  | 44.14 | 2002-05-06 08:50 | Anjanece | 1 | 650 | #VALUE! | #VALUE!
MAC PRODUCTS INC. | US 500 A | Y | MAC PRODUCTS INC. , US 500 A |  |  | 44.51 | 2002-05-06 08:50 | Anjanece | 1 | 650 | #VALUE! | #VALUE!
MAC PRODUCTS INC. | US 500 A | Y | MAC PRODUCTS INC. , US 500 A |  |  | 44.61 | 2002-05-06 08:50 | Anjanece | 1 | 650 | #VALUE! | #VALUE!
MAC PRODUCTS INC. | US 500 A | Y | MAC PRODUCTS INC. , US 500 A |  |  | 45.4 | 2002-05-06 08:50 | Anjanece | 1 | 650 | #VALUE! | #VALUE!
MAC PRODUCTS INC. | US 500 A | Y | MAC PRODUCTS INC. , US 500 A |  |  | 45.51 | 2002-05-06 08:50 | Anjanece | 1 | 650 | #VALUE! | #VALUE!
MAC PRODUCTS INC. | US 500 A | Y | MAC PRODUCTS INC. , US 500 A |  |  | 50.75 | 2002-05-06 08:50 | Anjanece | 1 | 650 | #VALUE! | #VALUE!
MAC PRODUCTS INC. | US 500 A | Y | MAC PRODUCTS INC. , US 500 A |  |  | 56.46 | 2002-05-06 08:50 | Anjanece | 1 | 650 | #VALUE! | #VALUE!
MAC PRODUCTS INC. | US 500 A | Y | MAC PRODUCTS INC. , US 500 A |  |  | 62.6 | 2002-05-06 08:50 | Anjanece | 1 | 650 | #VALUE! | #VALUE!
MAC PRODUCTS INC. | US 500 A | Y | MAC PRODUCTS INC. , US 500 A |  |  | 62.71 | 2002-05-06 08:50 | Anjanece | 1 | 650 | #VALUE! | #VALUE!
MAC PRODUCTS INC. | US 500 A | Y | MAC PRODUCTS INC. , US 500 A |  |  | 63.06 | 2002-05-06 08:50 | Anjanece | 1 | 650 | #VALUE! | #VALUE!
MAC PRODUCTS INC. | US 500 A | Y | MAC PRODUCTS INC. , US 500 A |  |  | 64.38 | 2002-05-06 08:50 | Anjanece | 1 | 650 | #VALUE! | #VALUE!
MAC PRODUCTS INC. | US 500 A | Y | MAC PRODUCTS INC. , US 500 A |  |  | 64.97 | 2002-05-06 08:50 | Anjanece | 1 | 650 | #VALUE! | #VALUE!
MAC PRODUCTS INC. | US 500 A | Y | MAC PRODUCTS INC. , US 500 A |  |  | 65.11 | 2002-05-06 08:50 | Anjanece | 1 | 650 | #VALUE! | #VALUE!
MAC PRODUCTS INC. | US 500 A | Y | MAC PRODUCTS INC. , US 500 A |  |  | 65.17 | 2002-05-06 08:50 | Anjanece | 1 | 650 | #VALUE! | #VALUE!
BURNDY CORP. | FB13G20 | Y | BURNDY CORP. , FB13G20 | JEA OVERHEAD DISTRIBUTION | CSC Stores | 64.37 | 2001-12-08 08:33 | Anjanece | 1 | 0 | #VALUE! | #VALUE!
BURNDY CORP. | FB13G20 | Y | BURNDY CORP. , FB13G20 |  |  | 67.59 | 2001-12-08 08:33 | Anjanece | 1 | 0 | #VALUE! | #VALUE!
BURNDY CORP. | FB13G20 | Y | BURNDY CORP. , FB13G20 |  |  | 71.76 | 2001-12-08 08:33 | Anjanece | 1 | 0 | #VALUE! | #VALUE!
BURNDY CORP. | FB13G20 | Y | BURNDY CORP. , FB13G20 |  |  | 72.53 | 2001-12-08 08:33 | Anjanece | 1 | 0 | #VALUE! | #VALUE!
BURNDY CORP. | FB13G20 | Y | BURNDY CORP. , FB13G20 |  |  | 73.64 | 2001-12-08 08:33 | Anjanece | 1 | 0 | #VALUE! | #VALUE!
BURNDY CORP. | FB13G20 | Y | BURNDY CORP. , FB13G20 |  |  | 74.78 | 2001-12-08 08:33 | Anjanece | 1 | 0 | #VALUE! | #VALUE!
BURNDY CORP. | FB13G20 | Y | BURNDY CORP. , FB13G20 |  |  | 75.99 | 2001-12-08 08:33 | Anjanece | 1 | 0 | #VALUE! | #VALUE!
BURNDY CORP. | FB13G20 | Y | BURNDY CORP. , FB13G20 |  |  | 76.64 | 2001-12-08 08:33 | Anjanece | 1 | 0 | #VALUE! | #VALUE!
BURNDY CORP. | FB13G20 | Y | BURNDY CORP. , FB13G20 |  |  | 79.96 | 2001-12-08 08:33 | Anjanece | 1 | 0 | #VALUE! | #VALUE!
BURNDY CORP. | FB13G20 | Y | BURNDY CORP. , FB13G20 |  |  | 93.93 | 2001-12-08 08:33 | Anjanece | 1 | 0 | #VALUE! | #VALUE!
BURNDY CORP. | FB13G20 | Y | BURNDY CORP. , FB13G20 |  |  | 94.55 | 2001-12-08 08:33 | Anjanece | 1 | 0 | #VALUE! | #VALUE!
BURNDY CORP. | FB13G20 | Y | BURNDY CORP. , FB13G20 |  |  | 96.84 | 2001-12-08 08:33 | Anjanece | 1 | 0 | #VALUE! | #VALUE!
BURNDY CORP. | FB13G20 | Y | BURNDY CORP. , FB13G20 |  |  | 98.84 | 2001-12-08 08:33 | Anjanece | 1 | 0 | #VALUE! | #VALUE!
BURNDY CORP. | FB13G20 | Y | BURNDY CORP. , FB13G20 |  |  | 111.14 | 2001-12-08 08:33 | Anjanece | 1 | 0 | #VALUE! | #VALUE!
BURNDY CORP. | FB13G20 | Y | BURNDY CORP. , FB13G20 |  |  | 123.02 | 2001-12-08 08:33 | Anjanece | 1 | 0 | #VALUE! | #VALUE!
BURNDY CORP. | FB13G20 | Y | BURNDY CORP. , FB13G20 |  |  | 123.43 | 2001-12-08 08:33 | Anjanece | 1 | 0 | #VALUE! | #VALUE!
BURNDY CORP. | FB13G20 | Y | BURNDY CORP. , FB13G20 |  |  | 144.82 | 2001-12-08 08:33 | Anjanece | 1 | 0 | #VALUE! | #VALUE!
BURNDY CORP. | FB13G20 | Y | BURNDY CORP. , FB13G20 |  |  | 167.75 | 2001-12-08 08:33 | Anjanece | 1 | 0 | #VALUE! | #VALUE!
BURNDY CORP. | FB13G20 | Y | BURNDY CORP. , FB13G20 |  |  | 271.87 | 2001-12-08 08:33 | Anjanece | 1 | 0 | #VALUE! | #VALUE!
CARR INDUSTRIES | 908470 | Y | CARR INDUSTRIES , 908470 | JEA OVERHEAD DISTRIBUTION | CSC Stores | 64.37 | 2001-12-08 08:33 | Anjanece | 1 | 0 | #VALUE! | #VALUE!
CARR INDUSTRIES | 908470 | Y | CARR INDUSTRIES , 908470 |  |  | 67.59 | 2001-12-08 08:33 | Anjanece | 1 | 0 | #VALUE! | #VALUE!
CARR INDUSTRIES | 908470 | Y | CARR INDUSTRIES , 908470 |  |  | 71.76 | 2001-12-08 08:33 | Anjanece | 1 | 0 | #VALUE! | #VALUE!
CARR INDUSTRIES | 908470 | Y | CARR INDUSTRIES , 908470 |  |  | 72.53 | 2001-12-08 08:33 | Anjanece | 1 | 0 | #VALUE! | #VALUE!
CARR INDUSTRIES | 908470 | Y | CARR INDUSTRIES , 908470 |  |  | 73.64 | 2001-12-08 08:33 | Anjanece | 1 | 0 | #VALUE! | #VALUE!
CARR INDUSTRIES | 908470 | Y | CARR INDUSTRIES , 908470 |  |  | 74.78 | 2001-12-08 08:33 | Anjanece | 1 | 0 | #VALUE! | #VALUE!
CARR INDUSTRIES | 908470 | Y | CARR INDUSTRIES , 908470 |  |  | 75.99 | 2001-12-08 08:33 | Anjanece | 1 | 0 | #VALUE! | #VALUE!
CARR INDUSTRIES | 908470 | Y | CARR INDUSTRIES , 908470 |  |  | 76.64 | 2001-12-08 08:33 | Anjanece | 1 | 0 | #VALUE! | #VALUE!
CARR INDUSTRIES | 908470 | Y | CARR INDUSTRIES , 908470 |  |  | 79.96 | 2001-12-08 08:33 | Anjanece | 1 | 0 | #VALUE! | #VALUE!
CARR INDUSTRIES | 908470 | Y | CARR INDUSTRIES , 908470 |  |  | 93.93 | 2001-12-08 08:33 | Anjanece | 1 | 0 | #VALUE! | #VALUE!
CARR INDUSTRIES | 908470 | Y | CARR INDUSTRIES , 908470 |  |  | 94.55 | 2001-12-08 08:33 | Anjanece | 1 | 0 | #VALUE! | #VALUE!
CARR INDUSTRIES | 908470 | Y | CARR INDUSTRIES , 908470 |  |  | 96.84 | 2001-12-08 08:33 | Anjanece | 1 | 0 | #VALUE! | #VALUE!
CARR INDUSTRIES | 908470 | Y | CARR INDUSTRIES , 908470 |  |  | 98.84 | 2001-12-08 08:33 | Anjanece | 1 | 0 | #VALUE! | #VALUE!
CARR INDUSTRIES | 908470 | Y | CARR INDUSTRIES , 908470 |  |  | 111.14 | 2001-12-08 08:33 | Anjanece | 1 | 0 | #VALUE! | #VALUE!
CARR INDUSTRIES | 908470 | Y | CARR INDUSTRIES , 908470 |  |  | 123.02 | 2001-12-08 08:33 | Anjanece | 1 | 0 | #VALUE! | #VALUE!
CARR INDUSTRIES | 908470 | Y | CARR INDUSTRIES , 908470 |  |  | 123.43 | 2001-12-08 08:33 | Anjanece | 1 | 0 | #VALUE! | #VALUE!
CARR INDUSTRIES | 908470 | Y | CARR INDUSTRIES , 908470 |  |  | 144.82 | 2001-12-08 08:33 | Anjanece | 1 | 0 | #VALUE! | #VALUE!
CARR INDUSTRIES | 908470 | Y | CARR INDUSTRIES , 908470 |  |  | 167.75 | 2001-12-08 08:33 | Anjanece | 1 | 0 | #VALUE! | #VALUE!
CARR INDUSTRIES | 908470 | Y | CARR INDUSTRIES , 908470 |  |  | 271.87 | 2001-12-08 08:33 | Anjanece | 1 | 0 | #VALUE! | #VALUE!
POWERCON CORP. | JEA001 | Y | POWERCON CORP. , JEA001 | JEA OVERHEAD DISTRIBUTION | CSC Stores | 64.37 | 2001-12-08 08:33 | Anjanece | 1 | 0 | #VALUE! | #VALUE!
POWERCON CORP. | JEA001 | Y | POWERCON CORP. , JEA001 |  |  | 67.59 | 2001-12-08 08:33 | Anjanece | 1 | 0 | #VALUE! | #VALUE!
POWERCON CORP. | JEA001 | Y | POWERCON CORP. , JEA001 |  |  | 71.76 | 2001-12-08 08:33 | Anjanece | 1 | 0 | #VALUE! | #VALUE!
POWERCON CORP. | JEA001 | Y | POWERCON CORP. , JEA001 |  |  | 72.53 | 2001-12-08 08:33 | Anjanece | 1 | 0 | #VALUE! | #VALUE!
POWERCON CORP. | JEA001 | Y | POWERCON CORP. , JEA001 |  |  | 73.64 | 2001-12-08 08:33 | Anjanece | 1 | 0 | #VALUE! | #VALUE!
POWERCON CORP. | JEA001 | Y | POWERCON CORP. , JEA001 |  |  | 74.78 | 2001-12-08 08:33 | Anjanece | 1 | 0 | #VALUE! | #VALUE!
POWERCON CORP. | JEA001 | Y | POWERCON CORP. , JEA001 |  |  | 75.99 | 2001-12-08 08:33 | Anjanece | 1 | 0 | #VALUE! | #VALUE!
POWERCON CORP. | JEA001 | Y | POWERCON CORP. , JEA001 |  |  | 76.64 | 2001-12-08 08:33 | Anjanece | 1 | 0 | #VALUE! | #VALUE!
POWERCON CORP. | JEA001 | Y | POWERCON CORP. , JEA001 |  |  | 79.96 | 2001-12-08 08:33 | Anjanece | 1 | 0 | #VALUE! | #VALUE!
POWERCON CORP. | JEA001 | Y | POWERCON CORP. , JEA001 |  |  | 93.93 | 2001-12-08 08:33 | Anjanece | 1 | 0 | #VALUE! | #VALUE!
POWERCON CORP. | JEA001 | Y | POWERCON CORP. , JEA001 |  |  | 94.55 | 2001-12-08 08:33 | Anjanece | 1 | 0 | #VALUE! | #VALUE!
POWERCON CORP. | JEA001 | Y | POWERCON CORP. , JEA001 |  |  | 96.84 | 2001-12-08 08:33 | Anjanece | 1 | 0 | #VALUE! | #VALUE!
POWERCON CORP. | JEA001 | Y | POWERCON CORP. , JEA001 |  |  | 98.84 | 2001-12-08 08:33 | Anjanece | 1 | 0 | #VALUE! | #VALUE!
POWERCON CORP. | JEA001 | Y | POWERCON CORP. , JEA001 |  |  | 111.14 | 2001-12-08 08:33 | Anjanece | 1 | 0 | #VALUE! | #VALUE!
POWERCON CORP. | JEA001 | Y | POWERCON CORP. , JEA001 |  |  | 123.02 | 2001-12-08 08:33 | Anjanece | 1 | 0 | #VALUE! | #VALUE!
POWERCON CORP. | JEA001 | Y | POWERCON CORP. , JEA001 |  |  | 123.43 | 2001-12-08 08:33 | Anjanece | 1 | 0 | #VALUE! | #VALUE!
POWERCON CORP. | JEA001 | Y | POWERCON CORP. , JEA001 |  |  | 144.82 | 2001-12-08 08:33 | Anjanece | 1 | 0 | #VALUE! | #VALUE!
POWERCON CORP. | JEA001 | Y | POWERCON CORP. , JEA001 |  |  | 167.75 | 2001-12-08 08:33 | Anjanece | 1 | 0 | #VALUE! | #VALUE!
POWERCON CORP. | JEA001 | Y | POWERCON CORP. , JEA001 |  |  | 271.87 | 2001-12-08 08:33 | Anjanece | 1 | 0 | #VALUE! | #VALUE!
BURNDY CORP. | FB13G23 | Y | BURNDY CORP. , FB13G23 | JEA OVERHEAD DISTRIBUTION | CSC Stores | 195 | 2002-05-01 10:53 | Anjanece | 4 | 0 | #VALUE! | #VALUE!
BURNDY CORP. | FB13G23 | Y | BURNDY CORP. , FB13G23 |  |  | 207.57 | 2002-05-01 10:53 | Anjanece | 4 | 0 | #VALUE! | #VALUE!
BURNDY CORP. | FB13G23 | Y | BURNDY CORP. , FB13G23 |  |  | 230.06 | 2002-05-01 10:53 | Anjanece | 4 | 0 | #VALUE! | #VALUE!
BURNDY CORP. | FB13G23 | Y | BURNDY CORP. , FB13G23 |  |  | 231.02 | 2002-05-01 10:53 | Anjanece | 4 | 0 | #VALUE! | #VALUE!
BURNDY CORP. | FB13G23 | Y | BURNDY CORP. , FB13G23 |  |  | 237.32 | 2002-05-01 10:53 | Anjanece | 4 | 0 | #VALUE! | #VALUE!
BURNDY CORP. | FB13G23 | Y | BURNDY CORP. , FB13G23 |  |  | 239.99 | 2002-05-01 10:53 | Anjanece | 4 | 0 | #VALUE! | #VALUE!
BURNDY CORP. | FB13G23 | Y | BURNDY CORP. , FB13G23 |  |  | 243.94 | 2002-05-01 10:53 | Anjanece | 4 | 0 | #VALUE! | #VALUE!
BURNDY CORP. | FB13G23 | Y | BURNDY CORP. , FB13G23 |  |  | 270.93 | 2002-05-01 10:53 | Anjanece | 4 | 0 | #VALUE! | #VALUE!
BURNDY CORP. | FB13G23 | Y | BURNDY CORP. , FB13G23 |  |  | 281.67 | 2002-05-01 10:53 | Anjanece | 4 | 0 | #VALUE! | #VALUE!
BURNDY CORP. | FB13G23 | Y | BURNDY CORP. , FB13G23 |  |  | 284.35 | 2002-05-01 10:53 | Anjanece | 4 | 0 | #VALUE! | #VALUE!
POWERCON CORP. | JEA002 | Y | POWERCON CORP. , JEA002 | JEA OVERHEAD DISTRIBUTION | CSC Stores | 195 | 2002-05-01 10:53 | Anjanece | 4 | 0 | #VALUE! | #VALUE!
POWERCON CORP. | JEA002 | Y | POWERCON CORP. , JEA002 |  |  | 207.57 | 2002-05-01 10:53 | Anjanece | 4 | 0 | #VALUE! | #VALUE!
POWERCON CORP. | JEA002 | Y | POWERCON CORP. , JEA002 |  |  | 230.06 | 2002-05-01 10:53 | Anjanece | 4 | 0 | #VALUE! | #VALUE!
POWERCON CORP. | JEA002 | Y | POWERCON CORP. , JEA002 |  |  | 231.02 | 2002-05-01 10:53 | Anjanece | 4 | 0 | #VALUE! | #VALUE!
POWERCON CORP. | JEA002 | Y | POWERCON CORP. , JEA002 |  |  | 237.32 | 2002-05-01 10:53 | Anjanece | 4 | 0 | #VALUE! | #VALUE!
POWERCON CORP. | JEA002 | Y | POWERCON CORP. , JEA002 |  |  | 239.99 | 2002-05-01 10:53 | Anjanece | 4 | 0 | #VALUE! | #VALUE!
POWERCON CORP. | JEA002 | Y | POWERCON CORP. , JEA002 |  |  | 243.94 | 2002-05-01 10:53 | Anjanece | 4 | 0 | #VALUE! | #VALUE!
POWERCON CORP. | JEA002 | Y | POWERCON CORP. , JEA002 |  |  | 270.93 | 2002-05-01 10:53 | Anjanece | 4 | 0 | #VALUE! | #VALUE!
POWERCON CORP. | JEA002 | Y | POWERCON CORP. , JEA002 |  |  | 281.67 | 2002-05-01 10:53 | Anjanece | 4 | 0 | #VALUE! | #VALUE!
POWERCON CORP. | JEA002 | Y | POWERCON CORP. , JEA002 |  |  | 284.35 | 2002-05-01 10:53 | Anjanece | 4 | 0 | #VALUE! | #VALUE!
FARGO | GL111 | Y | FARGO , GL111 | JEA OVERHEAD DISTRIBUTION | CSC Stores | 2.47 | 2001-12-08 08:33 | Anjanece | 400 | 0 | #VALUE! | #VALUE!
FARGO | GL111 | Y | FARGO , GL111 |  |  | 2.48 | 2001-12-08 08:33 | Anjanece | 400 | 0 | #VALUE! | #VALUE!
FARGO | GL111 | Y | FARGO , GL111 |  |  | 2.59 | 2001-12-08 08:33 | Anjanece | 400 | 0 | #VALUE! | #VALUE!
FARGO | GL111 | Y | FARGO , GL111 |  |  | 2.64 | 2001-12-08 08:33 | Anjanece | 400 | 0 | #VALUE! | #VALUE!
FARGO | GL111 | Y | FARGO , GL111 |  |  | 2.87 | 2001-12-08 08:33 | Anjanece | 400 | 0 | #VALUE! | #VALUE!
FARGO | GL111 | Y | FARGO , GL111 |  |  | 2.9 | 2001-12-08 08:33 | Anjanece | 400 | 0 | #VALUE! | #VALUE!
FARGO | GL111 | Y | FARGO , GL111 |  |  | 3.02 | 2001-12-08 08:33 | Anjanece | 400 | 0 | #VALUE! | #VALUE!
FARGO | GL111 | Y | FARGO , GL111 |  |  | 3.05 | 2001-12-08 08:33 | Anjanece | 400 | 0 | #VALUE! | #VALUE!
FARGO | GL111 | Y | FARGO , GL111 |  |  | 3.07 | 2001-12-08 08:33 | Anjanece | 400 | 0 | #VALUE! | #VALUE!
FARGO | GL111 | Y | FARGO , GL111 |  |  | 3.1 | 2001-12-08 08:33 | Anjanece | 400 | 0 | #VALUE! | #VALUE!
FARGO | GL111 | Y | FARGO , GL111 |  |  | 3.18 | 2001-12-08 08:33 | Anjanece | 400 | 0 | #VALUE! | #VALUE!
FARGO | GL111 | Y | FARGO , GL111 |  |  | 3.41 | 2001-12-08 08:33 | Anjanece | 400 | 0 | #VALUE! | #VALUE!
FARGO | GL111 | Y | FARGO , GL111 |  |  | 3.51 | 2001-12-08 08:33 | Anjanece | 400 | 0 | #VALUE! | #VALUE!
FARGO | GL111 | Y | FARGO , GL111 |  |  | 3.68 | 2001-12-08 08:33 | Anjanece | 400 | 0 | #VALUE! | #VALUE!
FARGO | GL111 | Y | FARGO , GL111 |  |  | 3.89 | 2001-12-08 08:33 | Anjanece | 400 | 0 | #VALUE! | #VALUE!
FARGO | GL111 | Y | FARGO , GL111 |  |  | 3.98 | 2001-12-08 08:33 | Anjanece | 400 | 0 | #VALUE! | #VALUE!
FARGO | GL111 | Y | FARGO , GL111 |  |  | 4.07 | 2001-12-08 08:33 | Anjanece | 400 | 0 | #VALUE! | #VALUE!
FARGO | GL111 | Y | FARGO , GL111 |  |  | 4.08 | 2001-12-08 08:33 | Anjanece | 400 | 0 | #VALUE! | #VALUE!
FARGO | GL111 | Y | FARGO , GL111 |  |  | 4.25 | 2001-12-08 08:33 | Anjanece | 400 | 0 | #VALUE! | #VALUE!
FARGO | GL111 | Y | FARGO , GL111 |  |  | 4.27 | 2001-12-08 08:33 | Anjanece | 400 | 0 | #VALUE! | #VALUE!
FARGO | GL111 | Y | FARGO , GL111 |  |  | 4.28 | 2001-12-08 08:33 | Anjanece | 400 | 0 | #VALUE! | #VALUE!
FARGO | GL111 | Y | FARGO , GL111 |  |  | 4.29 | 2001-12-08 08:33 | Anjanece | 400 | 0 | #VALUE! | #VALUE!
FARGO | GL111 | Y | FARGO , GL111 |  | Storm Stores | 0 | 2018-04-16 10:32 | Anjanece |  | 0 | #VALUE! | #VALUE!
FARGO | GL111 | Y | FARGO , GL111 |  |  | 2.62 | 2018-04-16 10:32 | Anjanece |  | 0 | #VALUE! | #VALUE!
FARGO | GL111 | Y | FARGO , GL111 |  |  | 2.63 | 2018-04-16 10:32 | Anjanece |  | 0 | #VALUE! | #VALUE!
FARGO | GL111 | Y | FARGO , GL111 |  |  | 2.64 | 2018-04-16 10:32 | Anjanece |  | 0 | #VALUE! | #VALUE!
FARGO | GL111 | Y | FARGO , GL111 |  |  | 2.73 | 2018-04-16 10:32 | Anjanece |  | 0 | #VALUE! | #VALUE!
FARGO | GL111 | Y | FARGO , GL111 |  |  | 2.8 | 2018-04-16 10:32 | Anjanece |  | 0 | #VALUE! | #VALUE!
FARGO | GL111 | Y | FARGO , GL111 |  |  | 2.82 | 2018-04-16 10:32 | Anjanece |  | 0 | #VALUE! | #VALUE!
FARGO | GL111 | Y | FARGO , GL111 |  |  | 2.91 | 2018-04-16 10:32 | Anjanece |  | 0 | #VALUE! | #VALUE!
RELIABLE ELECTRIC CO. | 61 | Y | RELIABLE ELECTRIC CO. , 61 | JEA OVERHEAD DISTRIBUTION | CSC Stores | 2.47 | 2001-12-08 08:33 | Anjanece | 400 | 0 | #VALUE! | #VALUE!
RELIABLE ELECTRIC CO. | 61 | Y | RELIABLE ELECTRIC CO. , 61 |  |  | 2.48 | 2001-12-08 08:33 | Anjanece | 400 | 0 | #VALUE! | #VALUE!
RELIABLE ELECTRIC CO. | 61 | Y | RELIABLE ELECTRIC CO. , 61 |  |  | 2.59 | 2001-12-08 08:33 | Anjanece | 400 | 0 | #VALUE! | #VALUE!
RELIABLE ELECTRIC CO. | 61 | Y | RELIABLE ELECTRIC CO. , 61 |  |  | 2.64 | 2001-12-08 08:33 | Anjanece | 400 | 0 | #VALUE! | #VALUE!
RELIABLE ELECTRIC CO. | 61 | Y | RELIABLE ELECTRIC CO. , 61 |  |  | 2.87 | 2001-12-08 08:33 | Anjanece | 400 | 0 | #VALUE! | #VALUE!
RELIABLE ELECTRIC CO. | 61 | Y | RELIABLE ELECTRIC CO. , 61 |  |  | 2.9 | 2001-12-08 08:33 | Anjanece | 400 | 0 | #VALUE! | #VALUE!
RELIABLE ELECTRIC CO. | 61 | Y | RELIABLE ELECTRIC CO. , 61 |  |  | 3.02 | 2001-12-08 08:33 | Anjanece | 400 | 0 | #VALUE! | #VALUE!
RELIABLE ELECTRIC CO. | 61 | Y | RELIABLE ELECTRIC CO. , 61 |  |  | 3.05 | 2001-12-08 08:33 | Anjanece | 400 | 0 | #VALUE! | #VALUE!
RELIABLE ELECTRIC CO. | 61 | Y | RELIABLE ELECTRIC CO. , 61 |  |  | 3.07 | 2001-12-08 08:33 | Anjanece | 400 | 0 | #VALUE! | #VALUE!
RELIABLE ELECTRIC CO. | 61 | Y | RELIABLE ELECTRIC CO. , 61 |  |  | 3.1 | 2001-12-08 08:33 | Anjanece | 400 | 0 | #VALUE! | #VALUE!
RELIABLE ELECTRIC CO. | 61 | Y | RELIABLE ELECTRIC CO. , 61 |  |  | 3.18 | 2001-12-08 08:33 | Anjanece | 400 | 0 | #VALUE! | #VALUE!
RELIABLE ELECTRIC CO. | 61 | Y | RELIABLE ELECTRIC CO. , 61 |  |  | 3.41 | 2001-12-08 08:33 | Anjanece | 400 | 0 | #VALUE! | #VALUE!
RELIABLE ELECTRIC CO. | 61 | Y | RELIABLE ELECTRIC CO. , 61 |  |  | 3.51 | 2001-12-08 08:33 | Anjanece | 400 | 0 | #VALUE! | #VALUE!
RELIABLE ELECTRIC CO. | 61 | Y | RELIABLE ELECTRIC CO. , 61 |  |  | 3.68 | 2001-12-08 08:33 | Anjanece | 400 | 0 | #VALUE! | #VALUE!
RELIABLE ELECTRIC CO. | 61 | Y | RELIABLE ELECTRIC CO. , 61 |  |  | 3.89 | 2001-12-08 08:33 | Anjanece | 400 | 0 | #VALUE! | #VALUE!
RELIABLE ELECTRIC CO. | 61 | Y | RELIABLE ELECTRIC CO. , 61 |  |  | 3.98 | 2001-12-08 08:33 | Anjanece | 400 | 0 | #VALUE! | #VALUE!
RELIABLE ELECTRIC CO. | 61 | Y | RELIABLE ELECTRIC CO. , 61 |  |  | 4.07 | 2001-12-08 08:33 | Anjanece | 400 | 0 | #VALUE! | #VALUE!
RELIABLE ELECTRIC CO. | 61 | Y | RELIABLE ELECTRIC CO. , 61 |  |  | 4.08 | 2001-12-08 08:33 | Anjanece | 400 | 0 | #VALUE! | #VALUE!
RELIABLE ELECTRIC CO. | 61 | Y | RELIABLE ELECTRIC CO. , 61 |  |  | 4.25 | 2001-12-08 08:33 | Anjanece | 400 | 0 | #VALUE! | #VALUE!
RELIABLE ELECTRIC CO. | 61 | Y | RELIABLE ELECTRIC CO. , 61 |  |  | 4.27 | 2001-12-08 08:33 | Anjanece | 400 | 0 | #VALUE! | #VALUE!
RELIABLE ELECTRIC CO. | 61 | Y | RELIABLE ELECTRIC CO. , 61 |  |  | 4.28 | 2001-12-08 08:33 | Anjanece | 400 | 0 | #VALUE! | #VALUE!
RELIABLE ELECTRIC CO. | 61 | Y | RELIABLE ELECTRIC CO. , 61 |  |  | 4.29 | 2001-12-08 08:33 | Anjanece | 400 | 0 | #VALUE! | #VALUE!
RELIABLE ELECTRIC CO. | 61 | Y | RELIABLE ELECTRIC CO. , 61 |  | Storm Stores | 0 | 2018-04-16 10:32 | Anjanece |  | 0 | #VALUE! | #VALUE!
RELIABLE ELECTRIC CO. | 61 | Y | RELIABLE ELECTRIC CO. , 61 |  |  | 2.62 | 2018-04-16 10:32 | Anjanece |  | 0 | #VALUE! | #VALUE!
RELIABLE ELECTRIC CO. | 61 | Y | RELIABLE ELECTRIC CO. , 61 |  |  | 2.63 | 2018-04-16 10:32 | Anjanece |  | 0 | #VALUE! | #VALUE!
RELIABLE ELECTRIC CO. | 61 | Y | RELIABLE ELECTRIC CO. , 61 |  |  | 2.64 | 2018-04-16 10:32 | Anjanece |  | 0 | #VALUE! | #VALUE!
RELIABLE ELECTRIC CO. | 61 | Y | RELIABLE ELECTRIC CO. , 61 |  |  | 2.73 | 2018-04-16 10:32 | Anjanece |  | 0 | #VALUE! | #VALUE!
RELIABLE ELECTRIC CO. | 61 | Y | RELIABLE ELECTRIC CO. , 61 |  |  | 2.8 | 2018-04-16 10:32 | Anjanece |  | 0 | #VALUE! | #VALUE!
RELIABLE ELECTRIC CO. | 61 | Y | RELIABLE ELECTRIC CO. , 61 |  |  | 2.82 | 2018-04-16 10:32 | Anjanece |  | 0 | #VALUE! | #VALUE!
RELIABLE ELECTRIC CO. | 61 | Y | RELIABLE ELECTRIC CO. , 61 |  |  | 2.91 | 2018-04-16 10:32 | Anjanece |  | 0 | #VALUE! | #VALUE!
COPPERWELD | 8A | Y | COPPERWELD , 8A | JEA OVERHEAD DISTRIBUTION | CSC Stores | 2.72 | 2001-12-08 08:34 | Anjanece | 200 | 0 | #VALUE! | #VALUE!
COPPERWELD | 8A | Y | COPPERWELD , 8A |  |  | 2.75 | 2001-12-08 08:34 | Anjanece | 200 | 0 | #VALUE! | #VALUE!
COPPERWELD | 8A | Y | COPPERWELD , 8A |  |  | 2.89 | 2001-12-08 08:34 | Anjanece | 200 | 0 | #VALUE! | #VALUE!
COPPERWELD | 8A | Y | COPPERWELD , 8A |  |  | 3.48 | 2001-12-08 08:34 | Anjanece | 200 | 0 | #VALUE! | #VALUE!
COPPERWELD | 8A | Y | COPPERWELD , 8A |  |  | 3.55 | 2001-12-08 08:34 | Anjanece | 200 | 0 | #VALUE! | #VALUE!
COPPERWELD | 8A | Y | COPPERWELD , 8A |  |  | 3.57 | 2001-12-08 08:34 | Anjanece | 200 | 0 | #VALUE! | #VALUE!
COPPERWELD | 8A | Y | COPPERWELD , 8A |  |  | 3.61 | 2001-12-08 08:34 | Anjanece | 200 | 0 | #VALUE! | #VALUE!
COPPERWELD | 8A | Y | COPPERWELD , 8A |  |  | 3.9 | 2001-12-08 08:34 | Anjanece | 200 | 0 | #VALUE! | #VALUE!
COPPERWELD | 8A | Y | COPPERWELD , 8A |  |  | 4.07 | 2001-12-08 08:34 | Anjanece | 200 | 0 | #VALUE! | #VALUE!
COPPERWELD | 8A | Y | COPPERWELD , 8A |  |  | 4.15 | 2001-12-08 08:34 | Anjanece | 200 | 0 | #VALUE! | #VALUE!
FARGO | GL112 | Y | FARGO , GL112 | JEA OVERHEAD DISTRIBUTION | CSC Stores | 2.72 | 2001-12-08 08:34 | Anjanece | 200 | 0 | #VALUE! | #VALUE!
FARGO | GL112 | Y | FARGO , GL112 |  |  | 2.75 | 2001-12-08 08:34 | Anjanece | 200 | 0 | #VALUE! | #VALUE!
FARGO | GL112 | Y | FARGO , GL112 |  |  | 2.89 | 2001-12-08 08:34 | Anjanece | 200 | 0 | #VALUE! | #VALUE!
FARGO | GL112 | Y | FARGO , GL112 |  |  | 3.48 | 2001-12-08 08:34 | Anjanece | 200 | 0 | #VALUE! | #VALUE!
FARGO | GL112 | Y | FARGO , GL112 |  |  | 3.55 | 2001-12-08 08:34 | Anjanece | 200 | 0 | #VALUE! | #VALUE!
FARGO | GL112 | Y | FARGO , GL112 |  |  | 3.57 | 2001-12-08 08:34 | Anjanece | 200 | 0 | #VALUE! | #VALUE!
FARGO | GL112 | Y | FARGO , GL112 |  |  | 3.61 | 2001-12-08 08:34 | Anjanece | 200 | 0 | #VALUE! | #VALUE!
FARGO | GL112 | Y | FARGO , GL112 |  |  | 3.9 | 2001-12-08 08:34 | Anjanece | 200 | 0 | #VALUE! | #VALUE!
FARGO | GL112 | Y | FARGO , GL112 |  |  | 4.07 | 2001-12-08 08:34 | Anjanece | 200 | 0 | #VALUE! | #VALUE!
FARGO | GL112 | Y | FARGO , GL112 |  |  | 4.15 | 2001-12-08 08:34 | Anjanece | 200 | 0 | #VALUE! | #VALUE!
RELIABLE ELECTRIC CO. | 41 | Y | RELIABLE ELECTRIC CO. , 41 | JEA OVERHEAD DISTRIBUTION | CSC Stores | 2.72 | 2001-12-08 08:34 | Anjanece | 200 | 0 | #VALUE! | #VALUE!
RELIABLE ELECTRIC CO. | 41 | Y | RELIABLE ELECTRIC CO. , 41 |  |  | 2.75 | 2001-12-08 08:34 | Anjanece | 200 | 0 | #VALUE! | #VALUE!
RELIABLE ELECTRIC CO. | 41 | Y | RELIABLE ELECTRIC CO. , 41 |  |  | 2.89 | 2001-12-08 08:34 | Anjanece | 200 | 0 | #VALUE! | #VALUE!
RELIABLE ELECTRIC CO. | 41 | Y | RELIABLE ELECTRIC CO. , 41 |  |  | 3.48 | 2001-12-08 08:34 | Anjanece | 200 | 0 | #VALUE! | #VALUE!
RELIABLE ELECTRIC CO. | 41 | Y | RELIABLE ELECTRIC CO. , 41 |  |  | 3.55 | 2001-12-08 08:34 | Anjanece | 200 | 0 | #VALUE! | #VALUE!
RELIABLE ELECTRIC CO. | 41 | Y | RELIABLE ELECTRIC CO. , 41 |  |  | 3.57 | 2001-12-08 08:34 | Anjanece | 200 | 0 | #VALUE! | #VALUE!
RELIABLE ELECTRIC CO. | 41 | Y | RELIABLE ELECTRIC CO. , 41 |  |  | 3.61 | 2001-12-08 08:34 | Anjanece | 200 | 0 | #VALUE! | #VALUE!
RELIABLE ELECTRIC CO. | 41 | Y | RELIABLE ELECTRIC CO. , 41 |  |  | 3.9 | 2001-12-08 08:34 | Anjanece | 200 | 0 | #VALUE! | #VALUE!
RELIABLE ELECTRIC CO. | 41 | Y | RELIABLE ELECTRIC CO. , 41 |  |  | 4.07 | 2001-12-08 08:34 | Anjanece | 200 | 0 | #VALUE! | #VALUE!
RELIABLE ELECTRIC CO. | 41 | Y | RELIABLE ELECTRIC CO. , 41 |  |  | 4.15 | 2001-12-08 08:34 | Anjanece | 200 | 0 | #VALUE! | #VALUE!
COPPERWELD | 6A | Y | COPPERWELD , 6A | JEA OVERHEAD DISTRIBUTION | CSC Stores | 3.81 | 2001-12-08 08:35 | Anjanece | 200 | 0 | #VALUE! | #VALUE!
COPPERWELD | 6A | Y | COPPERWELD , 6A |  |  | 4.2 | 2001-12-08 08:35 | Anjanece | 200 | 0 | #VALUE! | #VALUE!
COPPERWELD | 6A | Y | COPPERWELD , 6A |  |  | 4.38 | 2001-12-08 08:35 | Anjanece | 200 | 0 | #VALUE! | #VALUE!
COPPERWELD | 6A | Y | COPPERWELD , 6A |  |  | 4.4 | 2001-12-08 08:35 | Anjanece | 200 | 0 | #VALUE! | #VALUE!
COPPERWELD | 6A | Y | COPPERWELD , 6A |  |  | 4.59 | 2001-12-08 08:35 | Anjanece | 200 | 0 | #VALUE! | #VALUE!
COPPERWELD | 6A | Y | COPPERWELD , 6A |  |  | 4.6 | 2001-12-08 08:35 | Anjanece | 200 | 0 | #VALUE! | #VALUE!
COPPERWELD | 6A | Y | COPPERWELD , 6A |  |  | 4.66 | 2001-12-08 08:35 | Anjanece | 200 | 0 | #VALUE! | #VALUE!
FARGO | GL113 | Y | FARGO , GL113 | JEA OVERHEAD DISTRIBUTION | CSC Stores | 3.81 | 2001-12-08 08:35 | Anjanece | 200 | 0 | #VALUE! | #VALUE!
FARGO | GL113 | Y | FARGO , GL113 |  |  | 4.2 | 2001-12-08 08:35 | Anjanece | 200 | 0 | #VALUE! | #VALUE!
FARGO | GL113 | Y | FARGO , GL113 |  |  | 4.38 | 2001-12-08 08:35 | Anjanece | 200 | 0 | #VALUE! | #VALUE!
FARGO | GL113 | Y | FARGO , GL113 |  |  | 4.4 | 2001-12-08 08:35 | Anjanece | 200 | 0 | #VALUE! | #VALUE!
FARGO | GL113 | Y | FARGO , GL113 |  |  | 4.59 | 2001-12-08 08:35 | Anjanece | 200 | 0 | #VALUE! | #VALUE!
FARGO | GL113 | Y | FARGO , GL113 |  |  | 4.6 | 2001-12-08 08:35 | Anjanece | 200 | 0 | #VALUE! | #VALUE!
FARGO | GL113 | Y | FARGO , GL113 |  |  | 4.66 | 2001-12-08 08:35 | Anjanece | 200 | 0 | #VALUE! | #VALUE!
RELIABLE ELECTRIC CO. | 47 | Y | RELIABLE ELECTRIC CO. , 47 | JEA OVERHEAD DISTRIBUTION | CSC Stores | 3.81 | 2001-12-08 08:35 | Anjanece | 200 | 0 | #VALUE! | #VALUE!
RELIABLE ELECTRIC CO. | 47 | Y | RELIABLE ELECTRIC CO. , 47 |  |  | 4.2 | 2001-12-08 08:35 | Anjanece | 200 | 0 | #VALUE! | #VALUE!
RELIABLE ELECTRIC CO. | 47 | Y | RELIABLE ELECTRIC CO. , 47 |  |  | 4.38 | 2001-12-08 08:35 | Anjanece | 200 | 0 | #VALUE! | #VALUE!
RELIABLE ELECTRIC CO. | 47 | Y | RELIABLE ELECTRIC CO. , 47 |  |  | 4.4 | 2001-12-08 08:35 | Anjanece | 200 | 0 | #VALUE! | #VALUE!
RELIABLE ELECTRIC CO. | 47 | Y | RELIABLE ELECTRIC CO. , 47 |  |  | 4.59 | 2001-12-08 08:35 | Anjanece | 200 | 0 | #VALUE! | #VALUE!
RELIABLE ELECTRIC CO. | 47 | Y | RELIABLE ELECTRIC CO. , 47 |  |  | 4.6 | 2001-12-08 08:35 | Anjanece | 200 | 0 | #VALUE! | #VALUE!
RELIABLE ELECTRIC CO. | 47 | Y | RELIABLE ELECTRIC CO. , 47 |  |  | 4.66 | 2001-12-08 08:35 | Anjanece | 200 | 0 | #VALUE! | #VALUE!
COPPERWELD | 5A | Y | COPPERWELD , 5A | JEA OVERHEAD DISTRIBUTION | CSC Stores | 4.99 | 2001-12-08 08:35 | Anjanece | 50 | 0 | #VALUE! | #VALUE!
COPPERWELD | 5A | Y | COPPERWELD , 5A |  |  | 5.62 | 2001-12-08 08:35 | Anjanece | 50 | 0 | #VALUE! | #VALUE!
COPPERWELD | 5A | Y | COPPERWELD , 5A |  |  | 5.64 | 2001-12-08 08:35 | Anjanece | 50 | 0 | #VALUE! | #VALUE!
COPPERWELD | 5A | Y | COPPERWELD , 5A |  |  | 5.99 | 2001-12-08 08:35 | Anjanece | 50 | 0 | #VALUE! | #VALUE!
COPPERWELD | 5A | Y | COPPERWELD , 5A |  |  | 6.4 | 2001-12-08 08:35 | Anjanece | 50 | 0 | #VALUE! | #VALUE!
COPPERWELD | 5A | Y | COPPERWELD , 5A |  |  | 6.77 | 2001-12-08 08:35 | Anjanece | 50 | 0 | #VALUE! | #VALUE!
COPPERWELD | 5A | Y | COPPERWELD , 5A |  |  | 6.95 | 2001-12-08 08:35 | Anjanece | 50 | 0 | #VALUE! | #VALUE!
COPPERWELD | 5A | Y | COPPERWELD , 5A |  |  | 6.97 | 2001-12-08 08:35 | Anjanece | 50 | 0 | #VALUE! | #VALUE!
COPPERWELD | 5A | Y | COPPERWELD , 5A |  |  | 7.09 | 2001-12-08 08:35 | Anjanece | 50 | 0 | #VALUE! | #VALUE!
FARGO | GL114 | Y | FARGO , GL114 | JEA OVERHEAD DISTRIBUTION | CSC Stores | 4.99 | 2001-12-08 08:35 | Anjanece | 50 | 0 | #VALUE! | #VALUE!
FARGO | GL114 | Y | FARGO , GL114 |  |  | 5.62 | 2001-12-08 08:35 | Anjanece | 50 | 0 | #VALUE! | #VALUE!
FARGO | GL114 | Y | FARGO , GL114 |  |  | 5.64 | 2001-12-08 08:35 | Anjanece | 50 | 0 | #VALUE! | #VALUE!
FARGO | GL114 | Y | FARGO , GL114 |  |  | 5.99 | 2001-12-08 08:35 | Anjanece | 50 | 0 | #VALUE! | #VALUE!
FARGO | GL114 | Y | FARGO , GL114 |  |  | 6.4 | 2001-12-08 08:35 | Anjanece | 50 | 0 | #VALUE! | #VALUE!
FARGO | GL114 | Y | FARGO , GL114 |  |  | 6.77 | 2001-12-08 08:35 | Anjanece | 50 | 0 | #VALUE! | #VALUE!
FARGO | GL114 | Y | FARGO , GL114 |  |  | 6.95 | 2001-12-08 08:35 | Anjanece | 50 | 0 | #VALUE! | #VALUE!
FARGO | GL114 | Y | FARGO , GL114 |  |  | 6.97 | 2001-12-08 08:35 | Anjanece | 50 | 0 | #VALUE! | #VALUE!
FARGO | GL114 | Y | FARGO , GL114 |  |  | 7.09 | 2001-12-08 08:35 | Anjanece | 50 | 0 | #VALUE! | #VALUE!
RELIABLE ELECTRIC CO. | 21 | Y | RELIABLE ELECTRIC CO. , 21 | JEA OVERHEAD DISTRIBUTION | CSC Stores | 4.99 | 2001-12-08 08:35 | Anjanece | 50 | 0 | #VALUE! | #VALUE!
RELIABLE ELECTRIC CO. | 21 | Y | RELIABLE ELECTRIC CO. , 21 |  |  | 5.62 | 2001-12-08 08:35 | Anjanece | 50 | 0 | #VALUE! | #VALUE!
RELIABLE ELECTRIC CO. | 21 | Y | RELIABLE ELECTRIC CO. , 21 |  |  | 5.64 | 2001-12-08 08:35 | Anjanece | 50 | 0 | #VALUE! | #VALUE!
RELIABLE ELECTRIC CO. | 21 | Y | RELIABLE ELECTRIC CO. , 21 |  |  | 5.99 | 2001-12-08 08:35 | Anjanece | 50 | 0 | #VALUE! | #VALUE!
RELIABLE ELECTRIC CO. | 21 | Y | RELIABLE ELECTRIC CO. , 21 |  |  | 6.4 | 2001-12-08 08:35 | Anjanece | 50 | 0 | #VALUE! | #VALUE!
RELIABLE ELECTRIC CO. | 21 | Y | RELIABLE ELECTRIC CO. , 21 |  |  | 6.77 | 2001-12-08 08:35 | Anjanece | 50 | 0 | #VALUE! | #VALUE!
RELIABLE ELECTRIC CO. | 21 | Y | RELIABLE ELECTRIC CO. , 21 |  |  | 6.95 | 2001-12-08 08:35 | Anjanece | 50 | 0 | #VALUE! | #VALUE!
RELIABLE ELECTRIC CO. | 21 | Y | RELIABLE ELECTRIC CO. , 21 |  |  | 6.97 | 2001-12-08 08:35 | Anjanece | 50 | 0 | #VALUE! | #VALUE!
RELIABLE ELECTRIC CO. | 21 | Y | RELIABLE ELECTRIC CO. , 21 |  |  | 7.09 | 2001-12-08 08:35 | Anjanece | 50 | 0 | #VALUE! | #VALUE!
COPPERWELD | 4A | Y | COPPERWELD , 4A | JEA OVERHEAD DISTRIBUTION | CSC Stores | 5.12 | 2001-12-08 08:36 | Anjanece | 50 | 0 | #VALUE! | #VALUE!
COPPERWELD | 4A | Y | COPPERWELD , 4A |  |  | 6.03 | 2001-12-08 08:36 | Anjanece | 50 | 0 | #VALUE! | #VALUE!
COPPERWELD | 4A | Y | COPPERWELD , 4A |  |  | 6.35 | 2001-12-08 08:36 | Anjanece | 50 | 0 | #VALUE! | #VALUE!
FARGO | GL115 | Y | FARGO , GL115 | JEA OVERHEAD DISTRIBUTION | CSC Stores | 5.12 | 2001-12-08 08:36 | Anjanece | 50 | 0 | #VALUE! | #VALUE!
FARGO | GL115 | Y | FARGO , GL115 |  |  | 6.03 | 2001-12-08 08:36 | Anjanece | 50 | 0 | #VALUE! | #VALUE!
FARGO | GL115 | Y | FARGO , GL115 |  |  | 6.35 | 2001-12-08 08:36 | Anjanece | 50 | 0 | #VALUE! | #VALUE!
RELIABLE ELECTRIC CO. | 27 | Y | RELIABLE ELECTRIC CO. , 27 | JEA OVERHEAD DISTRIBUTION | CSC Stores | 5.12 | 2001-12-08 08:36 | Anjanece | 50 | 0 | #VALUE! | #VALUE!
RELIABLE ELECTRIC CO. | 27 | Y | RELIABLE ELECTRIC CO. , 27 |  |  | 6.03 | 2001-12-08 08:36 | Anjanece | 50 | 0 | #VALUE! | #VALUE!
RELIABLE ELECTRIC CO. | 27 | Y | RELIABLE ELECTRIC CO. , 27 |  |  | 6.35 | 2001-12-08 08:36 | Anjanece | 50 | 0 | #VALUE! | #VALUE!
COPPERWELD | 3A | Y | COPPERWELD , 3A | JEA OVERHEAD DISTRIBUTION | CSC Stores | 5.91 | 2001-12-08 08:37 | Anjanece | 50 | 0 | #VALUE! | #VALUE!
COPPERWELD | 3A | Y | COPPERWELD , 3A |  |  | 6.33 | 2001-12-08 08:37 | Anjanece | 50 | 0 | #VALUE! | #VALUE!
FARGO | GL116 | Y | FARGO , GL116 | JEA OVERHEAD DISTRIBUTION | CSC Stores | 5.91 | 2001-12-08 08:37 | Anjanece | 50 | 0 | #VALUE! | #VALUE!
FARGO | GL116 | Y | FARGO , GL116 |  |  | 6.33 | 2001-12-08 08:37 | Anjanece | 50 | 0 | #VALUE! | #VALUE!
RELIABLE ELECTRIC CO. | 101 | Y | RELIABLE ELECTRIC CO. , 101 | JEA OVERHEAD DISTRIBUTION | CSC Stores | 5.91 | 2001-12-08 08:37 | Anjanece | 50 | 0 | #VALUE! | #VALUE!
RELIABLE ELECTRIC CO. | 101 | Y | RELIABLE ELECTRIC CO. , 101 |  |  | 6.33 | 2001-12-08 08:37 | Anjanece | 50 | 0 | #VALUE! | #VALUE!
COPPERWELD | 2A | Y | COPPERWELD , 2A | JEA OVERHEAD DISTRIBUTION | CSC Stores | 8.93 | 2001-12-08 08:37 | Anjanece | 50 | 0 | #VALUE! | #VALUE!
COPPERWELD | 2A | Y | COPPERWELD , 2A |  |  | 10.52 | 2001-12-08 08:37 | Anjanece | 50 | 0 | #VALUE! | #VALUE!
COPPERWELD | 2A | Y | COPPERWELD , 2A |  |  | 11.09 | 2001-12-08 08:37 | Anjanece | 50 | 0 | #VALUE! | #VALUE!
COPPERWELD | 2A | Y | COPPERWELD , 2A |  |  | 11.2 | 2001-12-08 08:37 | Anjanece | 50 | 0 | #VALUE! | #VALUE!
COPPERWELD | 2A | Y | COPPERWELD , 2A |  |  | 11.61 | 2001-12-08 08:37 | Anjanece | 50 | 0 | #VALUE! | #VALUE!
COPPERWELD | 2A | Y | COPPERWELD , 2A |  |  | 11.9 | 2001-12-08 08:37 | Anjanece | 50 | 0 | #VALUE! | #VALUE!
FARGO | GL117 | Y | FARGO , GL117 | JEA OVERHEAD DISTRIBUTION | CSC Stores | 8.93 | 2001-12-08 08:37 | Anjanece | 50 | 0 | #VALUE! | #VALUE!
FARGO | GL117 | Y | FARGO , GL117 |  |  | 10.52 | 2001-12-08 08:37 | Anjanece | 50 | 0 | #VALUE! | #VALUE!
FARGO | GL117 | Y | FARGO , GL117 |  |  | 11.09 | 2001-12-08 08:37 | Anjanece | 50 | 0 | #VALUE! | #VALUE!
FARGO | GL117 | Y | FARGO , GL117 |  |  | 11.2 | 2001-12-08 08:37 | Anjanece | 50 | 0 | #VALUE! | #VALUE!
FARGO | GL117 | Y | FARGO , GL117 |  |  | 11.61 | 2001-12-08 08:37 | Anjanece | 50 | 0 | #VALUE! | #VALUE!
FARGO | GL117 | Y | FARGO , GL117 |  |  | 11.9 | 2001-12-08 08:37 | Anjanece | 50 | 0 | #VALUE! | #VALUE!
RELIABLE ELECTRIC CO. | 107 | Y | RELIABLE ELECTRIC CO. , 107 | JEA OVERHEAD DISTRIBUTION | CSC Stores | 8.93 | 2001-12-08 08:37 | Anjanece | 50 | 0 | #VALUE! | #VALUE!
RELIABLE ELECTRIC CO. | 107 | Y | RELIABLE ELECTRIC CO. , 107 |  |  | 10.52 | 2001-12-08 08:37 | Anjanece | 50 | 0 | #VALUE! | #VALUE!
RELIABLE ELECTRIC CO. | 107 | Y | RELIABLE ELECTRIC CO. , 107 |  |  | 11.09 | 2001-12-08 08:37 | Anjanece | 50 | 0 | #VALUE! | #VALUE!
RELIABLE ELECTRIC CO. | 107 | Y | RELIABLE ELECTRIC CO. , 107 |  |  | 11.2 | 2001-12-08 08:37 | Anjanece | 50 | 0 | #VALUE! | #VALUE!
RELIABLE ELECTRIC CO. | 107 | Y | RELIABLE ELECTRIC CO. , 107 |  |  | 11.61 | 2001-12-08 08:37 | Anjanece | 50 | 0 | #VALUE! | #VALUE!
RELIABLE ELECTRIC CO. | 107 | Y | RELIABLE ELECTRIC CO. , 107 |  |  | 11.9 | 2001-12-08 08:37 | Anjanece | 50 | 0 | #VALUE! | #VALUE!
FARGO | GL118 | Y | FARGO , GL118 | JEA OVERHEAD DISTRIBUTION | CSC Stores | 10 | 2001-12-08 08:37 | Anjanece | 50 | 0 | #VALUE! | #VALUE!
FARGO | GL118 | Y | FARGO , GL118 |  |  | 10.74 | 2001-12-08 08:37 | Anjanece | 50 | 0 | #VALUE! | #VALUE!
FARGO | GL118 | Y | FARGO , GL118 |  |  | 10.88 | 2001-12-08 08:37 | Anjanece | 50 | 0 | #VALUE! | #VALUE!
RELIABLE ELECTRIC CO. | 207 | Y | RELIABLE ELECTRIC CO. , 207 | JEA OVERHEAD DISTRIBUTION | CSC Stores | 10 | 2001-12-08 08:37 | Anjanece | 50 | 0 | #VALUE! | #VALUE!
RELIABLE ELECTRIC CO. | 207 | Y | RELIABLE ELECTRIC CO. , 207 |  |  | 10.74 | 2001-12-08 08:37 | Anjanece | 50 | 0 | #VALUE! | #VALUE!
RELIABLE ELECTRIC CO. | 207 | Y | RELIABLE ELECTRIC CO. , 207 |  |  | 10.88 | 2001-12-08 08:37 | Anjanece | 50 | 0 | #VALUE! | #VALUE!
FARGO | GL119 | Y | FARGO , GL119 | JEA OVERHEAD DISTRIBUTION | CSC Stores | 12.47 | 2001-12-08 08:38 | Anjanece | 25 | 0 | #VALUE! | #VALUE!
FARGO | GL119 | Y | FARGO , GL119 |  |  | 16.82 | 2001-12-08 08:38 | Anjanece | 25 | 0 | #VALUE! | #VALUE!
FARGO | GL119 | Y | FARGO , GL119 |  |  | 20.04 | 2001-12-08 08:38 | Anjanece | 25 | 0 | #VALUE! | #VALUE!
FARGO | GL119 | Y | FARGO , GL119 |  |  | 20.98 | 2001-12-08 08:38 | Anjanece | 25 | 0 | #VALUE! | #VALUE!
RELIABLE ELECTRIC CO. | 307 | Y | RELIABLE ELECTRIC CO. , 307 | JEA OVERHEAD DISTRIBUTION | CSC Stores | 12.47 | 2001-12-08 08:38 | Anjanece | 25 | 0 | #VALUE! | #VALUE!
RELIABLE ELECTRIC CO. | 307 | Y | RELIABLE ELECTRIC CO. , 307 |  |  | 16.82 | 2001-12-08 08:38 | Anjanece | 25 | 0 | #VALUE! | #VALUE!
RELIABLE ELECTRIC CO. | 307 | Y | RELIABLE ELECTRIC CO. , 307 |  |  | 20.04 | 2001-12-08 08:38 | Anjanece | 25 | 0 | #VALUE! | #VALUE!
RELIABLE ELECTRIC CO. | 307 | Y | RELIABLE ELECTRIC CO. , 307 |  |  | 20.98 | 2001-12-08 08:38 | Anjanece | 25 | 0 | #VALUE! | #VALUE!
FARGO | GL120 | Y | FARGO , GL120 | JEA OVERHEAD DISTRIBUTION | CSC Stores | 18.89 | 2001-12-08 08:38 | Anjanece | 25 | 0 | #VALUE! | #VALUE!
FARGO | GL120 | Y | FARGO , GL120 |  |  | 19.02 | 2001-12-08 08:38 | Anjanece | 25 | 0 | #VALUE! | #VALUE!
FARGO | GL120 | Y | FARGO , GL120 |  |  | 19.43 | 2001-12-08 08:38 | Anjanece | 25 | 0 | #VALUE! | #VALUE!
FARGO | GL120 | Y | FARGO , GL120 |  |  | 20.88 | 2001-12-08 08:38 | Anjanece | 25 | 0 | #VALUE! | #VALUE!
FARGO | GL120 | Y | FARGO , GL120 |  |  | 21.3 | 2001-12-08 08:38 | Anjanece | 25 | 0 | #VALUE! | #VALUE!
FARGO | GL120 | Y | FARGO , GL120 |  |  | 21.67 | 2001-12-08 08:38 | Anjanece | 25 | 0 | #VALUE! | #VALUE!
FARGO | GL120 | Y | FARGO , GL120 |  |  | 23.18 | 2001-12-08 08:38 | Anjanece | 25 | 0 | #VALUE! | #VALUE!
FARGO | GL120 | Y | FARGO , GL120 |  |  | 23.22 | 2001-12-08 08:38 | Anjanece | 25 | 0 | #VALUE! | #VALUE!
FARGO | GL120 | Y | FARGO , GL120 |  |  | 23.51 | 2001-12-08 08:38 | Anjanece | 25 | 0 | #VALUE! | #VALUE!
FARGO | GL120 | Y | FARGO , GL120 |  |  | 24.1 | 2001-12-08 08:38 | Anjanece | 25 | 0 | #VALUE! | #VALUE!
FARGO | GL120 | Y | FARGO , GL120 |  |  | 27.11 | 2001-12-08 08:38 | Anjanece | 25 | 0 | #VALUE! | #VALUE!
FARGO | GL120 | Y | FARGO , GL120 |  |  | 35.91 | 2001-12-08 08:38 | Anjanece | 25 | 0 | #VALUE! | #VALUE!
FARGO | GL120 | Y | FARGO , GL120 |  | Storm Stores | 0 | 2018-04-16 10:32 | Anjanece | 25 | 0 | #VALUE! | #VALUE!
FARGO | GL120 | Y | FARGO , GL120 |  |  | 18.11 | 2018-04-16 10:32 | Anjanece | 25 | 0 | #VALUE! | #VALUE!
FARGO | GL120 | Y | FARGO , GL120 |  |  | 18.18 | 2018-04-16 10:32 | Anjanece | 25 | 0 | #VALUE! | #VALUE!
FARGO | GL120 | Y | FARGO , GL120 |  |  | 19.4 | 2018-04-16 10:32 | Anjanece | 25 | 0 | #VALUE! | #VALUE!
FARGO | GL120 | Y | FARGO , GL120 |  |  | 19.71 | 2018-04-16 10:32 | Anjanece | 25 | 0 | #VALUE! | #VALUE!
FARGO | GL120 | Y | FARGO , GL120 |  |  | 19.92 | 2018-04-16 10:32 | Anjanece | 25 | 0 | #VALUE! | #VALUE!
RELIABLE ELECTRIC CO. | 407 | Y | RELIABLE ELECTRIC CO. , 407 | JEA OVERHEAD DISTRIBUTION | CSC Stores | 18.89 | 2001-12-08 08:38 | Anjanece | 25 | 0 | #VALUE! | #VALUE!
RELIABLE ELECTRIC CO. | 407 | Y | RELIABLE ELECTRIC CO. , 407 |  |  | 19.02 | 2001-12-08 08:38 | Anjanece | 25 | 0 | #VALUE! | #VALUE!
RELIABLE ELECTRIC CO. | 407 | Y | RELIABLE ELECTRIC CO. , 407 |  |  | 19.43 | 2001-12-08 08:38 | Anjanece | 25 | 0 | #VALUE! | #VALUE!
RELIABLE ELECTRIC CO. | 407 | Y | RELIABLE ELECTRIC CO. , 407 |  |  | 20.88 | 2001-12-08 08:38 | Anjanece | 25 | 0 | #VALUE! | #VALUE!
RELIABLE ELECTRIC CO. | 407 | Y | RELIABLE ELECTRIC CO. , 407 |  |  | 21.3 | 2001-12-08 08:38 | Anjanece | 25 | 0 | #VALUE! | #VALUE!
RELIABLE ELECTRIC CO. | 407 | Y | RELIABLE ELECTRIC CO. , 407 |  |  | 21.67 | 2001-12-08 08:38 | Anjanece | 25 | 0 | #VALUE! | #VALUE!
RELIABLE ELECTRIC CO. | 407 | Y | RELIABLE ELECTRIC CO. , 407 |  |  | 23.18 | 2001-12-08 08:38 | Anjanece | 25 | 0 | #VALUE! | #VALUE!
RELIABLE ELECTRIC CO. | 407 | Y | RELIABLE ELECTRIC CO. , 407 |  |  | 23.22 | 2001-12-08 08:38 | Anjanece | 25 | 0 | #VALUE! | #VALUE!
RELIABLE ELECTRIC CO. | 407 | Y | RELIABLE ELECTRIC CO. , 407 |  |  | 23.51 | 2001-12-08 08:38 | Anjanece | 25 | 0 | #VALUE! | #VALUE!
RELIABLE ELECTRIC CO. | 407 | Y | RELIABLE ELECTRIC CO. , 407 |  |  | 24.1 | 2001-12-08 08:38 | Anjanece | 25 | 0 | #VALUE! | #VALUE!
RELIABLE ELECTRIC CO. | 407 | Y | RELIABLE ELECTRIC CO. , 407 |  |  | 27.11 | 2001-12-08 08:38 | Anjanece | 25 | 0 | #VALUE! | #VALUE!
RELIABLE ELECTRIC CO. | 407 | Y | RELIABLE ELECTRIC CO. , 407 |  |  | 35.91 | 2001-12-08 08:38 | Anjanece | 25 | 0 | #VALUE! | #VALUE!
RELIABLE ELECTRIC CO. | 407 | Y | RELIABLE ELECTRIC CO. , 407 |  | Storm Stores | 0 | 2018-04-16 10:32 | Anjanece | 25 | 0 | #VALUE! | #VALUE!
RELIABLE ELECTRIC CO. | 407 | Y | RELIABLE ELECTRIC CO. , 407 |  |  | 18.11 | 2018-04-16 10:32 | Anjanece | 25 | 0 | #VALUE! | #VALUE!
RELIABLE ELECTRIC CO. | 407 | Y | RELIABLE ELECTRIC CO. , 407 |  |  | 18.18 | 2018-04-16 10:32 | Anjanece | 25 | 0 | #VALUE! | #VALUE!
RELIABLE ELECTRIC CO. | 407 | Y | RELIABLE ELECTRIC CO. , 407 |  |  | 19.4 | 2018-04-16 10:32 | Anjanece | 25 | 0 | #VALUE! | #VALUE!
RELIABLE ELECTRIC CO. | 407 | Y | RELIABLE ELECTRIC CO. , 407 |  |  | 19.71 | 2018-04-16 10:32 | Anjanece | 25 | 0 | #VALUE! | #VALUE!
RELIABLE ELECTRIC CO. | 407 | Y | RELIABLE ELECTRIC CO. , 407 |  |  | 19.92 | 2018-04-16 10:32 | Anjanece | 25 | 0 | #VALUE! | #VALUE!
FARGO | GL130 | Y | FARGO , GL130 | JEA OVERHEAD DISTRIBUTION | CSC Stores | 74.74 | 2001-12-08 08:39 | Anjanece | 25 | 0 | #VALUE! | #VALUE!
FARGO | GL130 | Y | FARGO , GL130 |  |  | 76.08 | 2001-12-08 08:39 | Anjanece | 25 | 0 | #VALUE! | #VALUE!
FARGO | GL130 | Y | FARGO , GL130 |  |  | 76.25 | 2001-12-08 08:39 | Anjanece | 25 | 0 | #VALUE! | #VALUE!
FARGO | GL130 | Y | FARGO , GL130 |  |  | 78.25 | 2001-12-08 08:39 | Anjanece | 25 | 0 | #VALUE! | #VALUE!
FARGO | GL130 | Y | FARGO , GL130 |  |  | 79.19 | 2001-12-08 08:39 | Anjanece | 25 | 0 | #VALUE! | #VALUE!
FARGO | GL130 | Y | FARGO , GL130 |  |  | 80.44 | 2001-12-08 08:39 | Anjanece | 25 | 0 | #VALUE! | #VALUE!
FARGO | GL130 | Y | FARGO , GL130 |  |  | 86.13 | 2001-12-08 08:39 | Anjanece | 25 | 0 | #VALUE! | #VALUE!
FARGO | GL130 | Y | FARGO , GL130 |  |  | 91.38 | 2001-12-08 08:39 | Anjanece | 25 | 0 | #VALUE! | #VALUE!
FARGO | GL130 | Y | FARGO , GL130 |  |  | 105.61 | 2001-12-08 08:39 | Anjanece | 25 | 0 | #VALUE! | #VALUE!
FARGO | GL130 | Y | FARGO , GL130 |  |  | 115 | 2001-12-08 08:39 | Anjanece | 25 | 0 | #VALUE! | #VALUE!
FARGO | GL130 | Y | FARGO , GL130 |  |  | 122.95 | 2001-12-08 08:39 | Anjanece | 25 | 0 | #VALUE! | #VALUE!
FARGO | GL130 | Y | FARGO , GL130 |  |  | 124.22 | 2001-12-08 08:39 | Anjanece | 25 | 0 | #VALUE! | #VALUE!
HUBBELL POWER SYSTEMS, INC. | GLS50002 | Y | HUBBELL POWER SYSTEMS, INC. , GLS50002 | JEA OVERHEAD DISTRIBUTION | CSC Stores | 10.25 | 2001-12-08 08:45 | Anjanece | 50 | 0 | #VALUE! | #VALUE!
HUBBELL POWER SYSTEMS, INC. | GLS50002 | Y | HUBBELL POWER SYSTEMS, INC. , GLS50002 |  |  | 10.34 | 2001-12-08 08:45 | Anjanece | 50 | 0 | #VALUE! | #VALUE!
HUBBELL POWER SYSTEMS, INC. | GLS50002 | Y | HUBBELL POWER SYSTEMS, INC. , GLS50002 |  |  | 10.41 | 2001-12-08 08:45 | Anjanece | 50 | 0 | #VALUE! | #VALUE!
HUBBELL POWER SYSTEMS, INC. | GLS50002 | Y | HUBBELL POWER SYSTEMS, INC. , GLS50002 |  |  | 10.43 | 2001-12-08 08:45 | Anjanece | 50 | 0 | #VALUE! | #VALUE!
HUBBELL POWER SYSTEMS, INC. | GLS50002 | Y | HUBBELL POWER SYSTEMS, INC. , GLS50002 |  |  | 11.32 | 2001-12-08 08:45 | Anjanece | 50 | 0 | #VALUE! | #VALUE!
HUBBELL POWER SYSTEMS, INC. | GLS50002 | Y | HUBBELL POWER SYSTEMS, INC. , GLS50002 |  |  | 11.92 | 2001-12-08 08:45 | Anjanece | 50 | 0 | #VALUE! | #VALUE!
HUBBELL POWER SYSTEMS, INC. | GLS50002 | Y | HUBBELL POWER SYSTEMS, INC. , GLS50002 |  |  | 12.13 | 2001-12-08 08:45 | Anjanece | 50 | 0 | #VALUE! | #VALUE!
HUBBELL POWER SYSTEMS, INC. | GLS50002 | Y | HUBBELL POWER SYSTEMS, INC. , GLS50002 |  |  | 12.4 | 2001-12-08 08:45 | Anjanece | 50 | 0 | #VALUE! | #VALUE!
HUBBELL POWER SYSTEMS, INC. | GLS50002 | Y | HUBBELL POWER SYSTEMS, INC. , GLS50002 |  |  | 12.92 | 2001-12-08 08:45 | Anjanece | 50 | 0 | #VALUE! | #VALUE!
HUBBELL POWER SYSTEMS, INC. | GLS50002 | Y | HUBBELL POWER SYSTEMS, INC. , GLS50002 |  |  | 13.18 | 2001-12-08 08:45 | Anjanece | 50 | 0 | #VALUE! | #VALUE!
HUBBELL POWER SYSTEMS, INC. | GLS50002 | Y | HUBBELL POWER SYSTEMS, INC. , GLS50002 |  |  | 13.72 | 2001-12-08 08:45 | Anjanece | 50 | 0 | #VALUE! | #VALUE!
HUBBELL POWER SYSTEMS, INC. | GLS50002 | Y | HUBBELL POWER SYSTEMS, INC. , GLS50002 |  |  | 13.77 | 2001-12-08 08:45 | Anjanece | 50 | 0 | #VALUE! | #VALUE!
HUBBELL POWER SYSTEMS, INC. | GLS50002 | Y | HUBBELL POWER SYSTEMS, INC. , GLS50002 |  |  | 13.79 | 2001-12-08 08:45 | Anjanece | 50 | 0 | #VALUE! | #VALUE!
HUBBELL POWER SYSTEMS, INC. | GLS50002 | Y | HUBBELL POWER SYSTEMS, INC. , GLS50002 |  |  | 13.83 | 2001-12-08 08:45 | Anjanece | 50 | 0 | #VALUE! | #VALUE!
HUBBELL POWER SYSTEMS, INC. | GLS50002 | Y | HUBBELL POWER SYSTEMS, INC. , GLS50002 |  |  | 13.97 | 2001-12-08 08:45 | Anjanece | 50 | 0 | #VALUE! | #VALUE!
HUBBELL POWER SYSTEMS, INC. | GLS50002 | Y | HUBBELL POWER SYSTEMS, INC. , GLS50002 |  |  | 14.92 | 2001-12-08 08:45 | Anjanece | 50 | 0 | #VALUE! | #VALUE!
HUBBELL POWER SYSTEMS, INC. | GLS50002 | Y | HUBBELL POWER SYSTEMS, INC. , GLS50002 |  |  | 15.21 | 2001-12-08 08:45 | Anjanece | 50 | 0 | #VALUE! | #VALUE!
HUBBELL POWER SYSTEMS, INC. | GLS50002 | Y | HUBBELL POWER SYSTEMS, INC. , GLS50002 |  |  | 15.54 | 2001-12-08 08:45 | Anjanece | 50 | 0 | #VALUE! | #VALUE!
HUBBELL POWER SYSTEMS, INC. | GLS50002 | Y | HUBBELL POWER SYSTEMS, INC. , GLS50002 |  |  | 16.01 | 2001-12-08 08:45 | Anjanece | 50 | 0 | #VALUE! | #VALUE!
HUBBELL POWER SYSTEMS, INC. | GLS50002 | Y | HUBBELL POWER SYSTEMS, INC. , GLS50002 |  |  | 16.19 | 2001-12-08 08:45 | Anjanece | 50 | 0 | #VALUE! | #VALUE!
HUBBELL POWER SYSTEMS, INC. | GLS50002 | Y | HUBBELL POWER SYSTEMS, INC. , GLS50002 |  | Storm Stores | 0 | 2018-04-16 10:33 | Anjanece | 50 | 0 | #VALUE! | #VALUE!
HUBBELL POWER SYSTEMS, INC. | GLS50002 | Y | HUBBELL POWER SYSTEMS, INC. , GLS50002 |  |  | 11.92 | 2018-04-16 10:33 | Anjanece | 50 | 0 | #VALUE! | #VALUE!
HUBBELL POWER SYSTEMS, INC. | GLS50002 | Y | HUBBELL POWER SYSTEMS, INC. , GLS50002 |  |  | 12 | 2018-04-16 10:33 | Anjanece | 50 | 0 | #VALUE! | #VALUE!
HUBBELL POWER SYSTEMS, INC. | GLS50002 | Y | HUBBELL POWER SYSTEMS, INC. , GLS50002 |  |  | 12.11 | 2018-04-16 10:33 | Anjanece | 50 | 0 | #VALUE! | #VALUE!
HUBBELL POWER SYSTEMS, INC. | GLS50002 | Y | HUBBELL POWER SYSTEMS, INC. , GLS50002 |  |  | 12.15 | 2018-04-16 10:33 | Anjanece | 50 | 0 | #VALUE! | #VALUE!
HUBBELL POWER SYSTEMS, INC. | GLS50002 | Y | HUBBELL POWER SYSTEMS, INC. , GLS50002 |  |  | 13.09 | 2018-04-16 10:33 | Anjanece | 50 | 0 | #VALUE! | #VALUE!
HUBBELL POWER SYSTEMS, INC. | GLS50002 | Y | HUBBELL POWER SYSTEMS, INC. , GLS50002 |  |  | 13.22 | 2018-04-16 10:33 | Anjanece | 50 | 0 | #VALUE! | #VALUE!
HUBBELL POWER SYSTEMS, INC. | GLS50002 | Y | HUBBELL POWER SYSTEMS, INC. , GLS50002 |  |  | 13.32 | 2018-04-16 10:33 | Anjanece | 50 | 0 | #VALUE! | #VALUE!
HUBBELL POWER SYSTEMS, INC. | GLS50002 | Y | HUBBELL POWER SYSTEMS, INC. , GLS50002 |  |  | 13.39 | 2018-04-16 10:33 | Anjanece | 50 | 0 | #VALUE! | #VALUE!
RELIABLE ELECTRIC CO. | 5002 | Y | RELIABLE ELECTRIC CO. , 5002 | JEA OVERHEAD DISTRIBUTION | CSC Stores | 10.25 | 2001-12-08 08:45 | Anjanece | 50 | 0 | #VALUE! | #VALUE!
RELIABLE ELECTRIC CO. | 5002 | Y | RELIABLE ELECTRIC CO. , 5002 |  |  | 10.34 | 2001-12-08 08:45 | Anjanece | 50 | 0 | #VALUE! | #VALUE!
RELIABLE ELECTRIC CO. | 5002 | Y | RELIABLE ELECTRIC CO. , 5002 |  |  | 10.41 | 2001-12-08 08:45 | Anjanece | 50 | 0 | #VALUE! | #VALUE!
RELIABLE ELECTRIC CO. | 5002 | Y | RELIABLE ELECTRIC CO. , 5002 |  |  | 10.43 | 2001-12-08 08:45 | Anjanece | 50 | 0 | #VALUE! | #VALUE!
RELIABLE ELECTRIC CO. | 5002 | Y | RELIABLE ELECTRIC CO. , 5002 |  |  | 11.32 | 2001-12-08 08:45 | Anjanece | 50 | 0 | #VALUE! | #VALUE!
RELIABLE ELECTRIC CO. | 5002 | Y | RELIABLE ELECTRIC CO. , 5002 |  |  | 11.92 | 2001-12-08 08:45 | Anjanece | 50 | 0 | #VALUE! | #VALUE!
RELIABLE ELECTRIC CO. | 5002 | Y | RELIABLE ELECTRIC CO. , 5002 |  |  | 12.13 | 2001-12-08 08:45 | Anjanece | 50 | 0 | #VALUE! | #VALUE!
RELIABLE ELECTRIC CO. | 5002 | Y | RELIABLE ELECTRIC CO. , 5002 |  |  | 12.4 | 2001-12-08 08:45 | Anjanece | 50 | 0 | #VALUE! | #VALUE!
RELIABLE ELECTRIC CO. | 5002 | Y | RELIABLE ELECTRIC CO. , 5002 |  |  | 12.92 | 2001-12-08 08:45 | Anjanece | 50 | 0 | #VALUE! | #VALUE!
RELIABLE ELECTRIC CO. | 5002 | Y | RELIABLE ELECTRIC CO. , 5002 |  |  | 13.18 | 2001-12-08 08:45 | Anjanece | 50 | 0 | #VALUE! | #VALUE!
RELIABLE ELECTRIC CO. | 5002 | Y | RELIABLE ELECTRIC CO. , 5002 |  |  | 13.72 | 2001-12-08 08:45 | Anjanece | 50 | 0 | #VALUE! | #VALUE!
RELIABLE ELECTRIC CO. | 5002 | Y | RELIABLE ELECTRIC CO. , 5002 |  |  | 13.77 | 2001-12-08 08:45 | Anjanece | 50 | 0 | #VALUE! | #VALUE!
RELIABLE ELECTRIC CO. | 5002 | Y | RELIABLE ELECTRIC CO. , 5002 |  |  | 13.79 | 2001-12-08 08:45 | Anjanece | 50 | 0 | #VALUE! | #VALUE!
RELIABLE ELECTRIC CO. | 5002 | Y | RELIABLE ELECTRIC CO. , 5002 |  |  | 13.83 | 2001-12-08 08:45 | Anjanece | 50 | 0 | #VALUE! | #VALUE!
RELIABLE ELECTRIC CO. | 5002 | Y | RELIABLE ELECTRIC CO. , 5002 |  |  | 13.97 | 2001-12-08 08:45 | Anjanece | 50 | 0 | #VALUE! | #VALUE!
RELIABLE ELECTRIC CO. | 5002 | Y | RELIABLE ELECTRIC CO. , 5002 |  |  | 14.92 | 2001-12-08 08:45 | Anjanece | 50 | 0 | #VALUE! | #VALUE!
RELIABLE ELECTRIC CO. | 5002 | Y | RELIABLE ELECTRIC CO. , 5002 |  |  | 15.21 | 2001-12-08 08:45 | Anjanece | 50 | 0 | #VALUE! | #VALUE!
RELIABLE ELECTRIC CO. | 5002 | Y | RELIABLE ELECTRIC CO. , 5002 |  |  | 15.54 | 2001-12-08 08:45 | Anjanece | 50 | 0 | #VALUE! | #VALUE!
RELIABLE ELECTRIC CO. | 5002 | Y | RELIABLE ELECTRIC CO. , 5002 |  |  | 16.01 | 2001-12-08 08:45 | Anjanece | 50 | 0 | #VALUE! | #VALUE!
RELIABLE ELECTRIC CO. | 5002 | Y | RELIABLE ELECTRIC CO. , 5002 |  |  | 16.19 | 2001-12-08 08:45 | Anjanece | 50 | 0 | #VALUE! | #VALUE!
RELIABLE ELECTRIC CO. | 5002 | Y | RELIABLE ELECTRIC CO. , 5002 |  | Storm Stores | 0 | 2018-04-16 10:33 | Anjanece | 50 | 0 | #VALUE! | #VALUE!
RELIABLE ELECTRIC CO. | 5002 | Y | RELIABLE ELECTRIC CO. , 5002 |  |  | 11.92 | 2018-04-16 10:33 | Anjanece | 50 | 0 | #VALUE! | #VALUE!
RELIABLE ELECTRIC CO. | 5002 | Y | RELIABLE ELECTRIC CO. , 5002 |  |  | 12 | 2018-04-16 10:33 | Anjanece | 50 | 0 | #VALUE! | #VALUE!
RELIABLE ELECTRIC CO. | 5002 | Y | RELIABLE ELECTRIC CO. , 5002 |  |  | 12.11 | 2018-04-16 10:33 | Anjanece | 50 | 0 | #VALUE! | #VALUE!
RELIABLE ELECTRIC CO. | 5002 | Y | RELIABLE ELECTRIC CO. , 5002 |  |  | 12.15 | 2018-04-16 10:33 | Anjanece | 50 | 0 | #VALUE! | #VALUE!
RELIABLE ELECTRIC CO. | 5002 | Y | RELIABLE ELECTRIC CO. , 5002 |  |  | 13.09 | 2018-04-16 10:33 | Anjanece | 50 | 0 | #VALUE! | #VALUE!
RELIABLE ELECTRIC CO. | 5002 | Y | RELIABLE ELECTRIC CO. , 5002 |  |  | 13.22 | 2018-04-16 10:33 | Anjanece | 50 | 0 | #VALUE! | #VALUE!
RELIABLE ELECTRIC CO. | 5002 | Y | RELIABLE ELECTRIC CO. , 5002 |  |  | 13.32 | 2018-04-16 10:33 | Anjanece | 50 | 0 | #VALUE! | #VALUE!
RELIABLE ELECTRIC CO. | 5002 | Y | RELIABLE ELECTRIC CO. , 5002 |  |  | 13.39 | 2018-04-16 10:33 | Anjanece | 50 | 0 | #VALUE! | #VALUE!
HUBBELL POWER SYSTEMS, INC. | GLS5042 | Y | HUBBELL POWER SYSTEMS, INC. , GLS5042 | JEA OVERHEAD DISTRIBUTION | CSC Stores | 12.76 | 2001-12-08 08:46 | Anjanece | 25 | 380 | #VALUE! | #VALUE!
HUBBELL POWER SYSTEMS, INC. | GLS5042 | Y | HUBBELL POWER SYSTEMS, INC. , GLS5042 |  |  | 12.9 | 2001-12-08 08:46 | Anjanece | 25 | 380 | #VALUE! | #VALUE!
HUBBELL POWER SYSTEMS, INC. | GLS5042 | Y | HUBBELL POWER SYSTEMS, INC. , GLS5042 |  |  | 13.28 | 2001-12-08 08:46 | Anjanece | 25 | 380 | #VALUE! | #VALUE!
HUBBELL POWER SYSTEMS, INC. | GLS5042 | Y | HUBBELL POWER SYSTEMS, INC. , GLS5042 |  |  | 13.29 | 2001-12-08 08:46 | Anjanece | 25 | 380 | #VALUE! | #VALUE!
HUBBELL POWER SYSTEMS, INC. | GLS5042 | Y | HUBBELL POWER SYSTEMS, INC. , GLS5042 |  |  | 13.3 | 2001-12-08 08:46 | Anjanece | 25 | 380 | #VALUE! | #VALUE!
HUBBELL POWER SYSTEMS, INC. | GLS5042 | Y | HUBBELL POWER SYSTEMS, INC. , GLS5042 |  |  | 13.73 | 2001-12-08 08:46 | Anjanece | 25 | 380 | #VALUE! | #VALUE!
HUBBELL POWER SYSTEMS, INC. | GLS5042 | Y | HUBBELL POWER SYSTEMS, INC. , GLS5042 |  |  | 14.05 | 2001-12-08 08:46 | Anjanece | 25 | 380 | #VALUE! | #VALUE!
HUBBELL POWER SYSTEMS, INC. | GLS5042 | Y | HUBBELL POWER SYSTEMS, INC. , GLS5042 |  |  | 14.16 | 2001-12-08 08:46 | Anjanece | 25 | 380 | #VALUE! | #VALUE!
HUBBELL POWER SYSTEMS, INC. | GLS5042 | Y | HUBBELL POWER SYSTEMS, INC. , GLS5042 |  |  | 14.29 | 2001-12-08 08:46 | Anjanece | 25 | 380 | #VALUE! | #VALUE!
HUBBELL POWER SYSTEMS, INC. | GLS5042 | Y | HUBBELL POWER SYSTEMS, INC. , GLS5042 |  |  | 14.52 | 2001-12-08 08:46 | Anjanece | 25 | 380 | #VALUE! | #VALUE!
HUBBELL POWER SYSTEMS, INC. | GLS5042 | Y | HUBBELL POWER SYSTEMS, INC. , GLS5042 |  |  | 15.29 | 2001-12-08 08:46 | Anjanece | 25 | 380 | #VALUE! | #VALUE!
HUBBELL POWER SYSTEMS, INC. | GLS5042 | Y | HUBBELL POWER SYSTEMS, INC. , GLS5042 |  |  | 15.63 | 2001-12-08 08:46 | Anjanece | 25 | 380 | #VALUE! | #VALUE!
HUBBELL POWER SYSTEMS, INC. | GLS5042 | Y | HUBBELL POWER SYSTEMS, INC. , GLS5042 |  |  | 16.81 | 2001-12-08 08:46 | Anjanece | 25 | 380 | #VALUE! | #VALUE!
HUBBELL POWER SYSTEMS, INC. | GLS5042 | Y | HUBBELL POWER SYSTEMS, INC. , GLS5042 |  |  | 16.88 | 2001-12-08 08:46 | Anjanece | 25 | 380 | #VALUE! | #VALUE!
HUBBELL POWER SYSTEMS, INC. | GLS5042 | Y | HUBBELL POWER SYSTEMS, INC. , GLS5042 |  |  | 16.97 | 2001-12-08 08:46 | Anjanece | 25 | 380 | #VALUE! | #VALUE!
HUBBELL POWER SYSTEMS, INC. | GLS5042 | Y | HUBBELL POWER SYSTEMS, INC. , GLS5042 |  |  | 17.25 | 2001-12-08 08:46 | Anjanece | 25 | 380 | #VALUE! | #VALUE!
HUBBELL POWER SYSTEMS, INC. | GLS5042 | Y | HUBBELL POWER SYSTEMS, INC. , GLS5042 |  |  | 18.45 | 2001-12-08 08:46 | Anjanece | 25 | 380 | #VALUE! | #VALUE!
HUBBELL POWER SYSTEMS, INC. | GLS5042 | Y | HUBBELL POWER SYSTEMS, INC. , GLS5042 |  |  | 18.93 | 2001-12-08 08:46 | Anjanece | 25 | 380 | #VALUE! | #VALUE!
HUBBELL POWER SYSTEMS, INC. | GLS5042 | Y | HUBBELL POWER SYSTEMS, INC. , GLS5042 |  |  | 19.16 | 2001-12-08 08:46 | Anjanece | 25 | 380 | #VALUE! | #VALUE!
HUBBELL POWER SYSTEMS, INC. | GLS5042 | Y | HUBBELL POWER SYSTEMS, INC. , GLS5042 |  |  | 19.31 | 2001-12-08 08:46 | Anjanece | 25 | 380 | #VALUE! | #VALUE!
HUBBELL POWER SYSTEMS, INC. | GLS5042 | Y | HUBBELL POWER SYSTEMS, INC. , GLS5042 |  |  | 19.4 | 2001-12-08 08:46 | Anjanece | 25 | 380 | #VALUE! | #VALUE!
HUBBELL POWER SYSTEMS, INC. | GLS5042 | Y | HUBBELL POWER SYSTEMS, INC. , GLS5042 |  |  | 22.07 | 2001-12-08 08:46 | Anjanece | 25 | 380 | #VALUE! | #VALUE!
HUBBELL POWER SYSTEMS, INC. | GLS5042 | Y | HUBBELL POWER SYSTEMS, INC. , GLS5042 |  |  | 22.62 | 2001-12-08 08:46 | Anjanece | 25 | 380 | #VALUE! | #VALUE!
HUBBELL POWER SYSTEMS, INC. | GLS5042 | Y | HUBBELL POWER SYSTEMS, INC. , GLS5042 |  |  | 23.32 | 2001-12-08 08:46 | Anjanece | 25 | 380 | #VALUE! | #VALUE!
HUBBELL POWER SYSTEMS, INC. | GLS5042 | Y | HUBBELL POWER SYSTEMS, INC. , GLS5042 |  |  | 23.6 | 2001-12-08 08:46 | Anjanece | 25 | 380 | #VALUE! | #VALUE!
HUBBELL POWER SYSTEMS, INC. | GLS5042 | Y | HUBBELL POWER SYSTEMS, INC. , GLS5042 |  |  | 23.74 | 2001-12-08 08:46 | Anjanece | 25 | 380 | #VALUE! | #VALUE!
HUBBELL POWER SYSTEMS, INC. | GLS5042 | Y | HUBBELL POWER SYSTEMS, INC. , GLS5042 |  |  | 24.63 | 2001-12-08 08:46 | Anjanece | 25 | 380 | #VALUE! | #VALUE!
HUBBELL POWER SYSTEMS, INC. | GLS5042 | Y | HUBBELL POWER SYSTEMS, INC. , GLS5042 |  |  | 25.12 | 2001-12-08 08:46 | Anjanece | 25 | 380 | #VALUE! | #VALUE!
HUBBELL POWER SYSTEMS, INC. | GLS5042 | Y | HUBBELL POWER SYSTEMS, INC. , GLS5042 |  |  | 25.27 | 2001-12-08 08:46 | Anjanece | 25 | 380 | #VALUE! | #VALUE!
HUBBELL POWER SYSTEMS, INC. | GLS5042 | Y | HUBBELL POWER SYSTEMS, INC. , GLS5042 |  |  | 25.3 | 2001-12-08 08:46 | Anjanece | 25 | 380 | #VALUE! | #VALUE!
HUBBELL POWER SYSTEMS, INC. | GLS5042 | Y | HUBBELL POWER SYSTEMS, INC. , GLS5042 |  |  | 26.26 | 2001-12-08 08:46 | Anjanece | 25 | 380 | #VALUE! | #VALUE!
HUBBELL POWER SYSTEMS, INC. | GLS5042 | Y | HUBBELL POWER SYSTEMS, INC. , GLS5042 |  |  | 26.44 | 2001-12-08 08:46 | Anjanece | 25 | 380 | #VALUE! | #VALUE!
HUBBELL POWER SYSTEMS, INC. | GLS5042 | Y | HUBBELL POWER SYSTEMS, INC. , GLS5042 |  |  | 27.06 | 2001-12-08 08:46 | Anjanece | 25 | 380 | #VALUE! | #VALUE!
HUBBELL POWER SYSTEMS, INC. | GLS5042 | Y | HUBBELL POWER SYSTEMS, INC. , GLS5042 |  |  | 27.25 | 2001-12-08 08:46 | Anjanece | 25 | 380 | #VALUE! | #VALUE!
HUBBELL POWER SYSTEMS, INC. | GLS5042 | Y | HUBBELL POWER SYSTEMS, INC. , GLS5042 |  |  | 27.44 | 2001-12-08 08:46 | Anjanece | 25 | 380 | #VALUE! | #VALUE!
HUBBELL POWER SYSTEMS, INC. | GLS5042 | Y | HUBBELL POWER SYSTEMS, INC. , GLS5042 |  |  | 27.61 | 2001-12-08 08:46 | Anjanece | 25 | 380 | #VALUE! | #VALUE!
HUBBELL POWER SYSTEMS, INC. | GLS5042 | Y | HUBBELL POWER SYSTEMS, INC. , GLS5042 |  |  | 27.7 | 2001-12-08 08:46 | Anjanece | 25 | 380 | #VALUE! | #VALUE!
HUBBELL POWER SYSTEMS, INC. | GLS5042 | Y | HUBBELL POWER SYSTEMS, INC. , GLS5042 |  |  | 27.72 | 2001-12-08 08:46 | Anjanece | 25 | 380 | #VALUE! | #VALUE!
HUBBELL POWER SYSTEMS, INC. | GLS5042 | Y | HUBBELL POWER SYSTEMS, INC. , GLS5042 |  |  | 27.74 | 2001-12-08 08:46 | Anjanece | 25 | 380 | #VALUE! | #VALUE!
HUBBELL POWER SYSTEMS, INC. | GLS5042 | Y | HUBBELL POWER SYSTEMS, INC. , GLS5042 |  | Storm Stores | 0 | 2018-04-16 10:33 | Anjanece | 25 | 380 | #VALUE! | #VALUE!
HUBBELL POWER SYSTEMS, INC. | GLS5042 | Y | HUBBELL POWER SYSTEMS, INC. , GLS5042 |  |  | 14.92 | 2018-04-16 10:33 | Anjanece | 25 | 380 | #VALUE! | #VALUE!
HUBBELL POWER SYSTEMS, INC. | GLS5042 | Y | HUBBELL POWER SYSTEMS, INC. , GLS5042 |  |  | 15.51 | 2018-04-16 10:33 | Anjanece | 25 | 380 | #VALUE! | #VALUE!
HUBBELL POWER SYSTEMS, INC. | GLS5042 | Y | HUBBELL POWER SYSTEMS, INC. , GLS5042 |  |  | 15.81 | 2018-04-16 10:33 | Anjanece | 25 | 380 | #VALUE! | #VALUE!
HUBBELL POWER SYSTEMS, INC. | GLS5042 | Y | HUBBELL POWER SYSTEMS, INC. , GLS5042 |  |  | 16.55 | 2018-04-16 10:33 | Anjanece | 25 | 380 | #VALUE! | #VALUE!
HUBBELL POWER SYSTEMS, INC. | GLS5042 | Y | HUBBELL POWER SYSTEMS, INC. , GLS5042 |  |  | 16.81 | 2018-04-16 10:33 | Anjanece | 25 | 380 | #VALUE! | #VALUE!
HUBBELL POWER SYSTEMS, INC. | GLS5042 | Y | HUBBELL POWER SYSTEMS, INC. , GLS5042 |  |  | 18 | 2018-04-16 10:33 | Anjanece | 25 | 380 | #VALUE! | #VALUE!
HUBBELL POWER SYSTEMS, INC. | GLS5042 | Y | HUBBELL POWER SYSTEMS, INC. , GLS5042 |  |  | 19.01 | 2018-04-16 10:33 | Anjanece | 25 | 380 | #VALUE! | #VALUE!
HUBBELL POWER SYSTEMS, INC. | GLS5042 | Y | HUBBELL POWER SYSTEMS, INC. , GLS5042 |  |  | 20.07 | 2018-04-16 10:33 | Anjanece | 25 | 380 | #VALUE! | #VALUE!
HUBBELL POWER SYSTEMS, INC. | GLS5042 | Y | HUBBELL POWER SYSTEMS, INC. , GLS5042 |  |  | 20.44 | 2018-04-16 10:33 | Anjanece | 25 | 380 | #VALUE! | #VALUE!
RELIABLE ELECTRIC CO. | 5042 | Y | RELIABLE ELECTRIC CO. , 5042 | JEA OVERHEAD DISTRIBUTION | CSC Stores | 12.76 | 2001-12-08 08:46 | Anjanece | 25 | 380 | #VALUE! | #VALUE!
RELIABLE ELECTRIC CO. | 5042 | Y | RELIABLE ELECTRIC CO. , 5042 |  |  | 12.9 | 2001-12-08 08:46 | Anjanece | 25 | 380 | #VALUE! | #VALUE!
RELIABLE ELECTRIC CO. | 5042 | Y | RELIABLE ELECTRIC CO. , 5042 |  |  | 13.28 | 2001-12-08 08:46 | Anjanece | 25 | 380 | #VALUE! | #VALUE!
RELIABLE ELECTRIC CO. | 5042 | Y | RELIABLE ELECTRIC CO. , 5042 |  |  | 13.29 | 2001-12-08 08:46 | Anjanece | 25 | 380 | #VALUE! | #VALUE!
RELIABLE ELECTRIC CO. | 5042 | Y | RELIABLE ELECTRIC CO. , 5042 |  |  | 13.3 | 2001-12-08 08:46 | Anjanece | 25 | 380 | #VALUE! | #VALUE!
RELIABLE ELECTRIC CO. | 5042 | Y | RELIABLE ELECTRIC CO. , 5042 |  |  | 13.73 | 2001-12-08 08:46 | Anjanece | 25 | 380 | #VALUE! | #VALUE!
RELIABLE ELECTRIC CO. | 5042 | Y | RELIABLE ELECTRIC CO. , 5042 |  |  | 14.05 | 2001-12-08 08:46 | Anjanece | 25 | 380 | #VALUE! | #VALUE!
RELIABLE ELECTRIC CO. | 5042 | Y | RELIABLE ELECTRIC CO. , 5042 |  |  | 14.16 | 2001-12-08 08:46 | Anjanece | 25 | 380 | #VALUE! | #VALUE!
RELIABLE ELECTRIC CO. | 5042 | Y | RELIABLE ELECTRIC CO. , 5042 |  |  | 14.29 | 2001-12-08 08:46 | Anjanece | 25 | 380 | #VALUE! | #VALUE!
RELIABLE ELECTRIC CO. | 5042 | Y | RELIABLE ELECTRIC CO. , 5042 |  |  | 14.52 | 2001-12-08 08:46 | Anjanece | 25 | 380 | #VALUE! | #VALUE!
RELIABLE ELECTRIC CO. | 5042 | Y | RELIABLE ELECTRIC CO. , 5042 |  |  | 15.29 | 2001-12-08 08:46 | Anjanece | 25 | 380 | #VALUE! | #VALUE!
RELIABLE ELECTRIC CO. | 5042 | Y | RELIABLE ELECTRIC CO. , 5042 |  |  | 15.63 | 2001-12-08 08:46 | Anjanece | 25 | 380 | #VALUE! | #VALUE!
RELIABLE ELECTRIC CO. | 5042 | Y | RELIABLE ELECTRIC CO. , 5042 |  |  | 16.81 | 2001-12-08 08:46 | Anjanece | 25 | 380 | #VALUE! | #VALUE!
RELIABLE ELECTRIC CO. | 5042 | Y | RELIABLE ELECTRIC CO. , 5042 |  |  | 16.88 | 2001-12-08 08:46 | Anjanece | 25 | 380 | #VALUE! | #VALUE!
RELIABLE ELECTRIC CO. | 5042 | Y | RELIABLE ELECTRIC CO. , 5042 |  |  | 16.97 | 2001-12-08 08:46 | Anjanece | 25 | 380 | #VALUE! | #VALUE!
RELIABLE ELECTRIC CO. | 5042 | Y | RELIABLE ELECTRIC CO. , 5042 |  |  | 17.25 | 2001-12-08 08:46 | Anjanece | 25 | 380 | #VALUE! | #VALUE!
RELIABLE ELECTRIC CO. | 5042 | Y | RELIABLE ELECTRIC CO. , 5042 |  |  | 18.45 | 2001-12-08 08:46 | Anjanece | 25 | 380 | #VALUE! | #VALUE!
RELIABLE ELECTRIC CO. | 5042 | Y | RELIABLE ELECTRIC CO. , 5042 |  |  | 18.93 | 2001-12-08 08:46 | Anjanece | 25 | 380 | #VALUE! | #VALUE!
RELIABLE ELECTRIC CO. | 5042 | Y | RELIABLE ELECTRIC CO. , 5042 |  |  | 19.16 | 2001-12-08 08:46 | Anjanece | 25 | 380 | #VALUE! | #VALUE!
RELIABLE ELECTRIC CO. | 5042 | Y | RELIABLE ELECTRIC CO. , 5042 |  |  | 19.31 | 2001-12-08 08:46 | Anjanece | 25 | 380 | #VALUE! | #VALUE!
RELIABLE ELECTRIC CO. | 5042 | Y | RELIABLE ELECTRIC CO. , 5042 |  |  | 19.4 | 2001-12-08 08:46 | Anjanece | 25 | 380 | #VALUE! | #VALUE!
RELIABLE ELECTRIC CO. | 5042 | Y | RELIABLE ELECTRIC CO. , 5042 |  |  | 22.07 | 2001-12-08 08:46 | Anjanece | 25 | 380 | #VALUE! | #VALUE!
RELIABLE ELECTRIC CO. | 5042 | Y | RELIABLE ELECTRIC CO. , 5042 |  |  | 22.62 | 2001-12-08 08:46 | Anjanece | 25 | 380 | #VALUE! | #VALUE!
RELIABLE ELECTRIC CO. | 5042 | Y | RELIABLE ELECTRIC CO. , 5042 |  |  | 23.32 | 2001-12-08 08:46 | Anjanece | 25 | 380 | #VALUE! | #VALUE!
RELIABLE ELECTRIC CO. | 5042 | Y | RELIABLE ELECTRIC CO. , 5042 |  |  | 23.6 | 2001-12-08 08:46 | Anjanece | 25 | 380 | #VALUE! | #VALUE!
RELIABLE ELECTRIC CO. | 5042 | Y | RELIABLE ELECTRIC CO. , 5042 |  |  | 23.74 | 2001-12-08 08:46 | Anjanece | 25 | 380 | #VALUE! | #VALUE!
RELIABLE ELECTRIC CO. | 5042 | Y | RELIABLE ELECTRIC CO. , 5042 |  |  | 24.63 | 2001-12-08 08:46 | Anjanece | 25 | 380 | #VALUE! | #VALUE!
RELIABLE ELECTRIC CO. | 5042 | Y | RELIABLE ELECTRIC CO. , 5042 |  |  | 25.12 | 2001-12-08 08:46 | Anjanece | 25 | 380 | #VALUE! | #VALUE!
RELIABLE ELECTRIC CO. | 5042 | Y | RELIABLE ELECTRIC CO. , 5042 |  |  | 25.27 | 2001-12-08 08:46 | Anjanece | 25 | 380 | #VALUE! | #VALUE!
RELIABLE ELECTRIC CO. | 5042 | Y | RELIABLE ELECTRIC CO. , 5042 |  |  | 25.3 | 2001-12-08 08:46 | Anjanece | 25 | 380 | #VALUE! | #VALUE!
RELIABLE ELECTRIC CO. | 5042 | Y | RELIABLE ELECTRIC CO. , 5042 |  |  | 26.26 | 2001-12-08 08:46 | Anjanece | 25 | 380 | #VALUE! | #VALUE!
RELIABLE ELECTRIC CO. | 5042 | Y | RELIABLE ELECTRIC CO. , 5042 |  |  | 26.44 | 2001-12-08 08:46 | Anjanece | 25 | 380 | #VALUE! | #VALUE!
RELIABLE ELECTRIC CO. | 5042 | Y | RELIABLE ELECTRIC CO. , 5042 |  |  | 27.06 | 2001-12-08 08:46 | Anjanece | 25 | 380 | #VALUE! | #VALUE!
RELIABLE ELECTRIC CO. | 5042 | Y | RELIABLE ELECTRIC CO. , 5042 |  |  | 27.25 | 2001-12-08 08:46 | Anjanece | 25 | 380 | #VALUE! | #VALUE!
RELIABLE ELECTRIC CO. | 5042 | Y | RELIABLE ELECTRIC CO. , 5042 |  |  | 27.44 | 2001-12-08 08:46 | Anjanece | 25 | 380 | #VALUE! | #VALUE!
RELIABLE ELECTRIC CO. | 5042 | Y | RELIABLE ELECTRIC CO. , 5042 |  |  | 27.61 | 2001-12-08 08:46 | Anjanece | 25 | 380 | #VALUE! | #VALUE!
RELIABLE ELECTRIC CO. | 5042 | Y | RELIABLE ELECTRIC CO. , 5042 |  |  | 27.7 | 2001-12-08 08:46 | Anjanece | 25 | 380 | #VALUE! | #VALUE!
RELIABLE ELECTRIC CO. | 5042 | Y | RELIABLE ELECTRIC CO. , 5042 |  |  | 27.72 | 2001-12-08 08:46 | Anjanece | 25 | 380 | #VALUE! | #VALUE!
RELIABLE ELECTRIC CO. | 5042 | Y | RELIABLE ELECTRIC CO. , 5042 |  |  | 27.74 | 2001-12-08 08:46 | Anjanece | 25 | 380 | #VALUE! | #VALUE!
RELIABLE ELECTRIC CO. | 5042 | Y | RELIABLE ELECTRIC CO. , 5042 |  | Storm Stores | 0 | 2018-04-16 10:33 | Anjanece | 25 | 380 | #VALUE! | #VALUE!
RELIABLE ELECTRIC CO. | 5042 | Y | RELIABLE ELECTRIC CO. , 5042 |  |  | 14.92 | 2018-04-16 10:33 | Anjanece | 25 | 380 | #VALUE! | #VALUE!
RELIABLE ELECTRIC CO. | 5042 | Y | RELIABLE ELECTRIC CO. , 5042 |  |  | 15.51 | 2018-04-16 10:33 | Anjanece | 25 | 380 | #VALUE! | #VALUE!
RELIABLE ELECTRIC CO. | 5042 | Y | RELIABLE ELECTRIC CO. , 5042 |  |  | 15.81 | 2018-04-16 10:33 | Anjanece | 25 | 380 | #VALUE! | #VALUE!
RELIABLE ELECTRIC CO. | 5042 | Y | RELIABLE ELECTRIC CO. , 5042 |  |  | 16.55 | 2018-04-16 10:33 | Anjanece | 25 | 380 | #VALUE! | #VALUE!
RELIABLE ELECTRIC CO. | 5042 | Y | RELIABLE ELECTRIC CO. , 5042 |  |  | 16.81 | 2018-04-16 10:33 | Anjanece | 25 | 380 | #VALUE! | #VALUE!
RELIABLE ELECTRIC CO. | 5042 | Y | RELIABLE ELECTRIC CO. , 5042 |  |  | 18 | 2018-04-16 10:33 | Anjanece | 25 | 380 | #VALUE! | #VALUE!
RELIABLE ELECTRIC CO. | 5042 | Y | RELIABLE ELECTRIC CO. , 5042 |  |  | 19.01 | 2018-04-16 10:33 | Anjanece | 25 | 380 | #VALUE! | #VALUE!
RELIABLE ELECTRIC CO. | 5042 | Y | RELIABLE ELECTRIC CO. , 5042 |  |  | 20.07 | 2018-04-16 10:33 | Anjanece | 25 | 380 | #VALUE! | #VALUE!
RELIABLE ELECTRIC CO. | 5042 | Y | RELIABLE ELECTRIC CO. , 5042 |  |  | 20.44 | 2018-04-16 10:33 | Anjanece | 25 | 380 | #VALUE! | #VALUE!
HUBBELL POWER SYSTEMS, INC. | GLS5043 | Y | HUBBELL POWER SYSTEMS, INC. , GLS5043 | JEA OVERHEAD DISTRIBUTION | CSC Stores | 18.56 | 2001-12-08 08:46 | Anjanece | 25 | 0 | #VALUE! | #VALUE!
HUBBELL POWER SYSTEMS, INC. | GLS5043 | Y | HUBBELL POWER SYSTEMS, INC. , GLS5043 |  |  | 18.86 | 2001-12-08 08:46 | Anjanece | 25 | 0 | #VALUE! | #VALUE!
HUBBELL POWER SYSTEMS, INC. | GLS5043 | Y | HUBBELL POWER SYSTEMS, INC. , GLS5043 |  |  | 18.93 | 2001-12-08 08:46 | Anjanece | 25 | 0 | #VALUE! | #VALUE!
HUBBELL POWER SYSTEMS, INC. | GLS5043 | Y | HUBBELL POWER SYSTEMS, INC. , GLS5043 |  |  | 19.3 | 2001-12-08 08:46 | Anjanece | 25 | 0 | #VALUE! | #VALUE!
HUBBELL POWER SYSTEMS, INC. | GLS5043 | Y | HUBBELL POWER SYSTEMS, INC. , GLS5043 |  |  | 19.88 | 2001-12-08 08:46 | Anjanece | 25 | 0 | #VALUE! | #VALUE!
HUBBELL POWER SYSTEMS, INC. | GLS5043 | Y | HUBBELL POWER SYSTEMS, INC. , GLS5043 |  |  | 20.88 | 2001-12-08 08:46 | Anjanece | 25 | 0 | #VALUE! | #VALUE!
HUBBELL POWER SYSTEMS, INC. | GLS5043 | Y | HUBBELL POWER SYSTEMS, INC. , GLS5043 |  |  | 21.78 | 2001-12-08 08:46 | Anjanece | 25 | 0 | #VALUE! | #VALUE!
HUBBELL POWER SYSTEMS, INC. | GLS5043 | Y | HUBBELL POWER SYSTEMS, INC. , GLS5043 |  |  | 23.06 | 2001-12-08 08:46 | Anjanece | 25 | 0 | #VALUE! | #VALUE!
HUBBELL POWER SYSTEMS, INC. | GLS5043 | Y | HUBBELL POWER SYSTEMS, INC. , GLS5043 |  |  | 24.27 | 2001-12-08 08:46 | Anjanece | 25 | 0 | #VALUE! | #VALUE!
HUBBELL POWER SYSTEMS, INC. | GLS5043 | Y | HUBBELL POWER SYSTEMS, INC. , GLS5043 |  |  | 27.04 | 2001-12-08 08:46 | Anjanece | 25 | 0 | #VALUE! | #VALUE!
HUBBELL POWER SYSTEMS, INC. | GLS5043 | Y | HUBBELL POWER SYSTEMS, INC. , GLS5043 |  |  | 28.01 | 2001-12-08 08:46 | Anjanece | 25 | 0 | #VALUE! | #VALUE!
HUBBELL POWER SYSTEMS, INC. | GLS5043 | Y | HUBBELL POWER SYSTEMS, INC. , GLS5043 |  |  | 29.26 | 2001-12-08 08:46 | Anjanece | 25 | 0 | #VALUE! | #VALUE!
HUBBELL POWER SYSTEMS, INC. | GLS5043 | Y | HUBBELL POWER SYSTEMS, INC. , GLS5043 |  |  | 29.36 | 2001-12-08 08:46 | Anjanece | 25 | 0 | #VALUE! | #VALUE!
HUBBELL POWER SYSTEMS, INC. | GLS5043 | Y | HUBBELL POWER SYSTEMS, INC. , GLS5043 |  |  | 29.39 | 2001-12-08 08:46 | Anjanece | 25 | 0 | #VALUE! | #VALUE!
HUBBELL POWER SYSTEMS, INC. | GLS5043 | Y | HUBBELL POWER SYSTEMS, INC. , GLS5043 |  |  | 29.41 | 2001-12-08 08:46 | Anjanece | 25 | 0 | #VALUE! | #VALUE!
HUBBELL POWER SYSTEMS, INC. | GLS5043 | Y | HUBBELL POWER SYSTEMS, INC. , GLS5043 |  |  | 30.85 | 2001-12-08 08:46 | Anjanece | 25 | 0 | #VALUE! | #VALUE!
HUBBELL POWER SYSTEMS, INC. | GLS5043 | Y | HUBBELL POWER SYSTEMS, INC. , GLS5043 |  |  | 31.85 | 2001-12-08 08:46 | Anjanece | 25 | 0 | #VALUE! | #VALUE!
RELIABLE ELECTRIC CO. | 5043 | Y | RELIABLE ELECTRIC CO. , 5043 | JEA OVERHEAD DISTRIBUTION | CSC Stores | 18.56 | 2001-12-08 08:46 | Anjanece | 25 | 0 | #VALUE! | #VALUE!
RELIABLE ELECTRIC CO. | 5043 | Y | RELIABLE ELECTRIC CO. , 5043 |  |  | 18.86 | 2001-12-08 08:46 | Anjanece | 25 | 0 | #VALUE! | #VALUE!
RELIABLE ELECTRIC CO. | 5043 | Y | RELIABLE ELECTRIC CO. , 5043 |  |  | 18.93 | 2001-12-08 08:46 | Anjanece | 25 | 0 | #VALUE! | #VALUE!
RELIABLE ELECTRIC CO. | 5043 | Y | RELIABLE ELECTRIC CO. , 5043 |  |  | 19.3 | 2001-12-08 08:46 | Anjanece | 25 | 0 | #VALUE! | #VALUE!
RELIABLE ELECTRIC CO. | 5043 | Y | RELIABLE ELECTRIC CO. , 5043 |  |  | 19.88 | 2001-12-08 08:46 | Anjanece | 25 | 0 | #VALUE! | #VALUE!
RELIABLE ELECTRIC CO. | 5043 | Y | RELIABLE ELECTRIC CO. , 5043 |  |  | 20.88 | 2001-12-08 08:46 | Anjanece | 25 | 0 | #VALUE! | #VALUE!
RELIABLE ELECTRIC CO. | 5043 | Y | RELIABLE ELECTRIC CO. , 5043 |  |  | 21.78 | 2001-12-08 08:46 | Anjanece | 25 | 0 | #VALUE! | #VALUE!
RELIABLE ELECTRIC CO. | 5043 | Y | RELIABLE ELECTRIC CO. , 5043 |  |  | 23.06 | 2001-12-08 08:46 | Anjanece | 25 | 0 | #VALUE! | #VALUE!
RELIABLE ELECTRIC CO. | 5043 | Y | RELIABLE ELECTRIC CO. , 5043 |  |  | 24.27 | 2001-12-08 08:46 | Anjanece | 25 | 0 | #VALUE! | #VALUE!
RELIABLE ELECTRIC CO. | 5043 | Y | RELIABLE ELECTRIC CO. , 5043 |  |  | 27.04 | 2001-12-08 08:46 | Anjanece | 25 | 0 | #VALUE! | #VALUE!
RELIABLE ELECTRIC CO. | 5043 | Y | RELIABLE ELECTRIC CO. , 5043 |  |  | 28.01 | 2001-12-08 08:46 | Anjanece | 25 | 0 | #VALUE! | #VALUE!
RELIABLE ELECTRIC CO. | 5043 | Y | RELIABLE ELECTRIC CO. , 5043 |  |  | 29.26 | 2001-12-08 08:46 | Anjanece | 25 | 0 | #VALUE! | #VALUE!
RELIABLE ELECTRIC CO. | 5043 | Y | RELIABLE ELECTRIC CO. , 5043 |  |  | 29.36 | 2001-12-08 08:46 | Anjanece | 25 | 0 | #VALUE! | #VALUE!
RELIABLE ELECTRIC CO. | 5043 | Y | RELIABLE ELECTRIC CO. , 5043 |  |  | 29.39 | 2001-12-08 08:46 | Anjanece | 25 | 0 | #VALUE! | #VALUE!
RELIABLE ELECTRIC CO. | 5043 | Y | RELIABLE ELECTRIC CO. , 5043 |  |  | 29.41 | 2001-12-08 08:46 | Anjanece | 25 | 0 | #VALUE! | #VALUE!
RELIABLE ELECTRIC CO. | 5043 | Y | RELIABLE ELECTRIC CO. , 5043 |  |  | 30.85 | 2001-12-08 08:46 | Anjanece | 25 | 0 | #VALUE! | #VALUE!
RELIABLE ELECTRIC CO. | 5043 | Y | RELIABLE ELECTRIC CO. , 5043 |  |  | 31.85 | 2001-12-08 08:46 | Anjanece | 25 | 0 | #VALUE! | #VALUE!
HUBBELL POWER SYSTEMS, INC. | GL4042AKR | Y | HUBBELL POWER SYSTEMS, INC. , GL4042AKR | JEA OVERHEAD DISTRIBUTION | CSC Stores | 5.1 | 2001-12-08 08:47 | Anjanece | 25 | 2300 | #VALUE! | #VALUE!
HUBBELL POWER SYSTEMS, INC. | GL4042AKR | Y | HUBBELL POWER SYSTEMS, INC. , GL4042AKR |  |  | 5.2 | 2001-12-08 08:47 | Anjanece | 25 | 2300 | #VALUE! | #VALUE!
HUBBELL POWER SYSTEMS, INC. | GL4042AKR | Y | HUBBELL POWER SYSTEMS, INC. , GL4042AKR |  |  | 5.29 | 2001-12-08 08:47 | Anjanece | 25 | 2300 | #VALUE! | #VALUE!
HUBBELL POWER SYSTEMS, INC. | GL4042AKR | Y | HUBBELL POWER SYSTEMS, INC. , GL4042AKR |  |  | 5.3 | 2001-12-08 08:47 | Anjanece | 25 | 2300 | #VALUE! | #VALUE!
HUBBELL POWER SYSTEMS, INC. | GL4042AKR | Y | HUBBELL POWER SYSTEMS, INC. , GL4042AKR |  |  | 5.37 | 2001-12-08 08:47 | Anjanece | 25 | 2300 | #VALUE! | #VALUE!
HUBBELL POWER SYSTEMS, INC. | GL4042AKR | Y | HUBBELL POWER SYSTEMS, INC. , GL4042AKR |  |  | 5.99 | 2001-12-08 08:47 | Anjanece | 25 | 2300 | #VALUE! | #VALUE!
HUBBELL POWER SYSTEMS, INC. | GL4042AKR | Y | HUBBELL POWER SYSTEMS, INC. , GL4042AKR |  |  | 6.04 | 2001-12-08 08:47 | Anjanece | 25 | 2300 | #VALUE! | #VALUE!
HUBBELL POWER SYSTEMS, INC. | GL4042AKR | Y | HUBBELL POWER SYSTEMS, INC. , GL4042AKR |  |  | 6.07 | 2001-12-08 08:47 | Anjanece | 25 | 2300 | #VALUE! | #VALUE!
HUBBELL POWER SYSTEMS, INC. | GL4042AKR | Y | HUBBELL POWER SYSTEMS, INC. , GL4042AKR |  |  | 6.09 | 2001-12-08 08:47 | Anjanece | 25 | 2300 | #VALUE! | #VALUE!
HUBBELL POWER SYSTEMS, INC. | GL4042AKR | Y | HUBBELL POWER SYSTEMS, INC. , GL4042AKR |  |  | 6.26 | 2001-12-08 08:47 | Anjanece | 25 | 2300 | #VALUE! | #VALUE!
HUBBELL POWER SYSTEMS, INC. | GL4042AKR | Y | HUBBELL POWER SYSTEMS, INC. , GL4042AKR |  |  | 6.31 | 2001-12-08 08:47 | Anjanece | 25 | 2300 | #VALUE! | #VALUE!
HUBBELL POWER SYSTEMS, INC. | GL4042AKR | Y | HUBBELL POWER SYSTEMS, INC. , GL4042AKR |  |  | 6.36 | 2001-12-08 08:47 | Anjanece | 25 | 2300 | #VALUE! | #VALUE!
HUBBELL POWER SYSTEMS, INC. | GL4042AKR | Y | HUBBELL POWER SYSTEMS, INC. , GL4042AKR |  |  | 6.39 | 2001-12-08 08:47 | Anjanece | 25 | 2300 | #VALUE! | #VALUE!
HUBBELL POWER SYSTEMS, INC. | GL4042AKR | Y | HUBBELL POWER SYSTEMS, INC. , GL4042AKR |  |  | 6.49 | 2001-12-08 08:47 | Anjanece | 25 | 2300 | #VALUE! | #VALUE!
HUBBELL POWER SYSTEMS, INC. | GL4042AKR | Y | HUBBELL POWER SYSTEMS, INC. , GL4042AKR |  |  | 6.5 | 2001-12-08 08:47 | Anjanece | 25 | 2300 | #VALUE! | #VALUE!
HUBBELL POWER SYSTEMS, INC. | GL4042AKR | Y | HUBBELL POWER SYSTEMS, INC. , GL4042AKR |  |  | 6.51 | 2001-12-08 08:47 | Anjanece | 25 | 2300 | #VALUE! | #VALUE!
HUBBELL POWER SYSTEMS, INC. | GL4042AKR | Y | HUBBELL POWER SYSTEMS, INC. , GL4042AKR |  |  | 6.53 | 2001-12-08 08:47 | Anjanece | 25 | 2300 | #VALUE! | #VALUE!
HUBBELL POWER SYSTEMS, INC. | GL4042AKR | Y | HUBBELL POWER SYSTEMS, INC. , GL4042AKR |  |  | 6.58 | 2001-12-08 08:47 | Anjanece | 25 | 2300 | #VALUE! | #VALUE!
HUBBELL POWER SYSTEMS, INC. | GL4042AKR | Y | HUBBELL POWER SYSTEMS, INC. , GL4042AKR |  |  | 6.6 | 2001-12-08 08:47 | Anjanece | 25 | 2300 | #VALUE! | #VALUE!
HUBBELL POWER SYSTEMS, INC. | GL4042AKR | Y | HUBBELL POWER SYSTEMS, INC. , GL4042AKR |  |  | 6.61 | 2001-12-08 08:47 | Anjanece | 25 | 2300 | #VALUE! | #VALUE!
HUBBELL POWER SYSTEMS, INC. | GL4042AKR | Y | HUBBELL POWER SYSTEMS, INC. , GL4042AKR |  |  | 6.62 | 2001-12-08 08:47 | Anjanece | 25 | 2300 | #VALUE! | #VALUE!
HUBBELL POWER SYSTEMS, INC. | GL4042AKR | Y | HUBBELL POWER SYSTEMS, INC. , GL4042AKR |  |  | 6.68 | 2001-12-08 08:47 | Anjanece | 25 | 2300 | #VALUE! | #VALUE!
HUBBELL POWER SYSTEMS, INC. | GL4042AKR | Y | HUBBELL POWER SYSTEMS, INC. , GL4042AKR |  |  | 6.78 | 2001-12-08 08:47 | Anjanece | 25 | 2300 | #VALUE! | #VALUE!
HUBBELL POWER SYSTEMS, INC. | GL4042AKR | Y | HUBBELL POWER SYSTEMS, INC. , GL4042AKR |  |  | 8.15 | 2001-12-08 08:47 | Anjanece | 25 | 2300 | #VALUE! | #VALUE!
HUBBELL POWER SYSTEMS, INC. | GL4042AKR | Y | HUBBELL POWER SYSTEMS, INC. , GL4042AKR |  |  | 8.45 | 2001-12-08 08:47 | Anjanece | 25 | 2300 | #VALUE! | #VALUE!
HUBBELL POWER SYSTEMS, INC. | GL4042AKR | Y | HUBBELL POWER SYSTEMS, INC. , GL4042AKR |  |  | 8.92 | 2001-12-08 08:47 | Anjanece | 25 | 2300 | #VALUE! | #VALUE!
HUBBELL POWER SYSTEMS, INC. | GL4042AKR | Y | HUBBELL POWER SYSTEMS, INC. , GL4042AKR |  |  | 9.09 | 2001-12-08 08:47 | Anjanece | 25 | 2300 | #VALUE! | #VALUE!
HUBBELL POWER SYSTEMS, INC. | GL4042AKR | Y | HUBBELL POWER SYSTEMS, INC. , GL4042AKR |  |  | 9.24 | 2001-12-08 08:47 | Anjanece | 25 | 2300 | #VALUE! | #VALUE!
HUBBELL POWER SYSTEMS, INC. | GL4042AKR | Y | HUBBELL POWER SYSTEMS, INC. , GL4042AKR |  |  | 9.53 | 2001-12-08 08:47 | Anjanece | 25 | 2300 | #VALUE! | #VALUE!
HUBBELL POWER SYSTEMS, INC. | GL4042AKR | Y | HUBBELL POWER SYSTEMS, INC. , GL4042AKR |  |  | 10.84 | 2001-12-08 08:47 | Anjanece | 25 | 2300 | #VALUE! | #VALUE!
HUBBELL POWER SYSTEMS, INC. | GL4042AKR | Y | HUBBELL POWER SYSTEMS, INC. , GL4042AKR |  |  | 12.06 | 2001-12-08 08:47 | Anjanece | 25 | 2300 | #VALUE! | #VALUE!
HUBBELL POWER SYSTEMS, INC. | GL4042AKR | Y | HUBBELL POWER SYSTEMS, INC. , GL4042AKR |  |  | 13.67 | 2001-12-08 08:47 | Anjanece | 25 | 2300 | #VALUE! | #VALUE!
HUBBELL POWER SYSTEMS, INC. | GL4042AKR | Y | HUBBELL POWER SYSTEMS, INC. , GL4042AKR |  |  | 14.73 | 2001-12-08 08:47 | Anjanece | 25 | 2300 | #VALUE! | #VALUE!
HUBBELL POWER SYSTEMS, INC. | GL4042AKR | Y | HUBBELL POWER SYSTEMS, INC. , GL4042AKR |  | Storm Stores | 0 | 2018-04-16 10:33 | Anjanece | 25 | 2300 | #VALUE! | #VALUE!
HUBBELL POWER SYSTEMS, INC. | GL4042AKR | Y | HUBBELL POWER SYSTEMS, INC. , GL4042AKR |  |  | 6.42 | 2018-04-16 10:33 | Anjanece | 25 | 2300 | #VALUE! | #VALUE!
HUBBELL POWER SYSTEMS, INC. | GL4042AKR | Y | HUBBELL POWER SYSTEMS, INC. , GL4042AKR |  |  | 6.52 | 2018-04-16 10:33 | Anjanece | 25 | 2300 | #VALUE! | #VALUE!
HUBBELL POWER SYSTEMS, INC. | GL4042AKR | Y | HUBBELL POWER SYSTEMS, INC. , GL4042AKR |  |  | 6.56 | 2018-04-16 10:33 | Anjanece | 25 | 2300 | #VALUE! | #VALUE!
HUBBELL POWER SYSTEMS, INC. | GL4042AKR | Y | HUBBELL POWER SYSTEMS, INC. , GL4042AKR |  |  | 7.08 | 2018-04-16 10:33 | Anjanece | 25 | 2300 | #VALUE! | #VALUE!
HUBBELL POWER SYSTEMS, INC. | GL4042AKR | Y | HUBBELL POWER SYSTEMS, INC. , GL4042AKR |  |  | 7.82 | 2018-04-16 10:33 | Anjanece | 25 | 2300 | #VALUE! | #VALUE!
HUBBELL POWER SYSTEMS, INC. | GL4042AKR | Y | HUBBELL POWER SYSTEMS, INC. , GL4042AKR |  |  | 8.02 | 2018-04-16 10:33 | Anjanece | 25 | 2300 | #VALUE! | #VALUE!
HUBBELL POWER SYSTEMS, INC. | GL4042AKR | Y | HUBBELL POWER SYSTEMS, INC. , GL4042AKR |  |  | 8.03 | 2018-04-16 10:33 | Anjanece | 25 | 2300 | #VALUE! | #VALUE!
HUBBELL POWER SYSTEMS, INC. | GL4042AKR | Y | HUBBELL POWER SYSTEMS, INC. , GL4042AKR |  |  | 8.45 | 2018-04-16 10:33 | Anjanece | 25 | 2300 | #VALUE! | #VALUE!
HUBBELL POWER SYSTEMS, INC. | GL4076AKR | Y | HUBBELL POWER SYSTEMS, INC. , GL4076AKR | JEA OVERHEAD DISTRIBUTION | CSC Stores | 8.41 | 2001-12-08 08:47 | Anjanece | 25 | 530 | #VALUE! | #VALUE!
HUBBELL POWER SYSTEMS, INC. | GL4076AKR | Y | HUBBELL POWER SYSTEMS, INC. , GL4076AKR |  |  | 8.44 | 2001-12-08 08:47 | Anjanece | 25 | 530 | #VALUE! | #VALUE!
HUBBELL POWER SYSTEMS, INC. | GL4076AKR | Y | HUBBELL POWER SYSTEMS, INC. , GL4076AKR |  |  | 8.55 | 2001-12-08 08:47 | Anjanece | 25 | 530 | #VALUE! | #VALUE!
HUBBELL POWER SYSTEMS, INC. | GL4076AKR | Y | HUBBELL POWER SYSTEMS, INC. , GL4076AKR |  |  | 8.66 | 2001-12-08 08:47 | Anjanece | 25 | 530 | #VALUE! | #VALUE!
HUBBELL POWER SYSTEMS, INC. | GL4076AKR | Y | HUBBELL POWER SYSTEMS, INC. , GL4076AKR |  |  | 8.75 | 2001-12-08 08:47 | Anjanece | 25 | 530 | #VALUE! | #VALUE!
HUBBELL POWER SYSTEMS, INC. | GL4076AKR | Y | HUBBELL POWER SYSTEMS, INC. , GL4076AKR |  |  | 8.78 | 2001-12-08 08:47 | Anjanece | 25 | 530 | #VALUE! | #VALUE!
HUBBELL POWER SYSTEMS, INC. | GL4076AKR | Y | HUBBELL POWER SYSTEMS, INC. , GL4076AKR |  |  | 8.79 | 2001-12-08 08:47 | Anjanece | 25 | 530 | #VALUE! | #VALUE!
HUBBELL POWER SYSTEMS, INC. | GL4076AKR | Y | HUBBELL POWER SYSTEMS, INC. , GL4076AKR |  |  | 8.82 | 2001-12-08 08:47 | Anjanece | 25 | 530 | #VALUE! | #VALUE!
HUBBELL POWER SYSTEMS, INC. | GL4076AKR | Y | HUBBELL POWER SYSTEMS, INC. , GL4076AKR |  |  | 8.84 | 2001-12-08 08:47 | Anjanece | 25 | 530 | #VALUE! | #VALUE!
HUBBELL POWER SYSTEMS, INC. | GL4076AKR | Y | HUBBELL POWER SYSTEMS, INC. , GL4076AKR |  |  | 11.75 | 2001-12-08 08:47 | Anjanece | 25 | 530 | #VALUE! | #VALUE!
HUBBELL POWER SYSTEMS, INC. | GL4076AKR | Y | HUBBELL POWER SYSTEMS, INC. , GL4076AKR |  |  | 13.84 | 2001-12-08 08:47 | Anjanece | 25 | 530 | #VALUE! | #VALUE!
HUBBELL POWER SYSTEMS, INC. | GL4076AKR | Y | HUBBELL POWER SYSTEMS, INC. , GL4076AKR |  |  | 13.87 | 2001-12-08 08:47 | Anjanece | 25 | 530 | #VALUE! | #VALUE!
HUBBELL POWER SYSTEMS, INC. | GL4076AKR | Y | HUBBELL POWER SYSTEMS, INC. , GL4076AKR |  |  | 13.91 | 2001-12-08 08:47 | Anjanece | 25 | 530 | #VALUE! | #VALUE!
HUBBELL POWER SYSTEMS, INC. | GL4076AKR | Y | HUBBELL POWER SYSTEMS, INC. , GL4076AKR |  |  | 13.97 | 2001-12-08 08:47 | Anjanece | 25 | 530 | #VALUE! | #VALUE!
HUBBELL POWER SYSTEMS, INC. | GL4076AKR | Y | HUBBELL POWER SYSTEMS, INC. , GL4076AKR |  |  | 14 | 2001-12-08 08:47 | Anjanece | 25 | 530 | #VALUE! | #VALUE!
HUBBELL POWER SYSTEMS, INC. | GL4076AKR | Y | HUBBELL POWER SYSTEMS, INC. , GL4076AKR |  |  | 14.26 | 2001-12-08 08:47 | Anjanece | 25 | 530 | #VALUE! | #VALUE!
HUBBELL POWER SYSTEMS, INC. | GL4076AKR | Y | HUBBELL POWER SYSTEMS, INC. , GL4076AKR |  |  | 15.97 | 2001-12-08 08:47 | Anjanece | 25 | 530 | #VALUE! | #VALUE!
HUBBELL POWER SYSTEMS, INC. | GL4076AKR | Y | HUBBELL POWER SYSTEMS, INC. , GL4076AKR |  |  | 16.31 | 2001-12-08 08:47 | Anjanece | 25 | 530 | #VALUE! | #VALUE!
HUBBELL POWER SYSTEMS, INC. | GL4076AKR | Y | HUBBELL POWER SYSTEMS, INC. , GL4076AKR |  |  | 17 | 2001-12-08 08:47 | Anjanece | 25 | 530 | #VALUE! | #VALUE!
HUBBELL POWER SYSTEMS, INC. | GL4076AKR | Y | HUBBELL POWER SYSTEMS, INC. , GL4076AKR |  |  | 17.12 | 2001-12-08 08:47 | Anjanece | 25 | 530 | #VALUE! | #VALUE!
HUBBELL POWER SYSTEMS, INC. | GL4076AKR | Y | HUBBELL POWER SYSTEMS, INC. , GL4076AKR |  |  | 18.73 | 2001-12-08 08:47 | Anjanece | 25 | 530 | #VALUE! | #VALUE!
HUBBELL POWER SYSTEMS, INC. | GL4076AKR | Y | HUBBELL POWER SYSTEMS, INC. , GL4076AKR |  |  | 19.89 | 2001-12-08 08:47 | Anjanece | 25 | 530 | #VALUE! | #VALUE!
HUBBELL POWER SYSTEMS, INC. | GL4076AKR | Y | HUBBELL POWER SYSTEMS, INC. , GL4076AKR |  |  | 19.9 | 2001-12-08 08:47 | Anjanece | 25 | 530 | #VALUE! | #VALUE!
HUBBELL POWER SYSTEMS, INC. | GL4076AKR | Y | HUBBELL POWER SYSTEMS, INC. , GL4076AKR |  |  | 19.98 | 2001-12-08 08:47 | Anjanece | 25 | 530 | #VALUE! | #VALUE!
HUBBELL POWER SYSTEMS, INC. | GL4076AKR | Y | HUBBELL POWER SYSTEMS, INC. , GL4076AKR |  |  | 21.02 | 2001-12-08 08:47 | Anjanece | 25 | 530 | #VALUE! | #VALUE!
HUBBELL POWER SYSTEMS, INC. | GL4076AKR | Y | HUBBELL POWER SYSTEMS, INC. , GL4076AKR |  |  | 21.1 | 2001-12-08 08:47 | Anjanece | 25 | 530 | #VALUE! | #VALUE!
HUBBELL POWER SYSTEMS, INC. | GL4076AKR | Y | HUBBELL POWER SYSTEMS, INC. , GL4076AKR |  |  | 21.22 | 2001-12-08 08:47 | Anjanece | 25 | 530 | #VALUE! | #VALUE!
HUBBELL POWER SYSTEMS, INC. | GL4076AKR | Y | HUBBELL POWER SYSTEMS, INC. , GL4076AKR |  |  | 22.69 | 2001-12-08 08:47 | Anjanece | 25 | 530 | #VALUE! | #VALUE!
HUBBELL POWER SYSTEMS, INC. | GL4076AKR | Y | HUBBELL POWER SYSTEMS, INC. , GL4076AKR |  |  | 24.22 | 2001-12-08 08:47 | Anjanece | 25 | 530 | #VALUE! | #VALUE!
HUBBELL POWER SYSTEMS, INC. | GL4076AKR | Y | HUBBELL POWER SYSTEMS, INC. , GL4076AKR |  |  | 24.88 | 2001-12-08 08:47 | Anjanece | 25 | 530 | #VALUE! | #VALUE!
HUBBELL POWER SYSTEMS, INC. | GL4076AKR | Y | HUBBELL POWER SYSTEMS, INC. , GL4076AKR |  |  | 24.96 | 2001-12-08 08:47 | Anjanece | 25 | 530 | #VALUE! | #VALUE!
HUBBELL POWER SYSTEMS, INC. | GL4076AKR | Y | HUBBELL POWER SYSTEMS, INC. , GL4076AKR |  |  | 27.04 | 2001-12-08 08:47 | Anjanece | 25 | 530 | #VALUE! | #VALUE!
HUBBELL POWER SYSTEMS, INC. | GL4076AKR | Y | HUBBELL POWER SYSTEMS, INC. , GL4076AKR |  |  | 27.33 | 2001-12-08 08:47 | Anjanece | 25 | 530 | #VALUE! | #VALUE!
HUBBELL POWER SYSTEMS, INC. | GL4076AKR | Y | HUBBELL POWER SYSTEMS, INC. , GL4076AKR |  |  | 27.55 | 2001-12-08 08:47 | Anjanece | 25 | 530 | #VALUE! | #VALUE!
HUBBELL POWER SYSTEMS, INC. | GL4076AKR | Y | HUBBELL POWER SYSTEMS, INC. , GL4076AKR |  |  | 28.1 | 2001-12-08 08:47 | Anjanece | 25 | 530 | #VALUE! | #VALUE!
HUBBELL POWER SYSTEMS, INC. | GL4076AKR | Y | HUBBELL POWER SYSTEMS, INC. , GL4076AKR |  |  | 28.35 | 2001-12-08 08:47 | Anjanece | 25 | 530 | #VALUE! | #VALUE!
HUBBELL POWER SYSTEMS, INC. | GL4076AKR | Y | HUBBELL POWER SYSTEMS, INC. , GL4076AKR |  |  | 28.36 | 2001-12-08 08:47 | Anjanece | 25 | 530 | #VALUE! | #VALUE!
HUBBELL POWER SYSTEMS, INC. | GL4076AKR | Y | HUBBELL POWER SYSTEMS, INC. , GL4076AKR |  |  | 28.44 | 2001-12-08 08:47 | Anjanece | 25 | 530 | #VALUE! | #VALUE!
HUBBELL POWER SYSTEMS, INC. | GL4076AKR | Y | HUBBELL POWER SYSTEMS, INC. , GL4076AKR |  | Storm Stores | 0 | 2018-04-16 10:33 | Anjanece | 25 | 530 | #VALUE! | #VALUE!
HUBBELL POWER SYSTEMS, INC. | GL4076AKR | Y | HUBBELL POWER SYSTEMS, INC. , GL4076AKR |  |  | 15.97 | 2018-04-16 10:33 | Anjanece | 25 | 530 | #VALUE! | #VALUE!
HUBBELL POWER SYSTEMS, INC. | GL4076AKR | Y | HUBBELL POWER SYSTEMS, INC. , GL4076AKR |  |  | 19.06 | 2018-04-16 10:33 | Anjanece | 25 | 530 | #VALUE! | #VALUE!
HUBBELL POWER SYSTEMS, INC. | GL4076AKR | Y | HUBBELL POWER SYSTEMS, INC. , GL4076AKR |  |  | 19.2 | 2018-04-16 10:33 | Anjanece | 25 | 530 | #VALUE! | #VALUE!
HUBBELL POWER SYSTEMS, INC. | GL4076AKR | Y | HUBBELL POWER SYSTEMS, INC. , GL4076AKR |  |  | 19.27 | 2018-04-16 10:33 | Anjanece | 25 | 530 | #VALUE! | #VALUE!
HUBBELL POWER SYSTEMS, INC. | GL4076AKR | Y | HUBBELL POWER SYSTEMS, INC. , GL4076AKR |  |  | 21.79 | 2018-04-16 10:33 | Anjanece | 25 | 530 | #VALUE! | #VALUE!
HUBBELL POWER SYSTEMS, INC. | GL4076AKR | Y | HUBBELL POWER SYSTEMS, INC. , GL4076AKR |  |  | 22.34 | 2018-04-16 10:33 | Anjanece | 25 | 530 | #VALUE! | #VALUE!
HUBBELL POWER SYSTEMS, INC. | GL4076AKR | Y | HUBBELL POWER SYSTEMS, INC. , GL4076AKR |  |  | 24.34 | 2018-04-16 10:33 | Anjanece | 25 | 530 | #VALUE! | #VALUE!
FARGO | GL-1195A | Y | FARGO , GL-1195A | JEA OVERHEAD DISTRIBUTION | CSC Stores | 16.13 | 2002-03-15 07:48 | Anjanece | 50 | 0 | #VALUE! | #VALUE!
FARGO | GL-1195A | Y | FARGO , GL-1195A |  |  | 17.8 | 2002-03-15 07:48 | Anjanece | 50 | 0 | #VALUE! | #VALUE!
FARGO | GL-1195A | Y | FARGO , GL-1195A |  |  | 17.84 | 2002-03-15 07:48 | Anjanece | 50 | 0 | #VALUE! | #VALUE!
FARGO | GL-1195A | Y | FARGO , GL-1195A |  |  | 18.29 | 2002-03-15 07:48 | Anjanece | 50 | 0 | #VALUE! | #VALUE!
FARGO | GL-1195A | Y | FARGO , GL-1195A |  |  | 18.42 | 2002-03-15 07:48 | Anjanece | 50 | 0 | #VALUE! | #VALUE!
FARGO | GL-1195A | Y | FARGO , GL-1195A |  |  | 19.43 | 2002-03-15 07:48 | Anjanece | 50 | 0 | #VALUE! | #VALUE!
FARGO | GL-1195A | Y | FARGO , GL-1195A |  |  | 19.54 | 2002-03-15 07:48 | Anjanece | 50 | 0 | #VALUE! | #VALUE!
FARGO | GL-1195A | Y | FARGO , GL-1195A |  |  | 24.25 | 2002-03-15 07:48 | Anjanece | 50 | 0 | #VALUE! | #VALUE!
BLACKBURN | ATS3040 | Y | BLACKBURN , ATS3040 | JEA OVERHEAD DISTRIBUTION | CSC Stores | 10.73 | 2001-12-08 08:48 | Anjanece | 25 | 340 | #VALUE! | #VALUE!
BLACKBURN | ATS3040 | Y | BLACKBURN , ATS3040 |  |  | 10.8 | 2001-12-08 08:48 | Anjanece | 25 | 340 | #VALUE! | #VALUE!
BLACKBURN | ATS3040 | Y | BLACKBURN , ATS3040 |  |  | 10.96 | 2001-12-08 08:48 | Anjanece | 25 | 340 | #VALUE! | #VALUE!
BLACKBURN | ATS3040 | Y | BLACKBURN , ATS3040 |  |  | 11.49 | 2001-12-08 08:48 | Anjanece | 25 | 340 | #VALUE! | #VALUE!
BLACKBURN | ATS3040 | Y | BLACKBURN , ATS3040 |  |  | 11.81 | 2001-12-08 08:48 | Anjanece | 25 | 340 | #VALUE! | #VALUE!
BLACKBURN | ATS3040 | Y | BLACKBURN , ATS3040 |  |  | 12.36 | 2001-12-08 08:48 | Anjanece | 25 | 340 | #VALUE! | #VALUE!
BLACKBURN | ATS3040 | Y | BLACKBURN , ATS3040 |  |  | 12.62 | 2001-12-08 08:48 | Anjanece | 25 | 340 | #VALUE! | #VALUE!
BLACKBURN | ATS3040 | Y | BLACKBURN , ATS3040 |  |  | 12.79 | 2001-12-08 08:48 | Anjanece | 25 | 340 | #VALUE! | #VALUE!
BLACKBURN | ATS3040 | Y | BLACKBURN , ATS3040 |  |  | 12.85 | 2001-12-08 08:48 | Anjanece | 25 | 340 | #VALUE! | #VALUE!
BLACKBURN | ATS3040 | Y | BLACKBURN , ATS3040 |  |  | 13.12 | 2001-12-08 08:48 | Anjanece | 25 | 340 | #VALUE! | #VALUE!
BLACKBURN | ATS3040 | Y | BLACKBURN , ATS3040 |  |  | 14.12 | 2001-12-08 08:48 | Anjanece | 25 | 340 | #VALUE! | #VALUE!
BLACKBURN | ATS3040 | Y | BLACKBURN , ATS3040 |  |  | 14.29 | 2001-12-08 08:48 | Anjanece | 25 | 340 | #VALUE! | #VALUE!
BLACKBURN | ATS3040 | Y | BLACKBURN , ATS3040 |  |  | 14.88 | 2001-12-08 08:48 | Anjanece | 25 | 340 | #VALUE! | #VALUE!
BLACKBURN | ATS3040 | Y | BLACKBURN , ATS3040 |  |  | 15.06 | 2001-12-08 08:48 | Anjanece | 25 | 340 | #VALUE! | #VALUE!
BLACKBURN | ATS3040 | Y | BLACKBURN , ATS3040 |  |  | 15.11 | 2001-12-08 08:48 | Anjanece | 25 | 340 | #VALUE! | #VALUE!
BLACKBURN | ATS3040 | Y | BLACKBURN , ATS3040 |  |  | 15.26 | 2001-12-08 08:48 | Anjanece | 25 | 340 | #VALUE! | #VALUE!
BLACKBURN | ATS3040 | Y | BLACKBURN , ATS3040 |  |  | 15.28 | 2001-12-08 08:48 | Anjanece | 25 | 340 | #VALUE! | #VALUE!
BLACKBURN | ATS3040 | Y | BLACKBURN , ATS3040 |  |  | 15.34 | 2001-12-08 08:48 | Anjanece | 25 | 340 | #VALUE! | #VALUE!
BLACKBURN | ATS3040 | Y | BLACKBURN , ATS3040 |  |  | 15.35 | 2001-12-08 08:48 | Anjanece | 25 | 340 | #VALUE! | #VALUE!
BLACKBURN | ATS3040 | Y | BLACKBURN , ATS3040 |  |  | 15.36 | 2001-12-08 08:48 | Anjanece | 25 | 340 | #VALUE! | #VALUE!
BLACKBURN | ATS3040 | Y | BLACKBURN , ATS3040 |  |  | 15.39 | 2001-12-08 08:48 | Anjanece | 25 | 340 | #VALUE! | #VALUE!
BLACKBURN | ATS3040 | Y | BLACKBURN , ATS3040 |  |  | 15.75 | 2001-12-08 08:48 | Anjanece | 25 | 340 | #VALUE! | #VALUE!
BLACKBURN | ATS3040 | Y | BLACKBURN , ATS3040 |  |  | 15.89 | 2001-12-08 08:48 | Anjanece | 25 | 340 | #VALUE! | #VALUE!
BLACKBURN | ATS3040 | Y | BLACKBURN , ATS3040 |  |  | 15.96 | 2001-12-08 08:48 | Anjanece | 25 | 340 | #VALUE! | #VALUE!
BLACKBURN | ATS3040 | Y | BLACKBURN , ATS3040 |  |  | 16.02 | 2001-12-08 08:48 | Anjanece | 25 | 340 | #VALUE! | #VALUE!
BLACKBURN | ATS3040 | Y | BLACKBURN , ATS3040 |  |  | 16.05 | 2001-12-08 08:48 | Anjanece | 25 | 340 | #VALUE! | #VALUE!
BLACKBURN | ATS3040 | Y | BLACKBURN , ATS3040 |  |  | 16.1 | 2001-12-08 08:48 | Anjanece | 25 | 340 | #VALUE! | #VALUE!
BLACKBURN | ATS3040 | Y | BLACKBURN , ATS3040 |  |  | 16.12 | 2001-12-08 08:48 | Anjanece | 25 | 340 | #VALUE! | #VALUE!
BLACKBURN | ATS3040 | Y | BLACKBURN , ATS3040 |  |  | 16.15 | 2001-12-08 08:48 | Anjanece | 25 | 340 | #VALUE! | #VALUE!
BLACKBURN | ATS3040 | Y | BLACKBURN , ATS3040 |  | Storm Stores | 0 | 2018-04-16 10:33 | Anjanece | 25 | 340 | #VALUE! | #VALUE!
BLACKBURN | ATS3040 | Y | BLACKBURN , ATS3040 |  |  | 11.81 | 2018-04-16 10:33 | Anjanece | 25 | 340 | #VALUE! | #VALUE!
BLACKBURN | ATS3040 | Y | BLACKBURN , ATS3040 |  |  | 12.52 | 2018-04-16 10:33 | Anjanece | 25 | 340 | #VALUE! | #VALUE!
BLACKBURN | ATS3040 | Y | BLACKBURN , ATS3040 |  |  | 12.77 | 2018-04-16 10:33 | Anjanece | 25 | 340 | #VALUE! | #VALUE!
BLACKBURN | ATS3040 | Y | BLACKBURN , ATS3040 |  |  | 12.79 | 2018-04-16 10:33 | Anjanece | 25 | 340 | #VALUE! | #VALUE!
BLACKBURN | ATS3040 | Y | BLACKBURN , ATS3040 |  |  | 13.01 | 2018-04-16 10:33 | Anjanece | 25 | 340 | #VALUE! | #VALUE!
BLACKBURN | ATS3040 | Y | BLACKBURN , ATS3040 |  |  | 13.2 | 2018-04-16 10:33 | Anjanece | 25 | 340 | #VALUE! | #VALUE!
BLACKBURN | ATS3040 | Y | BLACKBURN , ATS3040 |  |  | 14.46 | 2018-04-16 10:33 | Anjanece | 25 | 340 | #VALUE! | #VALUE!
BLACKBURN | ATS3040 | Y | BLACKBURN , ATS3040 |  |  | 14.7 | 2018-04-16 10:33 | Anjanece | 25 | 340 | #VALUE! | #VALUE!
HUBBELL POWER SYSTEMS, INC. | GL4098 | Y | HUBBELL POWER SYSTEMS, INC. , GL4098 | JEA OVERHEAD DISTRIBUTION | CSC Stores | 10.73 | 2001-12-08 08:48 | Anjanece | 25 | 340 | #VALUE! | #VALUE!
HUBBELL POWER SYSTEMS, INC. | GL4098 | Y | HUBBELL POWER SYSTEMS, INC. , GL4098 |  |  | 10.8 | 2001-12-08 08:48 | Anjanece | 25 | 340 | #VALUE! | #VALUE!
HUBBELL POWER SYSTEMS, INC. | GL4098 | Y | HUBBELL POWER SYSTEMS, INC. , GL4098 |  |  | 10.96 | 2001-12-08 08:48 | Anjanece | 25 | 340 | #VALUE! | #VALUE!
HUBBELL POWER SYSTEMS, INC. | GL4098 | Y | HUBBELL POWER SYSTEMS, INC. , GL4098 |  |  | 11.49 | 2001-12-08 08:48 | Anjanece | 25 | 340 | #VALUE! | #VALUE!
HUBBELL POWER SYSTEMS, INC. | GL4098 | Y | HUBBELL POWER SYSTEMS, INC. , GL4098 |  |  | 11.81 | 2001-12-08 08:48 | Anjanece | 25 | 340 | #VALUE! | #VALUE!
HUBBELL POWER SYSTEMS, INC. | GL4098 | Y | HUBBELL POWER SYSTEMS, INC. , GL4098 |  |  | 12.36 | 2001-12-08 08:48 | Anjanece | 25 | 340 | #VALUE! | #VALUE!
HUBBELL POWER SYSTEMS, INC. | GL4098 | Y | HUBBELL POWER SYSTEMS, INC. , GL4098 |  |  | 12.62 | 2001-12-08 08:48 | Anjanece | 25 | 340 | #VALUE! | #VALUE!
HUBBELL POWER SYSTEMS, INC. | GL4098 | Y | HUBBELL POWER SYSTEMS, INC. , GL4098 |  |  | 12.79 | 2001-12-08 08:48 | Anjanece | 25 | 340 | #VALUE! | #VALUE!
HUBBELL POWER SYSTEMS, INC. | GL4098 | Y | HUBBELL POWER SYSTEMS, INC. , GL4098 |  |  | 12.85 | 2001-12-08 08:48 | Anjanece | 25 | 340 | #VALUE! | #VALUE!
HUBBELL POWER SYSTEMS, INC. | GL4098 | Y | HUBBELL POWER SYSTEMS, INC. , GL4098 |  |  | 13.12 | 2001-12-08 08:48 | Anjanece | 25 | 340 | #VALUE! | #VALUE!
HUBBELL POWER SYSTEMS, INC. | GL4098 | Y | HUBBELL POWER SYSTEMS, INC. , GL4098 |  |  | 14.12 | 2001-12-08 08:48 | Anjanece | 25 | 340 | #VALUE! | #VALUE!
HUBBELL POWER SYSTEMS, INC. | GL4098 | Y | HUBBELL POWER SYSTEMS, INC. , GL4098 |  |  | 14.29 | 2001-12-08 08:48 | Anjanece | 25 | 340 | #VALUE! | #VALUE!
HUBBELL POWER SYSTEMS, INC. | GL4098 | Y | HUBBELL POWER SYSTEMS, INC. , GL4098 |  |  | 14.88 | 2001-12-08 08:48 | Anjanece | 25 | 340 | #VALUE! | #VALUE!
HUBBELL POWER SYSTEMS, INC. | GL4098 | Y | HUBBELL POWER SYSTEMS, INC. , GL4098 |  |  | 15.06 | 2001-12-08 08:48 | Anjanece | 25 | 340 | #VALUE! | #VALUE!
HUBBELL POWER SYSTEMS, INC. | GL4098 | Y | HUBBELL POWER SYSTEMS, INC. , GL4098 |  |  | 15.11 | 2001-12-08 08:48 | Anjanece | 25 | 340 | #VALUE! | #VALUE!
HUBBELL POWER SYSTEMS, INC. | GL4098 | Y | HUBBELL POWER SYSTEMS, INC. , GL4098 |  |  | 15.26 | 2001-12-08 08:48 | Anjanece | 25 | 340 | #VALUE! | #VALUE!
HUBBELL POWER SYSTEMS, INC. | GL4098 | Y | HUBBELL POWER SYSTEMS, INC. , GL4098 |  |  | 15.28 | 2001-12-08 08:48 | Anjanece | 25 | 340 | #VALUE! | #VALUE!
HUBBELL POWER SYSTEMS, INC. | GL4098 | Y | HUBBELL POWER SYSTEMS, INC. , GL4098 |  |  | 15.34 | 2001-12-08 08:48 | Anjanece | 25 | 340 | #VALUE! | #VALUE!
HUBBELL POWER SYSTEMS, INC. | GL4098 | Y | HUBBELL POWER SYSTEMS, INC. , GL4098 |  |  | 15.35 | 2001-12-08 08:48 | Anjanece | 25 | 340 | #VALUE! | #VALUE!
HUBBELL POWER SYSTEMS, INC. | GL4098 | Y | HUBBELL POWER SYSTEMS, INC. , GL4098 |  |  | 15.36 | 2001-12-08 08:48 | Anjanece | 25 | 340 | #VALUE! | #VALUE!
HUBBELL POWER SYSTEMS, INC. | GL4098 | Y | HUBBELL POWER SYSTEMS, INC. , GL4098 |  |  | 15.39 | 2001-12-08 08:48 | Anjanece | 25 | 340 | #VALUE! | #VALUE!
HUBBELL POWER SYSTEMS, INC. | GL4098 | Y | HUBBELL POWER SYSTEMS, INC. , GL4098 |  |  | 15.75 | 2001-12-08 08:48 | Anjanece | 25 | 340 | #VALUE! | #VALUE!
HUBBELL POWER SYSTEMS, INC. | GL4098 | Y | HUBBELL POWER SYSTEMS, INC. , GL4098 |  |  | 15.89 | 2001-12-08 08:48 | Anjanece | 25 | 340 | #VALUE! | #VALUE!
HUBBELL POWER SYSTEMS, INC. | GL4098 | Y | HUBBELL POWER SYSTEMS, INC. , GL4098 |  |  | 15.96 | 2001-12-08 08:48 | Anjanece | 25 | 340 | #VALUE! | #VALUE!
HUBBELL POWER SYSTEMS, INC. | GL4098 | Y | HUBBELL POWER SYSTEMS, INC. , GL4098 |  |  | 16.02 | 2001-12-08 08:48 | Anjanece | 25 | 340 | #VALUE! | #VALUE!
HUBBELL POWER SYSTEMS, INC. | GL4098 | Y | HUBBELL POWER SYSTEMS, INC. , GL4098 |  |  | 16.05 | 2001-12-08 08:48 | Anjanece | 25 | 340 | #VALUE! | #VALUE!
HUBBELL POWER SYSTEMS, INC. | GL4098 | Y | HUBBELL POWER SYSTEMS, INC. , GL4098 |  |  | 16.1 | 2001-12-08 08:48 | Anjanece | 25 | 340 | #VALUE! | #VALUE!
HUBBELL POWER SYSTEMS, INC. | GL4098 | Y | HUBBELL POWER SYSTEMS, INC. , GL4098 |  |  | 16.12 | 2001-12-08 08:48 | Anjanece | 25 | 340 | #VALUE! | #VALUE!
HUBBELL POWER SYSTEMS, INC. | GL4098 | Y | HUBBELL POWER SYSTEMS, INC. , GL4098 |  |  | 16.15 | 2001-12-08 08:48 | Anjanece | 25 | 340 | #VALUE! | #VALUE!
HUBBELL POWER SYSTEMS, INC. | GL4098 | Y | HUBBELL POWER SYSTEMS, INC. , GL4098 |  | Storm Stores | 0 | 2018-04-16 10:33 | Anjanece | 25 | 340 | #VALUE! | #VALUE!
HUBBELL POWER SYSTEMS, INC. | GL4098 | Y | HUBBELL POWER SYSTEMS, INC. , GL4098 |  |  | 11.81 | 2018-04-16 10:33 | Anjanece | 25 | 340 | #VALUE! | #VALUE!
HUBBELL POWER SYSTEMS, INC. | GL4098 | Y | HUBBELL POWER SYSTEMS, INC. , GL4098 |  |  | 12.52 | 2018-04-16 10:33 | Anjanece | 25 | 340 | #VALUE! | #VALUE!
HUBBELL POWER SYSTEMS, INC. | GL4098 | Y | HUBBELL POWER SYSTEMS, INC. , GL4098 |  |  | 12.77 | 2018-04-16 10:33 | Anjanece | 25 | 340 | #VALUE! | #VALUE!
HUBBELL POWER SYSTEMS, INC. | GL4098 | Y | HUBBELL POWER SYSTEMS, INC. , GL4098 |  |  | 12.79 | 2018-04-16 10:33 | Anjanece | 25 | 340 | #VALUE! | #VALUE!
HUBBELL POWER SYSTEMS, INC. | GL4098 | Y | HUBBELL POWER SYSTEMS, INC. , GL4098 |  |  | 13.01 | 2018-04-16 10:33 | Anjanece | 25 | 340 | #VALUE! | #VALUE!
HUBBELL POWER SYSTEMS, INC. | GL4098 | Y | HUBBELL POWER SYSTEMS, INC. , GL4098 |  |  | 13.2 | 2018-04-16 10:33 | Anjanece | 25 | 340 | #VALUE! | #VALUE!
HUBBELL POWER SYSTEMS, INC. | GL4098 | Y | HUBBELL POWER SYSTEMS, INC. , GL4098 |  |  | 14.46 | 2018-04-16 10:33 | Anjanece | 25 | 340 | #VALUE! | #VALUE!
HUBBELL POWER SYSTEMS, INC. | GL4098 | Y | HUBBELL POWER SYSTEMS, INC. , GL4098 |  |  | 14.7 | 2018-04-16 10:33 | Anjanece | 25 | 340 | #VALUE! | #VALUE!
MACLEAN POWER SYSTEMS | 7656AP | Y | MACLEAN POWER SYSTEMS , 7656AP | JEA OVERHEAD DISTRIBUTION | CSC Stores | 10.73 | 2001-12-08 08:48 | Anjanece | 25 | 340 | #VALUE! | #VALUE!
MACLEAN POWER SYSTEMS | 7656AP | Y | MACLEAN POWER SYSTEMS , 7656AP |  |  | 10.8 | 2001-12-08 08:48 | Anjanece | 25 | 340 | #VALUE! | #VALUE!
MACLEAN POWER SYSTEMS | 7656AP | Y | MACLEAN POWER SYSTEMS , 7656AP |  |  | 10.96 | 2001-12-08 08:48 | Anjanece | 25 | 340 | #VALUE! | #VALUE!
MACLEAN POWER SYSTEMS | 7656AP | Y | MACLEAN POWER SYSTEMS , 7656AP |  |  | 11.49 | 2001-12-08 08:48 | Anjanece | 25 | 340 | #VALUE! | #VALUE!
MACLEAN POWER SYSTEMS | 7656AP | Y | MACLEAN POWER SYSTEMS , 7656AP |  |  | 11.81 | 2001-12-08 08:48 | Anjanece | 25 | 340 | #VALUE! | #VALUE!
MACLEAN POWER SYSTEMS | 7656AP | Y | MACLEAN POWER SYSTEMS , 7656AP |  |  | 12.36 | 2001-12-08 08:48 | Anjanece | 25 | 340 | #VALUE! | #VALUE!
MACLEAN POWER SYSTEMS | 7656AP | Y | MACLEAN POWER SYSTEMS , 7656AP |  |  | 12.62 | 2001-12-08 08:48 | Anjanece | 25 | 340 | #VALUE! | #VALUE!
MACLEAN POWER SYSTEMS | 7656AP | Y | MACLEAN POWER SYSTEMS , 7656AP |  |  | 12.79 | 2001-12-08 08:48 | Anjanece | 25 | 340 | #VALUE! | #VALUE!
MACLEAN POWER SYSTEMS | 7656AP | Y | MACLEAN POWER SYSTEMS , 7656AP |  |  | 12.85 | 2001-12-08 08:48 | Anjanece | 25 | 340 | #VALUE! | #VALUE!
MACLEAN POWER SYSTEMS | 7656AP | Y | MACLEAN POWER SYSTEMS , 7656AP |  |  | 13.12 | 2001-12-08 08:48 | Anjanece | 25 | 340 | #VALUE! | #VALUE!
MACLEAN POWER SYSTEMS | 7656AP | Y | MACLEAN POWER SYSTEMS , 7656AP |  |  | 14.12 | 2001-12-08 08:48 | Anjanece | 25 | 340 | #VALUE! | #VALUE!
MACLEAN POWER SYSTEMS | 7656AP | Y | MACLEAN POWER SYSTEMS , 7656AP |  |  | 14.29 | 2001-12-08 08:48 | Anjanece | 25 | 340 | #VALUE! | #VALUE!
MACLEAN POWER SYSTEMS | 7656AP | Y | MACLEAN POWER SYSTEMS , 7656AP |  |  | 14.88 | 2001-12-08 08:48 | Anjanece | 25 | 340 | #VALUE! | #VALUE!
MACLEAN POWER SYSTEMS | 7656AP | Y | MACLEAN POWER SYSTEMS , 7656AP |  |  | 15.06 | 2001-12-08 08:48 | Anjanece | 25 | 340 | #VALUE! | #VALUE!
MACLEAN POWER SYSTEMS | 7656AP | Y | MACLEAN POWER SYSTEMS , 7656AP |  |  | 15.11 | 2001-12-08 08:48 | Anjanece | 25 | 340 | #VALUE! | #VALUE!
MACLEAN POWER SYSTEMS | 7656AP | Y | MACLEAN POWER SYSTEMS , 7656AP |  |  | 15.26 | 2001-12-08 08:48 | Anjanece | 25 | 340 | #VALUE! | #VALUE!
MACLEAN POWER SYSTEMS | 7656AP | Y | MACLEAN POWER SYSTEMS , 7656AP |  |  | 15.28 | 2001-12-08 08:48 | Anjanece | 25 | 340 | #VALUE! | #VALUE!
MACLEAN POWER SYSTEMS | 7656AP | Y | MACLEAN POWER SYSTEMS , 7656AP |  |  | 15.34 | 2001-12-08 08:48 | Anjanece | 25 | 340 | #VALUE! | #VALUE!
MACLEAN POWER SYSTEMS | 7656AP | Y | MACLEAN POWER SYSTEMS , 7656AP |  |  | 15.35 | 2001-12-08 08:48 | Anjanece | 25 | 340 | #VALUE! | #VALUE!
MACLEAN POWER SYSTEMS | 7656AP | Y | MACLEAN POWER SYSTEMS , 7656AP |  |  | 15.36 | 2001-12-08 08:48 | Anjanece | 25 | 340 | #VALUE! | #VALUE!
MACLEAN POWER SYSTEMS | 7656AP | Y | MACLEAN POWER SYSTEMS , 7656AP |  |  | 15.39 | 2001-12-08 08:48 | Anjanece | 25 | 340 | #VALUE! | #VALUE!
MACLEAN POWER SYSTEMS | 7656AP | Y | MACLEAN POWER SYSTEMS , 7656AP |  |  | 15.75 | 2001-12-08 08:48 | Anjanece | 25 | 340 | #VALUE! | #VALUE!
MACLEAN POWER SYSTEMS | 7656AP | Y | MACLEAN POWER SYSTEMS , 7656AP |  |  | 15.89 | 2001-12-08 08:48 | Anjanece | 25 | 340 | #VALUE! | #VALUE!
MACLEAN POWER SYSTEMS | 7656AP | Y | MACLEAN POWER SYSTEMS , 7656AP |  |  | 15.96 | 2001-12-08 08:48 | Anjanece | 25 | 340 | #VALUE! | #VALUE!
MACLEAN POWER SYSTEMS | 7656AP | Y | MACLEAN POWER SYSTEMS , 7656AP |  |  | 16.02 | 2001-12-08 08:48 | Anjanece | 25 | 340 | #VALUE! | #VALUE!
MACLEAN POWER SYSTEMS | 7656AP | Y | MACLEAN POWER SYSTEMS , 7656AP |  |  | 16.05 | 2001-12-08 08:48 | Anjanece | 25 | 340 | #VALUE! | #VALUE!
MACLEAN POWER SYSTEMS | 7656AP | Y | MACLEAN POWER SYSTEMS , 7656AP |  |  | 16.1 | 2001-12-08 08:48 | Anjanece | 25 | 340 | #VALUE! | #VALUE!
MACLEAN POWER SYSTEMS | 7656AP | Y | MACLEAN POWER SYSTEMS , 7656AP |  |  | 16.12 | 2001-12-08 08:48 | Anjanece | 25 | 340 | #VALUE! | #VALUE!
MACLEAN POWER SYSTEMS | 7656AP | Y | MACLEAN POWER SYSTEMS , 7656AP |  |  | 16.15 | 2001-12-08 08:48 | Anjanece | 25 | 340 | #VALUE! | #VALUE!
MACLEAN POWER SYSTEMS | 7656AP | Y | MACLEAN POWER SYSTEMS , 7656AP |  | Storm Stores | 0 | 2018-04-16 10:33 | Anjanece | 25 | 340 | #VALUE! | #VALUE!
MACLEAN POWER SYSTEMS | 7656AP | Y | MACLEAN POWER SYSTEMS , 7656AP |  |  | 11.81 | 2018-04-16 10:33 | Anjanece | 25 | 340 | #VALUE! | #VALUE!
MACLEAN POWER SYSTEMS | 7656AP | Y | MACLEAN POWER SYSTEMS , 7656AP |  |  | 12.52 | 2018-04-16 10:33 | Anjanece | 25 | 340 | #VALUE! | #VALUE!
MACLEAN POWER SYSTEMS | 7656AP | Y | MACLEAN POWER SYSTEMS , 7656AP |  |  | 12.77 | 2018-04-16 10:33 | Anjanece | 25 | 340 | #VALUE! | #VALUE!
MACLEAN POWER SYSTEMS | 7656AP | Y | MACLEAN POWER SYSTEMS , 7656AP |  |  | 12.79 | 2018-04-16 10:33 | Anjanece | 25 | 340 | #VALUE! | #VALUE!
MACLEAN POWER SYSTEMS | 7656AP | Y | MACLEAN POWER SYSTEMS , 7656AP |  |  | 13.01 | 2018-04-16 10:33 | Anjanece | 25 | 340 | #VALUE! | #VALUE!
MACLEAN POWER SYSTEMS | 7656AP | Y | MACLEAN POWER SYSTEMS , 7656AP |  |  | 13.2 | 2018-04-16 10:33 | Anjanece | 25 | 340 | #VALUE! | #VALUE!
MACLEAN POWER SYSTEMS | 7656AP | Y | MACLEAN POWER SYSTEMS , 7656AP |  |  | 14.46 | 2018-04-16 10:33 | Anjanece | 25 | 340 | #VALUE! | #VALUE!
MACLEAN POWER SYSTEMS | 7656AP | Y | MACLEAN POWER SYSTEMS , 7656AP |  |  | 14.7 | 2018-04-16 10:33 | Anjanece | 25 | 340 | #VALUE! | #VALUE!
FARGO | GL-410 | Y | FARGO , GL-410 | JEA OVERHEAD DISTRIBUTION | CSC Stores | 12.41 | 2001-12-08 08:49 | Anjanece | 10 | 0 | #VALUE! | #VALUE!
FARGO | GL-410 | Y | FARGO , GL-410 |  |  | 12.43 | 2001-12-08 08:49 | Anjanece | 10 | 0 | #VALUE! | #VALUE!
FARGO | GL-410 | Y | FARGO , GL-410 |  |  | 12.64 | 2001-12-08 08:49 | Anjanece | 10 | 0 | #VALUE! | #VALUE!
FARGO | GL-410 | Y | FARGO , GL-410 |  |  | 13.18 | 2001-12-08 08:49 | Anjanece | 10 | 0 | #VALUE! | #VALUE!
FARGO | GL-410 | Y | FARGO , GL-410 |  |  | 13.54 | 2001-12-08 08:49 | Anjanece | 10 | 0 | #VALUE! | #VALUE!
FARGO | GL-410 | Y | FARGO , GL-410 |  |  | 13.56 | 2001-12-08 08:49 | Anjanece | 10 | 0 | #VALUE! | #VALUE!
FARGO | GL-410 | Y | FARGO , GL-410 |  |  | 13.64 | 2001-12-08 08:49 | Anjanece | 10 | 0 | #VALUE! | #VALUE!
FARGO | GL-410 | Y | FARGO , GL-410 |  |  | 13.82 | 2001-12-08 08:49 | Anjanece | 10 | 0 | #VALUE! | #VALUE!
FARGO | GL-410 | Y | FARGO , GL-410 |  |  | 13.96 | 2001-12-08 08:49 | Anjanece | 10 | 0 | #VALUE! | #VALUE!
FARGO | GL-410 | Y | FARGO , GL-410 |  |  | 14 | 2001-12-08 08:49 | Anjanece | 10 | 0 | #VALUE! | #VALUE!
FARGO | GL-410 | Y | FARGO , GL-410 |  |  | 14.51 | 2001-12-08 08:49 | Anjanece | 10 | 0 | #VALUE! | #VALUE!
FARGO | GL-410 | Y | FARGO , GL-410 |  |  | 15.53 | 2001-12-08 08:49 | Anjanece | 10 | 0 | #VALUE! | #VALUE!
FARGO | GL-410 | Y | FARGO , GL-410 |  |  | 15.81 | 2001-12-08 08:49 | Anjanece | 10 | 0 | #VALUE! | #VALUE!
FARGO | GL-410 | Y | FARGO , GL-410 |  |  | 16.61 | 2001-12-08 08:49 | Anjanece | 10 | 0 | #VALUE! | #VALUE!
FARGO | GL-410 | Y | FARGO , GL-410 |  |  | 16.82 | 2001-12-08 08:49 | Anjanece | 10 | 0 | #VALUE! | #VALUE!
FARGO | GL-410 | Y | FARGO , GL-410 |  |  | 16.97 | 2001-12-08 08:49 | Anjanece | 10 | 0 | #VALUE! | #VALUE!
FARGO | GL-410 | Y | FARGO , GL-410 |  |  | 17.41 | 2001-12-08 08:49 | Anjanece | 10 | 0 | #VALUE! | #VALUE!
FARGO | GL-410 | Y | FARGO , GL-410 |  |  | 17.65 | 2001-12-08 08:49 | Anjanece | 10 | 0 | #VALUE! | #VALUE!
FARGO | GL-410 | Y | FARGO , GL-410 |  |  | 17.71 | 2001-12-08 08:49 | Anjanece | 10 | 0 | #VALUE! | #VALUE!
FARGO | GL-410 | Y | FARGO , GL-410 |  |  | 17.72 | 2001-12-08 08:49 | Anjanece | 10 | 0 | #VALUE! | #VALUE!
FARGO | GL-410 | Y | FARGO , GL-410 |  |  | 17.78 | 2001-12-08 08:49 | Anjanece | 10 | 0 | #VALUE! | #VALUE!
FARGO | GL-410 | Y | FARGO , GL-410 |  |  | 18.14 | 2001-12-08 08:49 | Anjanece | 10 | 0 | #VALUE! | #VALUE!
FARGO | GL-410 | Y | FARGO , GL-410 |  |  | 18.24 | 2001-12-08 08:49 | Anjanece | 10 | 0 | #VALUE! | #VALUE!
FARGO | GL-410 | Y | FARGO , GL-410 |  |  | 18.31 | 2001-12-08 08:49 | Anjanece | 10 | 0 | #VALUE! | #VALUE!
FARGO | GL-410 | Y | FARGO , GL-410 |  |  | 18.48 | 2001-12-08 08:49 | Anjanece | 10 | 0 | #VALUE! | #VALUE!
FARGO | GL-410 | Y | FARGO , GL-410 |  |  | 18.58 | 2001-12-08 08:49 | Anjanece | 10 | 0 | #VALUE! | #VALUE!
FARGO | GL-410 | Y | FARGO , GL-410 |  |  | 18.61 | 2001-12-08 08:49 | Anjanece | 10 | 0 | #VALUE! | #VALUE!
FARGO | GL-410 | Y | FARGO , GL-410 |  | Storm Stores | 0 | 2018-04-16 10:33 | Anjanece | 10 | 0 | #VALUE! | #VALUE!
FARGO | GL-410 | Y | FARGO , GL-410 |  |  | 13.11 | 2018-04-16 10:33 | Anjanece | 10 | 0 | #VALUE! | #VALUE!
FARGO | GL-410 | Y | FARGO , GL-410 |  |  | 13.82 | 2018-04-16 10:33 | Anjanece | 10 | 0 | #VALUE! | #VALUE!
FARGO | GL-410 | Y | FARGO , GL-410 |  |  | 14.01 | 2018-04-16 10:33 | Anjanece | 10 | 0 | #VALUE! | #VALUE!
FARGO | GL-410 | Y | FARGO , GL-410 |  |  | 15.05 | 2018-04-16 10:33 | Anjanece | 10 | 0 | #VALUE! | #VALUE!
FARGO | GL-410 | Y | FARGO , GL-410 |  |  | 16.78 | 2018-04-16 10:33 | Anjanece | 10 | 0 | #VALUE! | #VALUE!
MACLEAN POWER SYSTEMS | 7658AP | Y | MACLEAN POWER SYSTEMS , 7658AP | JEA OVERHEAD DISTRIBUTION | CSC Stores | 12.41 | 2001-12-08 08:49 | Anjanece | 10 | 0 | #VALUE! | #VALUE!
MACLEAN POWER SYSTEMS | 7658AP | Y | MACLEAN POWER SYSTEMS , 7658AP |  |  | 12.43 | 2001-12-08 08:49 | Anjanece | 10 | 0 | #VALUE! | #VALUE!
MACLEAN POWER SYSTEMS | 7658AP | Y | MACLEAN POWER SYSTEMS , 7658AP |  |  | 12.64 | 2001-12-08 08:49 | Anjanece | 10 | 0 | #VALUE! | #VALUE!
MACLEAN POWER SYSTEMS | 7658AP | Y | MACLEAN POWER SYSTEMS , 7658AP |  |  | 13.18 | 2001-12-08 08:49 | Anjanece | 10 | 0 | #VALUE! | #VALUE!
MACLEAN POWER SYSTEMS | 7658AP | Y | MACLEAN POWER SYSTEMS , 7658AP |  |  | 13.54 | 2001-12-08 08:49 | Anjanece | 10 | 0 | #VALUE! | #VALUE!
MACLEAN POWER SYSTEMS | 7658AP | Y | MACLEAN POWER SYSTEMS , 7658AP |  |  | 13.56 | 2001-12-08 08:49 | Anjanece | 10 | 0 | #VALUE! | #VALUE!
MACLEAN POWER SYSTEMS | 7658AP | Y | MACLEAN POWER SYSTEMS , 7658AP |  |  | 13.64 | 2001-12-08 08:49 | Anjanece | 10 | 0 | #VALUE! | #VALUE!
MACLEAN POWER SYSTEMS | 7658AP | Y | MACLEAN POWER SYSTEMS , 7658AP |  |  | 13.82 | 2001-12-08 08:49 | Anjanece | 10 | 0 | #VALUE! | #VALUE!
MACLEAN POWER SYSTEMS | 7658AP | Y | MACLEAN POWER SYSTEMS , 7658AP |  |  | 13.96 | 2001-12-08 08:49 | Anjanece | 10 | 0 | #VALUE! | #VALUE!
MACLEAN POWER SYSTEMS | 7658AP | Y | MACLEAN POWER SYSTEMS , 7658AP |  |  | 14 | 2001-12-08 08:49 | Anjanece | 10 | 0 | #VALUE! | #VALUE!
MACLEAN POWER SYSTEMS | 7658AP | Y | MACLEAN POWER SYSTEMS , 7658AP |  |  | 14.51 | 2001-12-08 08:49 | Anjanece | 10 | 0 | #VALUE! | #VALUE!
MACLEAN POWER SYSTEMS | 7658AP | Y | MACLEAN POWER SYSTEMS , 7658AP |  |  | 15.53 | 2001-12-08 08:49 | Anjanece | 10 | 0 | #VALUE! | #VALUE!
MACLEAN POWER SYSTEMS | 7658AP | Y | MACLEAN POWER SYSTEMS , 7658AP |  |  | 15.81 | 2001-12-08 08:49 | Anjanece | 10 | 0 | #VALUE! | #VALUE!
MACLEAN POWER SYSTEMS | 7658AP | Y | MACLEAN POWER SYSTEMS , 7658AP |  |  | 16.61 | 2001-12-08 08:49 | Anjanece | 10 | 0 | #VALUE! | #VALUE!
MACLEAN POWER SYSTEMS | 7658AP | Y | MACLEAN POWER SYSTEMS , 7658AP |  |  | 16.82 | 2001-12-08 08:49 | Anjanece | 10 | 0 | #VALUE! | #VALUE!
MACLEAN POWER SYSTEMS | 7658AP | Y | MACLEAN POWER SYSTEMS , 7658AP |  |  | 16.97 | 2001-12-08 08:49 | Anjanece | 10 | 0 | #VALUE! | #VALUE!
MACLEAN POWER SYSTEMS | 7658AP | Y | MACLEAN POWER SYSTEMS , 7658AP |  |  | 17.41 | 2001-12-08 08:49 | Anjanece | 10 | 0 | #VALUE! | #VALUE!
MACLEAN POWER SYSTEMS | 7658AP | Y | MACLEAN POWER SYSTEMS , 7658AP |  |  | 17.65 | 2001-12-08 08:49 | Anjanece | 10 | 0 | #VALUE! | #VALUE!
MACLEAN POWER SYSTEMS | 7658AP | Y | MACLEAN POWER SYSTEMS , 7658AP |  |  | 17.71 | 2001-12-08 08:49 | Anjanece | 10 | 0 | #VALUE! | #VALUE!
MACLEAN POWER SYSTEMS | 7658AP | Y | MACLEAN POWER SYSTEMS , 7658AP |  |  | 17.72 | 2001-12-08 08:49 | Anjanece | 10 | 0 | #VALUE! | #VALUE!
MACLEAN POWER SYSTEMS | 7658AP | Y | MACLEAN POWER SYSTEMS , 7658AP |  |  | 17.78 | 2001-12-08 08:49 | Anjanece | 10 | 0 | #VALUE! | #VALUE!
MACLEAN POWER SYSTEMS | 7658AP | Y | MACLEAN POWER SYSTEMS , 7658AP |  |  | 18.14 | 2001-12-08 08:49 | Anjanece | 10 | 0 | #VALUE! | #VALUE!
MACLEAN POWER SYSTEMS | 7658AP | Y | MACLEAN POWER SYSTEMS , 7658AP |  |  | 18.24 | 2001-12-08 08:49 | Anjanece | 10 | 0 | #VALUE! | #VALUE!
MACLEAN POWER SYSTEMS | 7658AP | Y | MACLEAN POWER SYSTEMS , 7658AP |  |  | 18.31 | 2001-12-08 08:49 | Anjanece | 10 | 0 | #VALUE! | #VALUE!
MACLEAN POWER SYSTEMS | 7658AP | Y | MACLEAN POWER SYSTEMS , 7658AP |  |  | 18.48 | 2001-12-08 08:49 | Anjanece | 10 | 0 | #VALUE! | #VALUE!
MACLEAN POWER SYSTEMS | 7658AP | Y | MACLEAN POWER SYSTEMS , 7658AP |  |  | 18.58 | 2001-12-08 08:49 | Anjanece | 10 | 0 | #VALUE! | #VALUE!
MACLEAN POWER SYSTEMS | 7658AP | Y | MACLEAN POWER SYSTEMS , 7658AP |  |  | 18.61 | 2001-12-08 08:49 | Anjanece | 10 | 0 | #VALUE! | #VALUE!
MACLEAN POWER SYSTEMS | 7658AP | Y | MACLEAN POWER SYSTEMS , 7658AP |  | Storm Stores | 0 | 2018-04-16 10:33 | Anjanece | 10 | 0 | #VALUE! | #VALUE!
MACLEAN POWER SYSTEMS | 7658AP | Y | MACLEAN POWER SYSTEMS , 7658AP |  |  | 13.11 | 2018-04-16 10:33 | Anjanece | 10 | 0 | #VALUE! | #VALUE!
MACLEAN POWER SYSTEMS | 7658AP | Y | MACLEAN POWER SYSTEMS , 7658AP |  |  | 13.82 | 2018-04-16 10:33 | Anjanece | 10 | 0 | #VALUE! | #VALUE!
MACLEAN POWER SYSTEMS | 7658AP | Y | MACLEAN POWER SYSTEMS , 7658AP |  |  | 14.01 | 2018-04-16 10:33 | Anjanece | 10 | 0 | #VALUE! | #VALUE!
MACLEAN POWER SYSTEMS | 7658AP | Y | MACLEAN POWER SYSTEMS , 7658AP |  |  | 15.05 | 2018-04-16 10:33 | Anjanece | 10 | 0 | #VALUE! | #VALUE!
MACLEAN POWER SYSTEMS | 7658AP | Y | MACLEAN POWER SYSTEMS , 7658AP |  |  | 16.78 | 2018-04-16 10:33 | Anjanece | 10 | 0 | #VALUE! | #VALUE!
HUBBELL POWER SYSTEMS, INC. | GL1333A | Y | HUBBELL POWER SYSTEMS, INC. , GL1333A | JEA OVERHEAD DISTRIBUTION | CSC Stores | 37.28 | 2001-12-08 08:50 | Anjanece | 10 | 300 | #VALUE! | #VALUE!
HUBBELL POWER SYSTEMS, INC. | GL1333A | Y | HUBBELL POWER SYSTEMS, INC. , GL1333A |  |  | 38 | 2001-12-08 08:50 | Anjanece | 10 | 300 | #VALUE! | #VALUE!
HUBBELL POWER SYSTEMS, INC. | GL1333A | Y | HUBBELL POWER SYSTEMS, INC. , GL1333A |  |  | 38.21 | 2001-12-08 08:50 | Anjanece | 10 | 300 | #VALUE! | #VALUE!
HUBBELL POWER SYSTEMS, INC. | GL1333A | Y | HUBBELL POWER SYSTEMS, INC. , GL1333A |  |  | 38.29 | 2001-12-08 08:50 | Anjanece | 10 | 300 | #VALUE! | #VALUE!
HUBBELL POWER SYSTEMS, INC. | GL1333A | Y | HUBBELL POWER SYSTEMS, INC. , GL1333A |  |  | 38.49 | 2001-12-08 08:50 | Anjanece | 10 | 300 | #VALUE! | #VALUE!
HUBBELL POWER SYSTEMS, INC. | GL1333A | Y | HUBBELL POWER SYSTEMS, INC. , GL1333A |  |  | 39.11 | 2001-12-08 08:50 | Anjanece | 10 | 300 | #VALUE! | #VALUE!
HUBBELL POWER SYSTEMS, INC. | GL1333A | Y | HUBBELL POWER SYSTEMS, INC. , GL1333A |  |  | 40.8 | 2001-12-08 08:50 | Anjanece | 10 | 300 | #VALUE! | #VALUE!
HUBBELL POWER SYSTEMS, INC. | GL1333A | Y | HUBBELL POWER SYSTEMS, INC. , GL1333A |  |  | 41.26 | 2001-12-08 08:50 | Anjanece | 10 | 300 | #VALUE! | #VALUE!
HUBBELL POWER SYSTEMS, INC. | GL1333A | Y | HUBBELL POWER SYSTEMS, INC. , GL1333A |  |  | 42.04 | 2001-12-08 08:50 | Anjanece | 10 | 300 | #VALUE! | #VALUE!
HUBBELL POWER SYSTEMS, INC. | GL1333A | Y | HUBBELL POWER SYSTEMS, INC. , GL1333A |  |  | 44.95 | 2001-12-08 08:50 | Anjanece | 10 | 300 | #VALUE! | #VALUE!
HUBBELL POWER SYSTEMS, INC. | GL1333A | Y | HUBBELL POWER SYSTEMS, INC. , GL1333A |  |  | 45.51 | 2001-12-08 08:50 | Anjanece | 10 | 300 | #VALUE! | #VALUE!
HUBBELL POWER SYSTEMS, INC. | GL1333A | Y | HUBBELL POWER SYSTEMS, INC. , GL1333A |  |  | 45.78 | 2001-12-08 08:50 | Anjanece | 10 | 300 | #VALUE! | #VALUE!
HUBBELL POWER SYSTEMS, INC. | GL1333A | Y | HUBBELL POWER SYSTEMS, INC. , GL1333A |  |  | 48.57 | 2001-12-08 08:50 | Anjanece | 10 | 300 | #VALUE! | #VALUE!
HUBBELL POWER SYSTEMS, INC. | GL1333A | Y | HUBBELL POWER SYSTEMS, INC. , GL1333A |  |  | 49.08 | 2001-12-08 08:50 | Anjanece | 10 | 300 | #VALUE! | #VALUE!
HUBBELL POWER SYSTEMS, INC. | GL1333A | Y | HUBBELL POWER SYSTEMS, INC. , GL1333A |  |  | 50.99 | 2001-12-08 08:50 | Anjanece | 10 | 300 | #VALUE! | #VALUE!
HUBBELL POWER SYSTEMS, INC. | GL1333A | Y | HUBBELL POWER SYSTEMS, INC. , GL1333A |  |  | 51.1 | 2001-12-08 08:50 | Anjanece | 10 | 300 | #VALUE! | #VALUE!
HUBBELL POWER SYSTEMS, INC. | GL1333A | Y | HUBBELL POWER SYSTEMS, INC. , GL1333A |  |  | 51.69 | 2001-12-08 08:50 | Anjanece | 10 | 300 | #VALUE! | #VALUE!
HUBBELL POWER SYSTEMS, INC. | GL1333A | Y | HUBBELL POWER SYSTEMS, INC. , GL1333A |  |  | 52.53 | 2001-12-08 08:50 | Anjanece | 10 | 300 | #VALUE! | #VALUE!
HUBBELL POWER SYSTEMS, INC. | GL1333A | Y | HUBBELL POWER SYSTEMS, INC. , GL1333A |  |  | 52.68 | 2001-12-08 08:50 | Anjanece | 10 | 300 | #VALUE! | #VALUE!
HUBBELL POWER SYSTEMS, INC. | GL1333A | Y | HUBBELL POWER SYSTEMS, INC. , GL1333A |  |  | 53.31 | 2001-12-08 08:50 | Anjanece | 10 | 300 | #VALUE! | #VALUE!
HUBBELL POWER SYSTEMS, INC. | GL1333A | Y | HUBBELL POWER SYSTEMS, INC. , GL1333A |  |  | 53.46 | 2001-12-08 08:50 | Anjanece | 10 | 300 | #VALUE! | #VALUE!
HUBBELL POWER SYSTEMS, INC. | GL1333A | Y | HUBBELL POWER SYSTEMS, INC. , GL1333A |  |  | 53.74 | 2001-12-08 08:50 | Anjanece | 10 | 300 | #VALUE! | #VALUE!
HUBBELL POWER SYSTEMS, INC. | GL1333A | Y | HUBBELL POWER SYSTEMS, INC. , GL1333A |  |  | 55.58 | 2001-12-08 08:50 | Anjanece | 10 | 300 | #VALUE! | #VALUE!
HUBBELL POWER SYSTEMS, INC. | GL1333A | Y | HUBBELL POWER SYSTEMS, INC. , GL1333A |  |  | 55.83 | 2001-12-08 08:50 | Anjanece | 10 | 300 | #VALUE! | #VALUE!
HUBBELL POWER SYSTEMS, INC. | GL1333A | Y | HUBBELL POWER SYSTEMS, INC. , GL1333A |  |  | 55.94 | 2001-12-08 08:50 | Anjanece | 10 | 300 | #VALUE! | #VALUE!
HUBBELL POWER SYSTEMS, INC. | GL1333A | Y | HUBBELL POWER SYSTEMS, INC. , GL1333A |  |  | 57.45 | 2001-12-08 08:50 | Anjanece | 10 | 300 | #VALUE! | #VALUE!
HUBBELL POWER SYSTEMS, INC. | GL1333A | Y | HUBBELL POWER SYSTEMS, INC. , GL1333A |  |  | 57.55 | 2001-12-08 08:50 | Anjanece | 10 | 300 | #VALUE! | #VALUE!
HUBBELL POWER SYSTEMS, INC. | GL1333A | Y | HUBBELL POWER SYSTEMS, INC. , GL1333A |  |  | 57.66 | 2001-12-08 08:50 | Anjanece | 10 | 300 | #VALUE! | #VALUE!
HUBBELL POWER SYSTEMS, INC. | GL1333A | Y | HUBBELL POWER SYSTEMS, INC. , GL1333A |  | Storm Stores | 0 | 2018-04-16 10:33 | Anjanece | 10 | 300 | #VALUE! | #VALUE!
HUBBELL POWER SYSTEMS, INC. | GL1333A | Y | HUBBELL POWER SYSTEMS, INC. , GL1333A |  |  | 51.5 | 2018-04-16 10:33 | Anjanece | 10 | 300 | #VALUE! | #VALUE!
HUBBELL POWER SYSTEMS, INC. | GL1333A | Y | HUBBELL POWER SYSTEMS, INC. , GL1333A |  |  | 52.53 | 2018-04-16 10:33 | Anjanece | 10 | 300 | #VALUE! | #VALUE!
HUBBELL POWER SYSTEMS, INC. | GL1333A | Y | HUBBELL POWER SYSTEMS, INC. , GL1333A |  |  | 52.97 | 2018-04-16 10:33 | Anjanece | 10 | 300 | #VALUE! | #VALUE!
HUBBELL POWER SYSTEMS, INC. | GL1333A | Y | HUBBELL POWER SYSTEMS, INC. , GL1333A |  |  | 53.46 | 2018-04-16 10:33 | Anjanece | 10 | 300 | #VALUE! | #VALUE!
HUBBELL POWER SYSTEMS, INC. | GL1333A | Y | HUBBELL POWER SYSTEMS, INC. , GL1333A |  |  | 54.07 | 2018-04-16 10:33 | Anjanece | 10 | 300 | #VALUE! | #VALUE!
FARGO | GL-150 | Y | FARGO , GL-150 | JEA OVERHEAD DISTRIBUTION | CSC Stores | 3.34 | 2001-12-08 08:51 | Anjanece | 200 | 0 | #VALUE! | #VALUE!
FARGO | GL-150 | Y | FARGO , GL-150 |  |  | 3.93 | 2001-12-08 08:51 | Anjanece | 200 | 0 | #VALUE! | #VALUE!
FARGO | GL-150 | Y | FARGO , GL-150 |  |  | 4.28 | 2001-12-08 08:51 | Anjanece | 200 | 0 | #VALUE! | #VALUE!
FARGO | GL-150 | Y | FARGO , GL-150 |  |  | 4.72 | 2001-12-08 08:51 | Anjanece | 200 | 0 | #VALUE! | #VALUE!
FARGO | GL-150 | Y | FARGO , GL-150 |  |  | 7.42 | 2001-12-08 08:51 | Anjanece | 200 | 0 | #VALUE! | #VALUE!
FARGO | GL-150 | Y | FARGO , GL-150 |  |  | 8.1 | 2001-12-08 08:51 | Anjanece | 200 | 0 | #VALUE! | #VALUE!
RELIABLE ELECTRIC CO. | 4161 | Y | RELIABLE ELECTRIC CO. , 4161 | JEA OVERHEAD DISTRIBUTION | CSC Stores | 3.34 | 2001-12-08 08:51 | Anjanece | 200 | 0 | #VALUE! | #VALUE!
RELIABLE ELECTRIC CO. | 4161 | Y | RELIABLE ELECTRIC CO. , 4161 |  |  | 3.93 | 2001-12-08 08:51 | Anjanece | 200 | 0 | #VALUE! | #VALUE!
RELIABLE ELECTRIC CO. | 4161 | Y | RELIABLE ELECTRIC CO. , 4161 |  |  | 4.28 | 2001-12-08 08:51 | Anjanece | 200 | 0 | #VALUE! | #VALUE!
RELIABLE ELECTRIC CO. | 4161 | Y | RELIABLE ELECTRIC CO. , 4161 |  |  | 4.72 | 2001-12-08 08:51 | Anjanece | 200 | 0 | #VALUE! | #VALUE!
RELIABLE ELECTRIC CO. | 4161 | Y | RELIABLE ELECTRIC CO. , 4161 |  |  | 7.42 | 2001-12-08 08:51 | Anjanece | 200 | 0 | #VALUE! | #VALUE!
RELIABLE ELECTRIC CO. | 4161 | Y | RELIABLE ELECTRIC CO. , 4161 |  |  | 8.1 | 2001-12-08 08:51 | Anjanece | 200 | 0 | #VALUE! | #VALUE!
3M | QS4-15SP-JEA | Y | 3M , QS4-15SP-JEA | JEA UNDERGROUND DISTRIBUTION | CSC Stores | 262.53 | 2002-05-01 10:55 | Anjanece | 1 | 60 | #VALUE! | #VALUE!
3M | QS4-15SP-JEA | Y | 3M , QS4-15SP-JEA |  |  | 265.12 | 2002-05-01 10:55 | Anjanece | 1 | 60 | #VALUE! | #VALUE!
3M | QS4-15SP-JEA | Y | 3M , QS4-15SP-JEA |  |  | 284.96 | 2002-05-01 10:55 | Anjanece | 1 | 60 | #VALUE! | #VALUE!
3M | QS4-15SP-JEA | Y | 3M , QS4-15SP-JEA |  |  | 288.7 | 2002-05-01 10:55 | Anjanece | 1 | 60 | #VALUE! | #VALUE!
3M | QS4-15SP-JEA | Y | 3M , QS4-15SP-JEA |  |  | 302.56 | 2002-05-01 10:55 | Anjanece | 1 | 60 | #VALUE! | #VALUE!
3M | QS4-15SP-JEA | Y | 3M , QS4-15SP-JEA |  |  | 334.73 | 2002-05-01 10:55 | Anjanece | 1 | 60 | #VALUE! | #VALUE!
3M | QS4-15SP-JEA | Y | 3M , QS4-15SP-JEA |  |  | 348.12 | 2002-05-01 10:55 | Anjanece | 1 | 60 | #VALUE! | #VALUE!
PRYSMIAN CABLE & SYSTEMS | 15SIPJCE-750-CU-GB460-JEA | Y | PRYSMIAN CABLE & SYSTEMS , 15SIPJCE-750-CU-GB460-JEA | JEA UNDERGROUND DISTRIBUTION | CSC Stores | 262.53 | 2002-05-01 10:55 | Anjanece | 1 | 60 | #VALUE! | #VALUE!
PRYSMIAN CABLE & SYSTEMS | 15SIPJCE-750-CU-GB460-JEA | Y | PRYSMIAN CABLE & SYSTEMS , 15SIPJCE-750-CU-GB460-JEA |  |  | 265.12 | 2002-05-01 10:55 | Anjanece | 1 | 60 | #VALUE! | #VALUE!
PRYSMIAN CABLE & SYSTEMS | 15SIPJCE-750-CU-GB460-JEA | Y | PRYSMIAN CABLE & SYSTEMS , 15SIPJCE-750-CU-GB460-JEA |  |  | 284.96 | 2002-05-01 10:55 | Anjanece | 1 | 60 | #VALUE! | #VALUE!
PRYSMIAN CABLE & SYSTEMS | 15SIPJCE-750-CU-GB460-JEA | Y | PRYSMIAN CABLE & SYSTEMS , 15SIPJCE-750-CU-GB460-JEA |  |  | 288.7 | 2002-05-01 10:55 | Anjanece | 1 | 60 | #VALUE! | #VALUE!
PRYSMIAN CABLE & SYSTEMS | 15SIPJCE-750-CU-GB460-JEA | Y | PRYSMIAN CABLE & SYSTEMS , 15SIPJCE-750-CU-GB460-JEA |  |  | 302.56 | 2002-05-01 10:55 | Anjanece | 1 | 60 | #VALUE! | #VALUE!
PRYSMIAN CABLE & SYSTEMS | 15SIPJCE-750-CU-GB460-JEA | Y | PRYSMIAN CABLE & SYSTEMS , 15SIPJCE-750-CU-GB460-JEA |  |  | 334.73 | 2002-05-01 10:55 | Anjanece | 1 | 60 | #VALUE! | #VALUE!
PRYSMIAN CABLE & SYSTEMS | 15SIPJCE-750-CU-GB460-JEA | Y | PRYSMIAN CABLE & SYSTEMS , 15SIPJCE-750-CU-GB460-JEA |  |  | 348.12 | 2002-05-01 10:55 | Anjanece | 1 | 60 | #VALUE! | #VALUE!
PRYSMIAN CABLE & SYSTEMS | 15SIPJCe-C-350-750ALSB | Y | PRYSMIAN CABLE & SYSTEMS , 15SIPJCe-C-350-750ALSB | JEA UNDERGROUND DISTRIBUTION | CSC Stores | 262.53 | 2002-05-01 10:55 | Anjanece | 1 | 60 | #VALUE! | #VALUE!
PRYSMIAN CABLE & SYSTEMS | 15SIPJCe-C-350-750ALSB | Y | PRYSMIAN CABLE & SYSTEMS , 15SIPJCe-C-350-750ALSB |  |  | 265.12 | 2002-05-01 10:55 | Anjanece | 1 | 60 | #VALUE! | #VALUE!
PRYSMIAN CABLE & SYSTEMS | 15SIPJCe-C-350-750ALSB | Y | PRYSMIAN CABLE & SYSTEMS , 15SIPJCe-C-350-750ALSB |  |  | 284.96 | 2002-05-01 10:55 | Anjanece | 1 | 60 | #VALUE! | #VALUE!
PRYSMIAN CABLE & SYSTEMS | 15SIPJCe-C-350-750ALSB | Y | PRYSMIAN CABLE & SYSTEMS , 15SIPJCe-C-350-750ALSB |  |  | 288.7 | 2002-05-01 10:55 | Anjanece | 1 | 60 | #VALUE! | #VALUE!
PRYSMIAN CABLE & SYSTEMS | 15SIPJCe-C-350-750ALSB | Y | PRYSMIAN CABLE & SYSTEMS , 15SIPJCe-C-350-750ALSB |  |  | 302.56 | 2002-05-01 10:55 | Anjanece | 1 | 60 | #VALUE! | #VALUE!
PRYSMIAN CABLE & SYSTEMS | 15SIPJCe-C-350-750ALSB | Y | PRYSMIAN CABLE & SYSTEMS , 15SIPJCe-C-350-750ALSB |  |  | 334.73 | 2002-05-01 10:55 | Anjanece | 1 | 60 | #VALUE! | #VALUE!
PRYSMIAN CABLE & SYSTEMS | 15SIPJCe-C-350-750ALSB | Y | PRYSMIAN CABLE & SYSTEMS , 15SIPJCe-C-350-750ALSB |  |  | 348.12 | 2002-05-01 10:55 | Anjanece | 1 | 60 | #VALUE! | #VALUE!
3M | 5488A-1750-2000 QSIII | Y | 3M , 5488A-1750-2000 QSIII | JEA UNDERGROUND DISTRIBUTION | CSC Stores | 2847.18 | 2011-02-04 09:42 | Anjanece | 1 | 0 | #VALUE! | #VALUE!
3M | 5488A-1750-2000 QSIII | Y | 3M , 5488A-1750-2000 QSIII |  |  | 2851.31 | 2011-02-04 09:42 | Anjanece | 1 | 0 | #VALUE! | #VALUE!
3M | 5488A-1750-2000 QSIII | Y | 3M , 5488A-1750-2000 QSIII |  |  | 2871.95 | 2011-02-04 09:42 | Anjanece | 1 | 0 | #VALUE! | #VALUE!
3M | 5488A-1750-2000 QSIII | Y | 3M , 5488A-1750-2000 QSIII |  |  | 2927 | 2011-02-04 09:42 | Anjanece | 1 | 0 | #VALUE! | #VALUE!
MMM/3M | QI-LV-2250-JEA | Y | MMM/3M , QI-LV-2250-JEA | JEA OVERHEAD DISTRIBUTION | CSC Stores | 3.34 | 2001-12-08 08:54 | Anjanece | 10 | 0 | #VALUE! | #VALUE!
MMM/3M | QI-LV-2250-JEA | Y | MMM/3M , QI-LV-2250-JEA |  |  | 5.23 | 2001-12-08 08:54 | Anjanece | 10 | 0 | #VALUE! | #VALUE!
MMM/3M | QI-LV-2250-JEA | Y | MMM/3M , QI-LV-2250-JEA |  |  | 78.66 | 2001-12-08 08:54 | Anjanece | 10 | 0 | #VALUE! | #VALUE!
MMM/3M | QI-LV-2250-JEA | Y | MMM/3M , QI-LV-2250-JEA |  |  | 96.24 | 2001-12-08 08:54 | Anjanece | 10 | 0 | #VALUE! | #VALUE!
MMM/3M | QI-LV-2250-JEA | Y | MMM/3M , QI-LV-2250-JEA |  |  | 302.87 | 2001-12-08 08:54 | Anjanece | 10 | 0 | #VALUE! | #VALUE!
MMM/3M | QI-10/37-270-JEA | Y | MMM/3M , QI-10/37-270-JEA | JEA OVERHEAD DISTRIBUTION | CSC Stores | 3.52 | 2001-12-08 08:55 | Anjanece | 10 | 0 | #VALUE! | #VALUE!
MMM/3M | QI-10/37-270-JEA | Y | MMM/3M , QI-10/37-270-JEA |  |  | 66.78 | 2001-12-08 08:55 | Anjanece | 10 | 0 | #VALUE! | #VALUE!
MMM/3M | QI-10/37-270-JEA | Y | MMM/3M , QI-10/37-270-JEA |  |  | 87.31 | 2001-12-08 08:55 | Anjanece | 10 | 0 | #VALUE! | #VALUE!
MMM/3M | QI-10/37-270-JEA | Y | MMM/3M , QI-10/37-270-JEA |  |  | 89.98 | 2001-12-08 08:55 | Anjanece | 10 | 0 | #VALUE! | #VALUE!
MMM/3M | QI-10/37-270-JEA | Y | MMM/3M , QI-10/37-270-JEA |  |  | 90 | 2001-12-08 08:55 | Anjanece | 10 | 0 | #VALUE! | #VALUE!
MMM/3M | QI-10/37-270-JEA | Y | MMM/3M , QI-10/37-270-JEA |  |  | 90.43 | 2001-12-08 08:55 | Anjanece | 10 | 0 | #VALUE! | #VALUE!
MMM/3M | QI-10/37-270-JEA | Y | MMM/3M , QI-10/37-270-JEA |  |  | 92.31 | 2001-12-08 08:55 | Anjanece | 10 | 0 | #VALUE! | #VALUE!
MMM/3M | QI-10/37-270-JEA | Y | MMM/3M , QI-10/37-270-JEA |  |  | 99.26 | 2001-12-08 08:55 | Anjanece | 10 | 0 | #VALUE! | #VALUE!
MMM/3M | QI-10/37-270-JEA | Y | MMM/3M , QI-10/37-270-JEA |  |  | 115.5 | 2001-12-08 08:55 | Anjanece | 10 | 0 | #VALUE! | #VALUE!
MMM/3M | QI-10/37-270-JEA | Y | MMM/3M , QI-10/37-270-JEA |  |  | 121.42 | 2001-12-08 08:55 | Anjanece | 10 | 0 | #VALUE! | #VALUE!
MMM/3M | QI-10/37-270-JEA | Y | MMM/3M , QI-10/37-270-JEA |  |  | 124.77 | 2001-12-08 08:55 | Anjanece | 10 | 0 | #VALUE! | #VALUE!
MMM/3M | QI-10/37-270-JEA | Y | MMM/3M , QI-10/37-270-JEA |  |  | 124.91 | 2001-12-08 08:55 | Anjanece | 10 | 0 | #VALUE! | #VALUE!
MMM/3M | QI-10/37-270-JEA | Y | MMM/3M , QI-10/37-270-JEA |  |  | 128.44 | 2001-12-08 08:55 | Anjanece | 10 | 0 | #VALUE! | #VALUE!
MMM/3M | QI-LV-4060-JEA | Y | MMM/3M , QI-LV-4060-JEA | JEA OVERHEAD DISTRIBUTION | CSC Stores | 8.41 | 2001-12-08 08:55 | Anjanece | 10 | 0 | #VALUE! | #VALUE!
MMM/3M | QI-LV-4060-JEA | Y | MMM/3M , QI-LV-4060-JEA |  |  | 11.06 | 2001-12-08 08:55 | Anjanece | 10 | 0 | #VALUE! | #VALUE!
MMM/3M | QI-LV-4060-JEA | Y | MMM/3M , QI-LV-4060-JEA |  |  | 68.4 | 2001-12-08 08:55 | Anjanece | 10 | 0 | #VALUE! | #VALUE!
MMM/3M | QI-LV-4060-JEA | Y | MMM/3M , QI-LV-4060-JEA |  |  | 81.83 | 2001-12-08 08:55 | Anjanece | 10 | 0 | #VALUE! | #VALUE!
MMM/3M | QI-LV-4060-JEA | Y | MMM/3M , QI-LV-4060-JEA |  |  | 113.13 | 2001-12-08 08:55 | Anjanece | 10 | 0 | #VALUE! | #VALUE!
MMM/3M | QI-LV-4060-JEA | Y | MMM/3M , QI-LV-4060-JEA |  |  | 127.73 | 2001-12-08 08:55 | Anjanece | 10 | 0 | #VALUE! | #VALUE!
MMM/3M | QI-LV-4060-JEA | Y | MMM/3M , QI-LV-4060-JEA |  |  | 132.94 | 2001-12-08 08:55 | Anjanece | 10 | 0 | #VALUE! | #VALUE!
MMM/3M | QI-LV-4060-JEA | Y | MMM/3M , QI-LV-4060-JEA |  |  | 152.95 | 2001-12-08 08:55 | Anjanece | 10 | 0 | #VALUE! | #VALUE!
MMM/3M | QI-LV-4060-JEA | Y | MMM/3M , QI-LV-4060-JEA |  |  | 154.57 | 2001-12-08 08:55 | Anjanece | 10 | 0 | #VALUE! | #VALUE!
MMM/3M | QI-LV-4060-JEA | Y | MMM/3M , QI-LV-4060-JEA |  |  | 155.96 | 2001-12-08 08:55 | Anjanece | 10 | 0 | #VALUE! | #VALUE!
HOMAC | USK350 | Y | HOMAC , USK350 | JEA UNDERGROUND DISTRIBUTION | CSC Stores | 4.98 | 2001-12-08 08:56 | Anjanece | 50 | 750 | #VALUE! | #VALUE!
HOMAC | USK350 | Y | HOMAC , USK350 |  |  | 5.01 | 2001-12-08 08:56 | Anjanece | 50 | 750 | #VALUE! | #VALUE!
HOMAC | USK350 | Y | HOMAC , USK350 |  |  | 5.04 | 2001-12-08 08:56 | Anjanece | 50 | 750 | #VALUE! | #VALUE!
HOMAC | USK350 | Y | HOMAC , USK350 |  |  | 5.07 | 2001-12-08 08:56 | Anjanece | 50 | 750 | #VALUE! | #VALUE!
HOMAC | USK350 | Y | HOMAC , USK350 |  |  | 5.11 | 2001-12-08 08:56 | Anjanece | 50 | 750 | #VALUE! | #VALUE!
HOMAC | USK350 | Y | HOMAC , USK350 |  |  | 5.13 | 2001-12-08 08:56 | Anjanece | 50 | 750 | #VALUE! | #VALUE!
HOMAC | USK350 | Y | HOMAC , USK350 |  |  | 5.17 | 2001-12-08 08:56 | Anjanece | 50 | 750 | #VALUE! | #VALUE!
HOMAC | USK350 | Y | HOMAC , USK350 |  |  | 5.19 | 2001-12-08 08:56 | Anjanece | 50 | 750 | #VALUE! | #VALUE!
HOMAC | USK350 | Y | HOMAC , USK350 |  |  | 5.2 | 2001-12-08 08:56 | Anjanece | 50 | 750 | #VALUE! | #VALUE!
HOMAC | USK350 | Y | HOMAC , USK350 |  |  | 5.21 | 2001-12-08 08:56 | Anjanece | 50 | 750 | #VALUE! | #VALUE!
HOMAC | USK350 | Y | HOMAC , USK350 |  |  | 5.22 | 2001-12-08 08:56 | Anjanece | 50 | 750 | #VALUE! | #VALUE!
HOMAC | USK350 | Y | HOMAC , USK350 |  |  | 5.24 | 2001-12-08 08:56 | Anjanece | 50 | 750 | #VALUE! | #VALUE!
HOMAC | USK350 | Y | HOMAC , USK350 |  |  | 5.36 | 2001-12-08 08:56 | Anjanece | 50 | 750 | #VALUE! | #VALUE!
HOMAC | USK350 | Y | HOMAC , USK350 |  |  | 5.4 | 2001-12-08 08:56 | Anjanece | 50 | 750 | #VALUE! | #VALUE!
HOMAC | USK350 | Y | HOMAC , USK350 |  |  | 5.49 | 2001-12-08 08:56 | Anjanece | 50 | 750 | #VALUE! | #VALUE!
HOMAC | USK350 | Y | HOMAC , USK350 |  |  | 5.5 | 2001-12-08 08:56 | Anjanece | 50 | 750 | #VALUE! | #VALUE!
HOMAC | USK350 | Y | HOMAC , USK350 |  |  | 5.51 | 2001-12-08 08:56 | Anjanece | 50 | 750 | #VALUE! | #VALUE!
HOMAC | USK350 | Y | HOMAC , USK350 |  |  | 5.52 | 2001-12-08 08:56 | Anjanece | 50 | 750 | #VALUE! | #VALUE!
HOMAC | USK350 | Y | HOMAC , USK350 |  |  | 5.54 | 2001-12-08 08:56 | Anjanece | 50 | 750 | #VALUE! | #VALUE!
HOMAC | USK350 | Y | HOMAC , USK350 |  |  | 5.56 | 2001-12-08 08:56 | Anjanece | 50 | 750 | #VALUE! | #VALUE!
HOMAC | USK350 | Y | HOMAC , USK350 |  |  | 5.59 | 2001-12-08 08:56 | Anjanece | 50 | 750 | #VALUE! | #VALUE!
HOMAC | USK350 | Y | HOMAC , USK350 |  |  | 5.61 | 2001-12-08 08:56 | Anjanece | 50 | 750 | #VALUE! | #VALUE!
HOMAC | USK350 | Y | HOMAC , USK350 |  |  | 5.62 | 2001-12-08 08:56 | Anjanece | 50 | 750 | #VALUE! | #VALUE!
HOMAC | USK350 | Y | HOMAC , USK350 |  |  | 5.63 | 2001-12-08 08:56 | Anjanece | 50 | 750 | #VALUE! | #VALUE!
HOMAC | USK350 | Y | HOMAC , USK350 |  |  | 5.66 | 2001-12-08 08:56 | Anjanece | 50 | 750 | #VALUE! | #VALUE!
HOMAC | USK350 | Y | HOMAC , USK350 |  |  | 5.68 | 2001-12-08 08:56 | Anjanece | 50 | 750 | #VALUE! | #VALUE!
HOMAC | USK350 | Y | HOMAC , USK350 |  |  | 5.69 | 2001-12-08 08:56 | Anjanece | 50 | 750 | #VALUE! | #VALUE!
HOMAC | USK350 | Y | HOMAC , USK350 |  |  | 7.36 | 2001-12-08 08:56 | Anjanece | 50 | 750 | #VALUE! | #VALUE!
HOMAC | USK350 | Y | HOMAC , USK350 |  |  | 7.48 | 2001-12-08 08:56 | Anjanece | 50 | 750 | #VALUE! | #VALUE!
HOMAC | USK350 | Y | HOMAC , USK350 |  |  | 8.1 | 2001-12-08 08:56 | Anjanece | 50 | 750 | #VALUE! | #VALUE!
HOMAC | USK350 | Y | HOMAC , USK350 |  |  | 8.69 | 2001-12-08 08:56 | Anjanece | 50 | 750 | #VALUE! | #VALUE!
HOMAC | USK350 | Y | HOMAC , USK350 |  |  | 11.21 | 2001-12-08 08:56 | Anjanece | 50 | 750 | #VALUE! | #VALUE!
HOMAC | USK350 | Y | HOMAC , USK350 |  |  | 11.22 | 2001-12-08 08:56 | Anjanece | 50 | 750 | #VALUE! | #VALUE!
HOMAC | USK350 | Y | HOMAC , USK350 |  |  | 11.25 | 2001-12-08 08:56 | Anjanece | 50 | 750 | #VALUE! | #VALUE!
HOMAC | USK350 | Y | HOMAC , USK350 |  |  | 11.26 | 2001-12-08 08:56 | Anjanece | 50 | 750 | #VALUE! | #VALUE!
HOMAC | USK350 | Y | HOMAC , USK350 |  |  | 11.33 | 2001-12-08 08:56 | Anjanece | 50 | 750 | #VALUE! | #VALUE!
HOMAC | USK350 | Y | HOMAC , USK350 |  |  | 11.4 | 2001-12-08 08:56 | Anjanece | 50 | 750 | #VALUE! | #VALUE!
HOMAC | USK350 | Y | HOMAC , USK350 |  |  | 11.59 | 2001-12-08 08:56 | Anjanece | 50 | 750 | #VALUE! | #VALUE!
HOMAC | USK350 | Y | HOMAC , USK350 |  |  | 12.08 | 2001-12-08 08:56 | Anjanece | 50 | 750 | #VALUE! | #VALUE!
PLP | HT8-500/350K | Y | PLP , HT8-500/350K | JEA UNDERGROUND DISTRIBUTION | CSC Stores | 4.98 | 2001-12-08 08:56 | Anjanece | 50 | 750 | #VALUE! | #VALUE!
PLP | HT8-500/350K | Y | PLP , HT8-500/350K |  |  | 5.01 | 2001-12-08 08:56 | Anjanece | 50 | 750 | #VALUE! | #VALUE!
PLP | HT8-500/350K | Y | PLP , HT8-500/350K |  |  | 5.04 | 2001-12-08 08:56 | Anjanece | 50 | 750 | #VALUE! | #VALUE!
PLP | HT8-500/350K | Y | PLP , HT8-500/350K |  |  | 5.07 | 2001-12-08 08:56 | Anjanece | 50 | 750 | #VALUE! | #VALUE!
PLP | HT8-500/350K | Y | PLP , HT8-500/350K |  |  | 5.11 | 2001-12-08 08:56 | Anjanece | 50 | 750 | #VALUE! | #VALUE!
PLP | HT8-500/350K | Y | PLP , HT8-500/350K |  |  | 5.13 | 2001-12-08 08:56 | Anjanece | 50 | 750 | #VALUE! | #VALUE!
PLP | HT8-500/350K | Y | PLP , HT8-500/350K |  |  | 5.17 | 2001-12-08 08:56 | Anjanece | 50 | 750 | #VALUE! | #VALUE!
PLP | HT8-500/350K | Y | PLP , HT8-500/350K |  |  | 5.19 | 2001-12-08 08:56 | Anjanece | 50 | 750 | #VALUE! | #VALUE!
PLP | HT8-500/350K | Y | PLP , HT8-500/350K |  |  | 5.2 | 2001-12-08 08:56 | Anjanece | 50 | 750 | #VALUE! | #VALUE!
PLP | HT8-500/350K | Y | PLP , HT8-500/350K |  |  | 5.21 | 2001-12-08 08:56 | Anjanece | 50 | 750 | #VALUE! | #VALUE!
PLP | HT8-500/350K | Y | PLP , HT8-500/350K |  |  | 5.22 | 2001-12-08 08:56 | Anjanece | 50 | 750 | #VALUE! | #VALUE!
PLP | HT8-500/350K | Y | PLP , HT8-500/350K |  |  | 5.24 | 2001-12-08 08:56 | Anjanece | 50 | 750 | #VALUE! | #VALUE!
PLP | HT8-500/350K | Y | PLP , HT8-500/350K |  |  | 5.36 | 2001-12-08 08:56 | Anjanece | 50 | 750 | #VALUE! | #VALUE!
PLP | HT8-500/350K | Y | PLP , HT8-500/350K |  |  | 5.4 | 2001-12-08 08:56 | Anjanece | 50 | 750 | #VALUE! | #VALUE!
PLP | HT8-500/350K | Y | PLP , HT8-500/350K |  |  | 5.49 | 2001-12-08 08:56 | Anjanece | 50 | 750 | #VALUE! | #VALUE!
PLP | HT8-500/350K | Y | PLP , HT8-500/350K |  |  | 5.5 | 2001-12-08 08:56 | Anjanece | 50 | 750 | #VALUE! | #VALUE!
PLP | HT8-500/350K | Y | PLP , HT8-500/350K |  |  | 5.51 | 2001-12-08 08:56 | Anjanece | 50 | 750 | #VALUE! | #VALUE!
PLP | HT8-500/350K | Y | PLP , HT8-500/350K |  |  | 5.52 | 2001-12-08 08:56 | Anjanece | 50 | 750 | #VALUE! | #VALUE!
PLP | HT8-500/350K | Y | PLP , HT8-500/350K |  |  | 5.54 | 2001-12-08 08:56 | Anjanece | 50 | 750 | #VALUE! | #VALUE!
PLP | HT8-500/350K | Y | PLP , HT8-500/350K |  |  | 5.56 | 2001-12-08 08:56 | Anjanece | 50 | 750 | #VALUE! | #VALUE!
PLP | HT8-500/350K | Y | PLP , HT8-500/350K |  |  | 5.59 | 2001-12-08 08:56 | Anjanece | 50 | 750 | #VALUE! | #VALUE!
PLP | HT8-500/350K | Y | PLP , HT8-500/350K |  |  | 5.61 | 2001-12-08 08:56 | Anjanece | 50 | 750 | #VALUE! | #VALUE!
PLP | HT8-500/350K | Y | PLP , HT8-500/350K |  |  | 5.62 | 2001-12-08 08:56 | Anjanece | 50 | 750 | #VALUE! | #VALUE!
PLP | HT8-500/350K | Y | PLP , HT8-500/350K |  |  | 5.63 | 2001-12-08 08:56 | Anjanece | 50 | 750 | #VALUE! | #VALUE!
PLP | HT8-500/350K | Y | PLP , HT8-500/350K |  |  | 5.66 | 2001-12-08 08:56 | Anjanece | 50 | 750 | #VALUE! | #VALUE!
PLP | HT8-500/350K | Y | PLP , HT8-500/350K |  |  | 5.68 | 2001-12-08 08:56 | Anjanece | 50 | 750 | #VALUE! | #VALUE!
PLP | HT8-500/350K | Y | PLP , HT8-500/350K |  |  | 5.69 | 2001-12-08 08:56 | Anjanece | 50 | 750 | #VALUE! | #VALUE!
PLP | HT8-500/350K | Y | PLP , HT8-500/350K |  |  | 7.36 | 2001-12-08 08:56 | Anjanece | 50 | 750 | #VALUE! | #VALUE!
PLP | HT8-500/350K | Y | PLP , HT8-500/350K |  |  | 7.48 | 2001-12-08 08:56 | Anjanece | 50 | 750 | #VALUE! | #VALUE!
PLP | HT8-500/350K | Y | PLP , HT8-500/350K |  |  | 8.1 | 2001-12-08 08:56 | Anjanece | 50 | 750 | #VALUE! | #VALUE!
PLP | HT8-500/350K | Y | PLP , HT8-500/350K |  |  | 8.69 | 2001-12-08 08:56 | Anjanece | 50 | 750 | #VALUE! | #VALUE!
PLP | HT8-500/350K | Y | PLP , HT8-500/350K |  |  | 11.21 | 2001-12-08 08:56 | Anjanece | 50 | 750 | #VALUE! | #VALUE!
PLP | HT8-500/350K | Y | PLP , HT8-500/350K |  |  | 11.22 | 2001-12-08 08:56 | Anjanece | 50 | 750 | #VALUE! | #VALUE!
PLP | HT8-500/350K | Y | PLP , HT8-500/350K |  |  | 11.25 | 2001-12-08 08:56 | Anjanece | 50 | 750 | #VALUE! | #VALUE!
PLP | HT8-500/350K | Y | PLP , HT8-500/350K |  |  | 11.26 | 2001-12-08 08:56 | Anjanece | 50 | 750 | #VALUE! | #VALUE!
PLP | HT8-500/350K | Y | PLP , HT8-500/350K |  |  | 11.33 | 2001-12-08 08:56 | Anjanece | 50 | 750 | #VALUE! | #VALUE!
PLP | HT8-500/350K | Y | PLP , HT8-500/350K |  |  | 11.4 | 2001-12-08 08:56 | Anjanece | 50 | 750 | #VALUE! | #VALUE!
PLP | HT8-500/350K | Y | PLP , HT8-500/350K |  |  | 11.59 | 2001-12-08 08:56 | Anjanece | 50 | 750 | #VALUE! | #VALUE!
PLP | HT8-500/350K | Y | PLP , HT8-500/350K |  |  | 12.08 | 2001-12-08 08:56 | Anjanece | 50 | 750 | #VALUE! | #VALUE!
UTILCO | SSK-350 | Y | UTILCO , SSK-350 | JEA UNDERGROUND DISTRIBUTION | CSC Stores | 4.98 | 2001-12-08 08:56 | Anjanece | 50 | 750 | #VALUE! | #VALUE!
UTILCO | SSK-350 | Y | UTILCO , SSK-350 |  |  | 5.01 | 2001-12-08 08:56 | Anjanece | 50 | 750 | #VALUE! | #VALUE!
UTILCO | SSK-350 | Y | UTILCO , SSK-350 |  |  | 5.04 | 2001-12-08 08:56 | Anjanece | 50 | 750 | #VALUE! | #VALUE!
UTILCO | SSK-350 | Y | UTILCO , SSK-350 |  |  | 5.07 | 2001-12-08 08:56 | Anjanece | 50 | 750 | #VALUE! | #VALUE!
UTILCO | SSK-350 | Y | UTILCO , SSK-350 |  |  | 5.11 | 2001-12-08 08:56 | Anjanece | 50 | 750 | #VALUE! | #VALUE!
UTILCO | SSK-350 | Y | UTILCO , SSK-350 |  |  | 5.13 | 2001-12-08 08:56 | Anjanece | 50 | 750 | #VALUE! | #VALUE!
UTILCO | SSK-350 | Y | UTILCO , SSK-350 |  |  | 5.17 | 2001-12-08 08:56 | Anjanece | 50 | 750 | #VALUE! | #VALUE!
UTILCO | SSK-350 | Y | UTILCO , SSK-350 |  |  | 5.19 | 2001-12-08 08:56 | Anjanece | 50 | 750 | #VALUE! | #VALUE!
UTILCO | SSK-350 | Y | UTILCO , SSK-350 |  |  | 5.2 | 2001-12-08 08:56 | Anjanece | 50 | 750 | #VALUE! | #VALUE!
UTILCO | SSK-350 | Y | UTILCO , SSK-350 |  |  | 5.21 | 2001-12-08 08:56 | Anjanece | 50 | 750 | #VALUE! | #VALUE!
UTILCO | SSK-350 | Y | UTILCO , SSK-350 |  |  | 5.22 | 2001-12-08 08:56 | Anjanece | 50 | 750 | #VALUE! | #VALUE!
UTILCO | SSK-350 | Y | UTILCO , SSK-350 |  |  | 5.24 | 2001-12-08 08:56 | Anjanece | 50 | 750 | #VALUE! | #VALUE!
UTILCO | SSK-350 | Y | UTILCO , SSK-350 |  |  | 5.36 | 2001-12-08 08:56 | Anjanece | 50 | 750 | #VALUE! | #VALUE!
UTILCO | SSK-350 | Y | UTILCO , SSK-350 |  |  | 5.4 | 2001-12-08 08:56 | Anjanece | 50 | 750 | #VALUE! | #VALUE!
UTILCO | SSK-350 | Y | UTILCO , SSK-350 |  |  | 5.49 | 2001-12-08 08:56 | Anjanece | 50 | 750 | #VALUE! | #VALUE!
UTILCO | SSK-350 | Y | UTILCO , SSK-350 |  |  | 5.5 | 2001-12-08 08:56 | Anjanece | 50 | 750 | #VALUE! | #VALUE!
UTILCO | SSK-350 | Y | UTILCO , SSK-350 |  |  | 5.51 | 2001-12-08 08:56 | Anjanece | 50 | 750 | #VALUE! | #VALUE!
UTILCO | SSK-350 | Y | UTILCO , SSK-350 |  |  | 5.52 | 2001-12-08 08:56 | Anjanece | 50 | 750 | #VALUE! | #VALUE!
UTILCO | SSK-350 | Y | UTILCO , SSK-350 |  |  | 5.54 | 2001-12-08 08:56 | Anjanece | 50 | 750 | #VALUE! | #VALUE!
UTILCO | SSK-350 | Y | UTILCO , SSK-350 |  |  | 5.56 | 2001-12-08 08:56 | Anjanece | 50 | 750 | #VALUE! | #VALUE!
UTILCO | SSK-350 | Y | UTILCO , SSK-350 |  |  | 5.59 | 2001-12-08 08:56 | Anjanece | 50 | 750 | #VALUE! | #VALUE!
UTILCO | SSK-350 | Y | UTILCO , SSK-350 |  |  | 5.61 | 2001-12-08 08:56 | Anjanece | 50 | 750 | #VALUE! | #VALUE!
UTILCO | SSK-350 | Y | UTILCO , SSK-350 |  |  | 5.62 | 2001-12-08 08:56 | Anjanece | 50 | 750 | #VALUE! | #VALUE!
UTILCO | SSK-350 | Y | UTILCO , SSK-350 |  |  | 5.63 | 2001-12-08 08:56 | Anjanece | 50 | 750 | #VALUE! | #VALUE!
UTILCO | SSK-350 | Y | UTILCO , SSK-350 |  |  | 5.66 | 2001-12-08 08:56 | Anjanece | 50 | 750 | #VALUE! | #VALUE!
UTILCO | SSK-350 | Y | UTILCO , SSK-350 |  |  | 5.68 | 2001-12-08 08:56 | Anjanece | 50 | 750 | #VALUE! | #VALUE!
UTILCO | SSK-350 | Y | UTILCO , SSK-350 |  |  | 5.69 | 2001-12-08 08:56 | Anjanece | 50 | 750 | #VALUE! | #VALUE!
UTILCO | SSK-350 | Y | UTILCO , SSK-350 |  |  | 7.36 | 2001-12-08 08:56 | Anjanece | 50 | 750 | #VALUE! | #VALUE!
UTILCO | SSK-350 | Y | UTILCO , SSK-350 |  |  | 7.48 | 2001-12-08 08:56 | Anjanece | 50 | 750 | #VALUE! | #VALUE!
UTILCO | SSK-350 | Y | UTILCO , SSK-350 |  |  | 8.1 | 2001-12-08 08:56 | Anjanece | 50 | 750 | #VALUE! | #VALUE!
UTILCO | SSK-350 | Y | UTILCO , SSK-350 |  |  | 8.69 | 2001-12-08 08:56 | Anjanece | 50 | 750 | #VALUE! | #VALUE!
UTILCO | SSK-350 | Y | UTILCO , SSK-350 |  |  | 11.21 | 2001-12-08 08:56 | Anjanece | 50 | 750 | #VALUE! | #VALUE!
UTILCO | SSK-350 | Y | UTILCO , SSK-350 |  |  | 11.22 | 2001-12-08 08:56 | Anjanece | 50 | 750 | #VALUE! | #VALUE!
UTILCO | SSK-350 | Y | UTILCO , SSK-350 |  |  | 11.25 | 2001-12-08 08:56 | Anjanece | 50 | 750 | #VALUE! | #VALUE!
UTILCO | SSK-350 | Y | UTILCO , SSK-350 |  |  | 11.26 | 2001-12-08 08:56 | Anjanece | 50 | 750 | #VALUE! | #VALUE!
UTILCO | SSK-350 | Y | UTILCO , SSK-350 |  |  | 11.33 | 2001-12-08 08:56 | Anjanece | 50 | 750 | #VALUE! | #VALUE!
UTILCO | SSK-350 | Y | UTILCO , SSK-350 |  |  | 11.4 | 2001-12-08 08:56 | Anjanece | 50 | 750 | #VALUE! | #VALUE!
UTILCO | SSK-350 | Y | UTILCO , SSK-350 |  |  | 11.59 | 2001-12-08 08:56 | Anjanece | 50 | 750 | #VALUE! | #VALUE!
UTILCO | SSK-350 | Y | UTILCO , SSK-350 |  |  | 12.08 | 2001-12-08 08:56 | Anjanece | 50 | 750 | #VALUE! | #VALUE!
HOMAC | USK500 | Y | HOMAC , USK500 | JEA OVERHEAD DISTRIBUTION | CSC Stores | 17.03 | 2008-03-06 08:25 | Anjanece | 20 | 0 | #VALUE! | #VALUE!
HOMAC | USK500 | Y | HOMAC , USK500 |  |  | 17.69 | 2008-03-06 08:25 | Anjanece | 20 | 0 | #VALUE! | #VALUE!
HOMAC | USK500 | Y | HOMAC , USK500 |  |  | 18.15 | 2008-03-06 08:25 | Anjanece | 20 | 0 | #VALUE! | #VALUE!
HOMAC | USK500 | Y | HOMAC , USK500 |  |  | 18.31 | 2008-03-06 08:25 | Anjanece | 20 | 0 | #VALUE! | #VALUE!
HOMAC | USK500 | Y | HOMAC , USK500 |  |  | 18.33 | 2008-03-06 08:25 | Anjanece | 20 | 0 | #VALUE! | #VALUE!
HOMAC | USK500 | Y | HOMAC , USK500 |  |  | 18.72 | 2008-03-06 08:25 | Anjanece | 20 | 0 | #VALUE! | #VALUE!
HOMAC | USK500 | Y | HOMAC , USK500 |  |  | 18.89 | 2008-03-06 08:25 | Anjanece | 20 | 0 | #VALUE! | #VALUE!
HOMAC | USK500 | Y | HOMAC , USK500 |  |  | 19.78 | 2008-03-06 08:25 | Anjanece | 20 | 0 | #VALUE! | #VALUE!
HOMAC | USK500 | Y | HOMAC , USK500 |  |  | 20.2 | 2008-03-06 08:25 | Anjanece | 20 | 0 | #VALUE! | #VALUE!
HOMAC | USK500 | Y | HOMAC , USK500 |  |  | 21.46 | 2008-03-06 08:25 | Anjanece | 20 | 0 | #VALUE! | #VALUE!
HOMAC | USK500 | Y | HOMAC , USK500 |  |  | 21.65 | 2008-03-06 08:25 | Anjanece | 20 | 0 | #VALUE! | #VALUE!
HOMAC | USK500 | Y | HOMAC , USK500 |  |  | 22.15 | 2008-03-06 08:25 | Anjanece | 20 | 0 | #VALUE! | #VALUE!
HOMAC | USK500 | Y | HOMAC , USK500 |  |  | 22.19 | 2008-03-06 08:25 | Anjanece | 20 | 0 | #VALUE! | #VALUE!
HOMAC | USK500 | Y | HOMAC , USK500 |  |  | 22.43 | 2008-03-06 08:25 | Anjanece | 20 | 0 | #VALUE! | #VALUE!
HOMAC | USK500 | Y | HOMAC , USK500 |  |  | 22.48 | 2008-03-06 08:25 | Anjanece | 20 | 0 | #VALUE! | #VALUE!
HOMAC | USK500 | Y | HOMAC , USK500 |  |  | 22.53 | 2008-03-06 08:25 | Anjanece | 20 | 0 | #VALUE! | #VALUE!
HOMAC | USK500 | Y | HOMAC , USK500 |  |  | 22.59 | 2008-03-06 08:25 | Anjanece | 20 | 0 | #VALUE! | #VALUE!
HOMAC | USK500 | Y | HOMAC , USK500 |  |  | 23.84 | 2008-03-06 08:25 | Anjanece | 20 | 0 | #VALUE! | #VALUE!
HOMAC | USK500 | Y | HOMAC , USK500 |  |  | 34.91 | 2008-03-06 08:25 | Anjanece | 20 | 0 | #VALUE! | #VALUE!
HOMAC | USK500 | Y | HOMAC , USK500 |  |  | 40.56 | 2008-03-06 08:25 | Anjanece | 20 | 0 | #VALUE! | #VALUE!
HOMAC | USK500 | Y | HOMAC , USK500 |  |  | 45.32 | 2008-03-06 08:25 | Anjanece | 20 | 0 | #VALUE! | #VALUE!
HOMAC | USK500 | Y | HOMAC , USK500 |  |  | 46.64 | 2008-03-06 08:25 | Anjanece | 20 | 0 | #VALUE! | #VALUE!
RAYCHEM | S1189-3-600(B25) | Y | RAYCHEM , S1189-3-600(B25) | JEA UNDERGROUND DISTRIBUTION | CSC Stores | 6.63 | 2019-03-29 10:45 | Anjanece | 1 | 0 | #VALUE! | #VALUE!
SICAME | MTRS-04 | Y | SICAME , MTRS-04 | JEA OVERHEAD DISTRIBUTION | CSC Stores | 84.5 | 2023-11-15 15:31 | Anjanece | 1 | 0 | #VALUE! | #VALUE!
SICAME | MTRS-04 | Y | SICAME , MTRS-04 |  |  | 95.01 | 2023-11-15 15:31 | Anjanece | 1 | 0 | #VALUE! | #VALUE!
SICAME | MTRS-04 | Y | SICAME , MTRS-04 |  |  | 95.37 | 2023-11-15 15:31 | Anjanece | 1 | 0 | #VALUE! | #VALUE!
3M | QS4-25kV-QCI-500-1000-JEA | Y | 3M , QS4-25kV-QCI-500-1000-JEA | JEA UNDERGROUND DISTRIBUTION | CSC Stores | 276.84 | 2002-05-01 11:56 | Anjanece | 1 | 300 | #VALUE! | #VALUE!
3M | QS4-25kV-QCI-500-1000-JEA | Y | 3M , QS4-25kV-QCI-500-1000-JEA |  |  | 279.99 | 2002-05-01 11:56 | Anjanece | 1 | 300 | #VALUE! | #VALUE!
3M | QS4-25kV-QCI-500-1000-JEA | Y | 3M , QS4-25kV-QCI-500-1000-JEA |  |  | 308.64 | 2002-05-01 11:56 | Anjanece | 1 | 300 | #VALUE! | #VALUE!
3M | QS4-25kV-QCI-500-1000-JEA | Y | 3M , QS4-25kV-QCI-500-1000-JEA |  |  | 312.97 | 2002-05-01 11:56 | Anjanece | 1 | 300 | #VALUE! | #VALUE!
3M | QS4-25kV-QCI-500-1000-JEA | Y | 3M , QS4-25kV-QCI-500-1000-JEA |  |  | 317.94 | 2002-05-01 11:56 | Anjanece | 1 | 300 | #VALUE! | #VALUE!
3M | QS4-25kV-QCI-500-1000-JEA | Y | 3M , QS4-25kV-QCI-500-1000-JEA |  |  | 319.5 | 2002-05-01 11:56 | Anjanece | 1 | 300 | #VALUE! | #VALUE!
3M | QS4-25kV-QCI-500-1000-JEA | Y | 3M , QS4-25kV-QCI-500-1000-JEA |  |  | 319.53 | 2002-05-01 11:56 | Anjanece | 1 | 300 | #VALUE! | #VALUE!
3M | QS4-25kV-QCI-500-1000-JEA | Y | 3M , QS4-25kV-QCI-500-1000-JEA |  |  | 319.68 | 2002-05-01 11:56 | Anjanece | 1 | 300 | #VALUE! | #VALUE!
3M | QS4-25kV-QCI-500-1000-JEA | Y | 3M , QS4-25kV-QCI-500-1000-JEA |  |  | 319.8 | 2002-05-01 11:56 | Anjanece | 1 | 300 | #VALUE! | #VALUE!
3M | QS4-25kV-QCI-500-1000-JEA | Y | 3M , QS4-25kV-QCI-500-1000-JEA |  |  | 453.47 | 2002-05-01 11:56 | Anjanece | 1 | 300 | #VALUE! | #VALUE!
3M | QS4-25kV-QCI-500-1000-JEA | Y | 3M , QS4-25kV-QCI-500-1000-JEA |  |  | 466.28 | 2002-05-01 11:56 | Anjanece | 1 | 300 | #VALUE! | #VALUE!
3M | QS4-25kV-QCI-500-1000-JEA | Y | 3M , QS4-25kV-QCI-500-1000-JEA |  |  | 475.96 | 2002-05-01 11:56 | Anjanece | 1 | 300 | #VALUE! | #VALUE!
3M | QS4-25kV-QCI-500-1000-JEA | Y | 3M , QS4-25kV-QCI-500-1000-JEA |  |  | 481.76 | 2002-05-01 11:56 | Anjanece | 1 | 300 | #VALUE! | #VALUE!
3M | QS4-25kV-QCI-500-1000-JEA | Y | 3M , QS4-25kV-QCI-500-1000-JEA |  |  | 495.56 | 2002-05-01 11:56 | Anjanece | 1 | 300 | #VALUE! | #VALUE!
3M | QS4-25kV-QCI-500-1000-JEA | Y | 3M , QS4-25kV-QCI-500-1000-JEA |  |  | 500.88 | 2002-05-01 11:56 | Anjanece | 1 | 300 | #VALUE! | #VALUE!
3M | QS4-25kV-QCI-500-1000-JEA | Y | 3M , QS4-25kV-QCI-500-1000-JEA |  |  | 502.26 | 2002-05-01 11:56 | Anjanece | 1 | 300 | #VALUE! | #VALUE!
3M | QS4-25kV-QCI-500-1000-JEA | Y | 3M , QS4-25kV-QCI-500-1000-JEA |  |  | 502.96 | 2002-05-01 11:56 | Anjanece | 1 | 300 | #VALUE! | #VALUE!
3M | QS4-25kV-QCI-500-1000-JEA | Y | 3M , QS4-25kV-QCI-500-1000-JEA |  |  | 506.25 | 2002-05-01 11:56 | Anjanece | 1 | 300 | #VALUE! | #VALUE!
3M | QS4-25kV-QCI-500-1000-JEA | Y | 3M , QS4-25kV-QCI-500-1000-JEA |  |  | 506.27 | 2002-05-01 11:56 | Anjanece | 1 | 300 | #VALUE! | #VALUE!
3M | QS4-25kV-QCI-500-1000-JEA | Y | 3M , QS4-25kV-QCI-500-1000-JEA |  |  | 506.94 | 2002-05-01 11:56 | Anjanece | 1 | 300 | #VALUE! | #VALUE!
3M | QS4-25kV-QCI-500-1000-JEA | Y | 3M , QS4-25kV-QCI-500-1000-JEA |  |  | 511.32 | 2002-05-01 11:56 | Anjanece | 1 | 300 | #VALUE! | #VALUE!
3M | QS25-1/0-JEA | Y | 3M , QS25-1/0-JEA | JEA UNDERGROUND DISTRIBUTION | CSC Stores | 27.2 | 2001-12-08 08:59 | Anjanece | 15 | 900 | #VALUE! | #VALUE!
3M | QS25-1/0-JEA | Y | 3M , QS25-1/0-JEA |  |  | 29.51 | 2001-12-08 08:59 | Anjanece | 15 | 900 | #VALUE! | #VALUE!
3M | QS25-1/0-JEA | Y | 3M , QS25-1/0-JEA |  |  | 31.09 | 2001-12-08 08:59 | Anjanece | 15 | 900 | #VALUE! | #VALUE!
3M | QS25-1/0-JEA | Y | 3M , QS25-1/0-JEA |  |  | 31.1 | 2001-12-08 08:59 | Anjanece | 15 | 900 | #VALUE! | #VALUE!
3M | QS25-1/0-JEA | Y | 3M , QS25-1/0-JEA |  |  | 31.12 | 2001-12-08 08:59 | Anjanece | 15 | 900 | #VALUE! | #VALUE!
3M | QS25-1/0-JEA | Y | 3M , QS25-1/0-JEA |  |  | 31.17 | 2001-12-08 08:59 | Anjanece | 15 | 900 | #VALUE! | #VALUE!
3M | QS25-1/0-JEA | Y | 3M , QS25-1/0-JEA |  |  | 31.2 | 2001-12-08 08:59 | Anjanece | 15 | 900 | #VALUE! | #VALUE!
3M | QS25-1/0-JEA | Y | 3M , QS25-1/0-JEA |  |  | 31.26 | 2001-12-08 08:59 | Anjanece | 15 | 900 | #VALUE! | #VALUE!
3M | QS25-1/0-JEA | Y | 3M , QS25-1/0-JEA |  |  | 31.48 | 2001-12-08 08:59 | Anjanece | 15 | 900 | #VALUE! | #VALUE!
3M | QS25-1/0-JEA | Y | 3M , QS25-1/0-JEA |  |  | 31.56 | 2001-12-08 08:59 | Anjanece | 15 | 900 | #VALUE! | #VALUE!
3M | QS25-1/0-JEA | Y | 3M , QS25-1/0-JEA |  |  | 31.63 | 2001-12-08 08:59 | Anjanece | 15 | 900 | #VALUE! | #VALUE!
3M | QS25-1/0-JEA | Y | 3M , QS25-1/0-JEA |  |  | 31.7 | 2001-12-08 08:59 | Anjanece | 15 | 900 | #VALUE! | #VALUE!
3M | QS25-1/0-JEA | Y | 3M , QS25-1/0-JEA |  |  | 31.73 | 2001-12-08 08:59 | Anjanece | 15 | 900 | #VALUE! | #VALUE!
3M | QS25-1/0-JEA | Y | 3M , QS25-1/0-JEA |  |  | 31.75 | 2001-12-08 08:59 | Anjanece | 15 | 900 | #VALUE! | #VALUE!
3M | QS25-1/0-JEA | Y | 3M , QS25-1/0-JEA |  |  | 32.14 | 2001-12-08 08:59 | Anjanece | 15 | 900 | #VALUE! | #VALUE!
3M | QS25-1/0-JEA | Y | 3M , QS25-1/0-JEA |  |  | 32.2 | 2001-12-08 08:59 | Anjanece | 15 | 900 | #VALUE! | #VALUE!
3M | QS25-1/0-JEA | Y | 3M , QS25-1/0-JEA |  |  | 32.21 | 2001-12-08 08:59 | Anjanece | 15 | 900 | #VALUE! | #VALUE!
3M | QS25-1/0-JEA | Y | 3M , QS25-1/0-JEA |  |  | 32.22 | 2001-12-08 08:59 | Anjanece | 15 | 900 | #VALUE! | #VALUE!
3M | QS25-1/0-JEA | Y | 3M , QS25-1/0-JEA |  |  | 32.24 | 2001-12-08 08:59 | Anjanece | 15 | 900 | #VALUE! | #VALUE!
3M | QS25-1/0-JEA | Y | 3M , QS25-1/0-JEA |  |  | 32.25 | 2001-12-08 08:59 | Anjanece | 15 | 900 | #VALUE! | #VALUE!
3M | QS25-1/0-JEA | Y | 3M , QS25-1/0-JEA |  |  | 32.54 | 2001-12-08 08:59 | Anjanece | 15 | 900 | #VALUE! | #VALUE!
3M | QS25-1/0-JEA | Y | 3M , QS25-1/0-JEA |  |  | 32.98 | 2001-12-08 08:59 | Anjanece | 15 | 900 | #VALUE! | #VALUE!
3M | QS25-1/0-JEA | Y | 3M , QS25-1/0-JEA |  |  | 33.02 | 2001-12-08 08:59 | Anjanece | 15 | 900 | #VALUE! | #VALUE!
3M | QS25-1/0-JEA | Y | 3M , QS25-1/0-JEA |  |  | 33.11 | 2001-12-08 08:59 | Anjanece | 15 | 900 | #VALUE! | #VALUE!
3M | QS25-1/0-JEA | Y | 3M , QS25-1/0-JEA |  |  | 33.18 | 2001-12-08 08:59 | Anjanece | 15 | 900 | #VALUE! | #VALUE!
3M | QS25-1/0-JEA | Y | 3M , QS25-1/0-JEA |  |  | 33.2 | 2001-12-08 08:59 | Anjanece | 15 | 900 | #VALUE! | #VALUE!
3M | QS25-1/0-JEA | Y | 3M , QS25-1/0-JEA |  |  | 47.4 | 2001-12-08 08:59 | Anjanece | 15 | 900 | #VALUE! | #VALUE!
3M | QS25-1/0-JEA | Y | 3M , QS25-1/0-JEA |  |  | 48.15 | 2001-12-08 08:59 | Anjanece | 15 | 900 | #VALUE! | #VALUE!
3M | QS25-1/0-JEA | Y | 3M , QS25-1/0-JEA |  |  | 50.33 | 2001-12-08 08:59 | Anjanece | 15 | 900 | #VALUE! | #VALUE!
3M | QS25-1/0-JEA | Y | 3M , QS25-1/0-JEA |  |  | 52.55 | 2001-12-08 08:59 | Anjanece | 15 | 900 | #VALUE! | #VALUE!
3M | QS25-1/0-JEA | Y | 3M , QS25-1/0-JEA |  |  | 53.35 | 2001-12-08 08:59 | Anjanece | 15 | 900 | #VALUE! | #VALUE!
3M | QS25-1/0-JEA | Y | 3M , QS25-1/0-JEA |  |  | 59.28 | 2001-12-08 08:59 | Anjanece | 15 | 900 | #VALUE! | #VALUE!
3M | QS25-1/0-JEA | Y | 3M , QS25-1/0-JEA |  |  | 60.89 | 2001-12-08 08:59 | Anjanece | 15 | 900 | #VALUE! | #VALUE!
3M | QS25-1/0-JEA | Y | 3M , QS25-1/0-JEA |  |  | 62.64 | 2001-12-08 08:59 | Anjanece | 15 | 900 | #VALUE! | #VALUE!
3M | QS25-1/0-JEA | Y | 3M , QS25-1/0-JEA |  |  | 63.5 | 2001-12-08 08:59 | Anjanece | 15 | 900 | #VALUE! | #VALUE!
3M | QS25-1/0-JEA | Y | 3M , QS25-1/0-JEA |  |  | 63.56 | 2001-12-08 08:59 | Anjanece | 15 | 900 | #VALUE! | #VALUE!
3M | QS25-1/0-JEA | Y | 3M , QS25-1/0-JEA |  |  | 63.69 | 2001-12-08 08:59 | Anjanece | 15 | 900 | #VALUE! | #VALUE!
3M | QS25-1/0-JEA | Y | 3M , QS25-1/0-JEA |  |  | 65 | 2001-12-08 08:59 | Anjanece | 15 | 900 | #VALUE! | #VALUE!
3M | QS25-1/0-JEA | Y | 3M , QS25-1/0-JEA |  |  | 95.66 | 2001-12-08 08:59 | Anjanece | 15 | 900 | #VALUE! | #VALUE!
3M | QS25-1/0-JEA | Y | 3M , QS25-1/0-JEA |  |  | 97.02 | 2001-12-08 08:59 | Anjanece | 15 | 900 | #VALUE! | #VALUE!
3M | QS25-1/0-JEA | Y | 3M , QS25-1/0-JEA |  |  | 100.88 | 2001-12-08 08:59 | Anjanece | 15 | 900 | #VALUE! | #VALUE!
3M | QS25-1/0-JEA | Y | 3M , QS25-1/0-JEA |  |  | 101.43 | 2001-12-08 08:59 | Anjanece | 15 | 900 | #VALUE! | #VALUE!
3M | QS25-1/0-JEA | Y | 3M , QS25-1/0-JEA |  |  | 106.05 | 2001-12-08 08:59 | Anjanece | 15 | 900 | #VALUE! | #VALUE!
3M | QS25-1/0-JEA | Y | 3M , QS25-1/0-JEA |  |  | 109.59 | 2001-12-08 08:59 | Anjanece | 15 | 900 | #VALUE! | #VALUE!
3M | QS25-1/0-JEA | Y | 3M , QS25-1/0-JEA |  |  | 112.38 | 2001-12-08 08:59 | Anjanece | 15 | 900 | #VALUE! | #VALUE!
3M | QS25-1/0-JEA | Y | 3M , QS25-1/0-JEA |  |  | 112.93 | 2001-12-08 08:59 | Anjanece | 15 | 900 | #VALUE! | #VALUE!
3M | QS25-1/0-JEA | Y | 3M , QS25-1/0-JEA |  |  | 114.01 | 2001-12-08 08:59 | Anjanece | 15 | 900 | #VALUE! | #VALUE!
3M | QS25-1/0-JEA | Y | 3M , QS25-1/0-JEA |  |  | 114.34 | 2001-12-08 08:59 | Anjanece | 15 | 900 | #VALUE! | #VALUE!
3M | QS25-1/0-JEA | Y | 3M , QS25-1/0-JEA |  |  | 115.12 | 2001-12-08 08:59 | Anjanece | 15 | 900 | #VALUE! | #VALUE!
3M | QS25-1/0-JEA | Y | 3M , QS25-1/0-JEA |  |  | 116.94 | 2001-12-08 08:59 | Anjanece | 15 | 900 | #VALUE! | #VALUE!
3M | QS25-1/0-JEA | Y | 3M , QS25-1/0-JEA |  |  | 117.97 | 2001-12-08 08:59 | Anjanece | 15 | 900 | #VALUE! | #VALUE!
3M | QS25-1/0-JEA | Y | 3M , QS25-1/0-JEA |  |  | 119.19 | 2001-12-08 08:59 | Anjanece | 15 | 900 | #VALUE! | #VALUE!
3M | QS25-1/0-JEA | Y | 3M , QS25-1/0-JEA |  |  | 120.24 | 2001-12-08 08:59 | Anjanece | 15 | 900 | #VALUE! | #VALUE!
3M | QS25-1/0-JEA | Y | 3M , QS25-1/0-JEA |  |  | 120.45 | 2001-12-08 08:59 | Anjanece | 15 | 900 | #VALUE! | #VALUE!
3M | QS25-1/0-JEA | Y | 3M , QS25-1/0-JEA |  |  | 123.72 | 2001-12-08 08:59 | Anjanece | 15 | 900 | #VALUE! | #VALUE!
3M | QS25-1/0-JEA | Y | 3M , QS25-1/0-JEA |  |  | 123.88 | 2001-12-08 08:59 | Anjanece | 15 | 900 | #VALUE! | #VALUE!
3M | QS25-1/0-JEA | Y | 3M , QS25-1/0-JEA |  |  | 125.61 | 2001-12-08 08:59 | Anjanece | 15 | 900 | #VALUE! | #VALUE!
3M | QS25-1/0-JEA | Y | 3M , QS25-1/0-JEA |  |  | 127.63 | 2001-12-08 08:59 | Anjanece | 15 | 900 | #VALUE! | #VALUE!
3M | QS25-1/0-JEA | Y | 3M , QS25-1/0-JEA |  |  | 128.32 | 2001-12-08 08:59 | Anjanece | 15 | 900 | #VALUE! | #VALUE!
3M | QS25-1/0-JEA | Y | 3M , QS25-1/0-JEA |  |  | 130.72 | 2001-12-08 08:59 | Anjanece | 15 | 900 | #VALUE! | #VALUE!
3M | QS25-1/0-JEA | Y | 3M , QS25-1/0-JEA |  |  | 130.89 | 2001-12-08 08:59 | Anjanece | 15 | 900 | #VALUE! | #VALUE!
3M | QS25-1/0-JEA | Y | 3M , QS25-1/0-JEA |  |  | 134 | 2001-12-08 08:59 | Anjanece | 15 | 900 | #VALUE! | #VALUE!
3M | QS25-1/0-JEA | Y | 3M , QS25-1/0-JEA |  |  | 140.66 | 2001-12-08 08:59 | Anjanece | 15 | 900 | #VALUE! | #VALUE!
3M | QS25-1/0-JEA | Y | 3M , QS25-1/0-JEA |  |  | 146.63 | 2001-12-08 08:59 | Anjanece | 15 | 900 | #VALUE! | #VALUE!
3M | QS25-1/0-JEA | Y | 3M , QS25-1/0-JEA |  |  | 146.92 | 2001-12-08 08:59 | Anjanece | 15 | 900 | #VALUE! | #VALUE!
3M | QS25-1/0-JEA | Y | 3M , QS25-1/0-JEA |  |  | 151.23 | 2001-12-08 08:59 | Anjanece | 15 | 900 | #VALUE! | #VALUE!
3M | QS25-1/0-JEA | Y | 3M , QS25-1/0-JEA |  |  | 152.46 | 2001-12-08 08:59 | Anjanece | 15 | 900 | #VALUE! | #VALUE!
3M | QS25-1/0-JEA | Y | 3M , QS25-1/0-JEA |  |  | 171.65 | 2001-12-08 08:59 | Anjanece | 15 | 900 | #VALUE! | #VALUE!
3M | QS25-1/0-JEA | Y | 3M , QS25-1/0-JEA |  |  | 181.35 | 2001-12-08 08:59 | Anjanece | 15 | 900 | #VALUE! | #VALUE!
3M | QS25-1/0-JEA | Y | 3M , QS25-1/0-JEA |  |  | 183.09 | 2001-12-08 08:59 | Anjanece | 15 | 900 | #VALUE! | #VALUE!
3M | QS25-1/0-JEA | Y | 3M , QS25-1/0-JEA |  |  | 187.57 | 2001-12-08 08:59 | Anjanece | 15 | 900 | #VALUE! | #VALUE!
3M | QS25-1/0-JEA | Y | 3M , QS25-1/0-JEA |  |  | 200.9 | 2001-12-08 08:59 | Anjanece | 15 | 900 | #VALUE! | #VALUE!
3M | QS25-1/0-JEA | Y | 3M , QS25-1/0-JEA |  |  | 203.57 | 2001-12-08 08:59 | Anjanece | 15 | 900 | #VALUE! | #VALUE!
3M | QS25-1/0-JEA | Y | 3M , QS25-1/0-JEA |  |  | 223.79 | 2001-12-08 08:59 | Anjanece | 15 | 900 | #VALUE! | #VALUE!
3M | QS25-1/0-JEA | Y | 3M , QS25-1/0-JEA |  |  | 226.5 | 2001-12-08 08:59 | Anjanece | 15 | 900 | #VALUE! | #VALUE!
ELASTIMOLD | 25PCJ1J1240 | Y | ELASTIMOLD , 25PCJ1J1240 | JEA UNDERGROUND DISTRIBUTION | CSC Stores | 27.2 | 2001-12-08 08:59 | Anjanece | 15 | 900 | #VALUE! | #VALUE!
ELASTIMOLD | 25PCJ1J1240 | Y | ELASTIMOLD , 25PCJ1J1240 |  |  | 29.51 | 2001-12-08 08:59 | Anjanece | 15 | 900 | #VALUE! | #VALUE!
ELASTIMOLD | 25PCJ1J1240 | Y | ELASTIMOLD , 25PCJ1J1240 |  |  | 31.09 | 2001-12-08 08:59 | Anjanece | 15 | 900 | #VALUE! | #VALUE!
ELASTIMOLD | 25PCJ1J1240 | Y | ELASTIMOLD , 25PCJ1J1240 |  |  | 31.1 | 2001-12-08 08:59 | Anjanece | 15 | 900 | #VALUE! | #VALUE!
ELASTIMOLD | 25PCJ1J1240 | Y | ELASTIMOLD , 25PCJ1J1240 |  |  | 31.12 | 2001-12-08 08:59 | Anjanece | 15 | 900 | #VALUE! | #VALUE!
ELASTIMOLD | 25PCJ1J1240 | Y | ELASTIMOLD , 25PCJ1J1240 |  |  | 31.17 | 2001-12-08 08:59 | Anjanece | 15 | 900 | #VALUE! | #VALUE!
ELASTIMOLD | 25PCJ1J1240 | Y | ELASTIMOLD , 25PCJ1J1240 |  |  | 31.2 | 2001-12-08 08:59 | Anjanece | 15 | 900 | #VALUE! | #VALUE!
ELASTIMOLD | 25PCJ1J1240 | Y | ELASTIMOLD , 25PCJ1J1240 |  |  | 31.26 | 2001-12-08 08:59 | Anjanece | 15 | 900 | #VALUE! | #VALUE!
ELASTIMOLD | 25PCJ1J1240 | Y | ELASTIMOLD , 25PCJ1J1240 |  |  | 31.48 | 2001-12-08 08:59 | Anjanece | 15 | 900 | #VALUE! | #VALUE!
ELASTIMOLD | 25PCJ1J1240 | Y | ELASTIMOLD , 25PCJ1J1240 |  |  | 31.56 | 2001-12-08 08:59 | Anjanece | 15 | 900 | #VALUE! | #VALUE!
ELASTIMOLD | 25PCJ1J1240 | Y | ELASTIMOLD , 25PCJ1J1240 |  |  | 31.63 | 2001-12-08 08:59 | Anjanece | 15 | 900 | #VALUE! | #VALUE!
ELASTIMOLD | 25PCJ1J1240 | Y | ELASTIMOLD , 25PCJ1J1240 |  |  | 31.7 | 2001-12-08 08:59 | Anjanece | 15 | 900 | #VALUE! | #VALUE!
ELASTIMOLD | 25PCJ1J1240 | Y | ELASTIMOLD , 25PCJ1J1240 |  |  | 31.73 | 2001-12-08 08:59 | Anjanece | 15 | 900 | #VALUE! | #VALUE!
ELASTIMOLD | 25PCJ1J1240 | Y | ELASTIMOLD , 25PCJ1J1240 |  |  | 31.75 | 2001-12-08 08:59 | Anjanece | 15 | 900 | #VALUE! | #VALUE!
ELASTIMOLD | 25PCJ1J1240 | Y | ELASTIMOLD , 25PCJ1J1240 |  |  | 32.14 | 2001-12-08 08:59 | Anjanece | 15 | 900 | #VALUE! | #VALUE!
ELASTIMOLD | 25PCJ1J1240 | Y | ELASTIMOLD , 25PCJ1J1240 |  |  | 32.2 | 2001-12-08 08:59 | Anjanece | 15 | 900 | #VALUE! | #VALUE!
ELASTIMOLD | 25PCJ1J1240 | Y | ELASTIMOLD , 25PCJ1J1240 |  |  | 32.21 | 2001-12-08 08:59 | Anjanece | 15 | 900 | #VALUE! | #VALUE!
ELASTIMOLD | 25PCJ1J1240 | Y | ELASTIMOLD , 25PCJ1J1240 |  |  | 32.22 | 2001-12-08 08:59 | Anjanece | 15 | 900 | #VALUE! | #VALUE!
ELASTIMOLD | 25PCJ1J1240 | Y | ELASTIMOLD , 25PCJ1J1240 |  |  | 32.24 | 2001-12-08 08:59 | Anjanece | 15 | 900 | #VALUE! | #VALUE!
ELASTIMOLD | 25PCJ1J1240 | Y | ELASTIMOLD , 25PCJ1J1240 |  |  | 32.25 | 2001-12-08 08:59 | Anjanece | 15 | 900 | #VALUE! | #VALUE!
ELASTIMOLD | 25PCJ1J1240 | Y | ELASTIMOLD , 25PCJ1J1240 |  |  | 32.54 | 2001-12-08 08:59 | Anjanece | 15 | 900 | #VALUE! | #VALUE!
ELASTIMOLD | 25PCJ1J1240 | Y | ELASTIMOLD , 25PCJ1J1240 |  |  | 32.98 | 2001-12-08 08:59 | Anjanece | 15 | 900 | #VALUE! | #VALUE!
ELASTIMOLD | 25PCJ1J1240 | Y | ELASTIMOLD , 25PCJ1J1240 |  |  | 33.02 | 2001-12-08 08:59 | Anjanece | 15 | 900 | #VALUE! | #VALUE!
ELASTIMOLD | 25PCJ1J1240 | Y | ELASTIMOLD , 25PCJ1J1240 |  |  | 33.11 | 2001-12-08 08:59 | Anjanece | 15 | 900 | #VALUE! | #VALUE!
ELASTIMOLD | 25PCJ1J1240 | Y | ELASTIMOLD , 25PCJ1J1240 |  |  | 33.18 | 2001-12-08 08:59 | Anjanece | 15 | 900 | #VALUE! | #VALUE!
ELASTIMOLD | 25PCJ1J1240 | Y | ELASTIMOLD , 25PCJ1J1240 |  |  | 33.2 | 2001-12-08 08:59 | Anjanece | 15 | 900 | #VALUE! | #VALUE!
ELASTIMOLD | 25PCJ1J1240 | Y | ELASTIMOLD , 25PCJ1J1240 |  |  | 47.4 | 2001-12-08 08:59 | Anjanece | 15 | 900 | #VALUE! | #VALUE!
ELASTIMOLD | 25PCJ1J1240 | Y | ELASTIMOLD , 25PCJ1J1240 |  |  | 48.15 | 2001-12-08 08:59 | Anjanece | 15 | 900 | #VALUE! | #VALUE!
ELASTIMOLD | 25PCJ1J1240 | Y | ELASTIMOLD , 25PCJ1J1240 |  |  | 50.33 | 2001-12-08 08:59 | Anjanece | 15 | 900 | #VALUE! | #VALUE!
ELASTIMOLD | 25PCJ1J1240 | Y | ELASTIMOLD , 25PCJ1J1240 |  |  | 52.55 | 2001-12-08 08:59 | Anjanece | 15 | 900 | #VALUE! | #VALUE!
ELASTIMOLD | 25PCJ1J1240 | Y | ELASTIMOLD , 25PCJ1J1240 |  |  | 53.35 | 2001-12-08 08:59 | Anjanece | 15 | 900 | #VALUE! | #VALUE!
ELASTIMOLD | 25PCJ1J1240 | Y | ELASTIMOLD , 25PCJ1J1240 |  |  | 59.28 | 2001-12-08 08:59 | Anjanece | 15 | 900 | #VALUE! | #VALUE!
ELASTIMOLD | 25PCJ1J1240 | Y | ELASTIMOLD , 25PCJ1J1240 |  |  | 60.89 | 2001-12-08 08:59 | Anjanece | 15 | 900 | #VALUE! | #VALUE!
ELASTIMOLD | 25PCJ1J1240 | Y | ELASTIMOLD , 25PCJ1J1240 |  |  | 62.64 | 2001-12-08 08:59 | Anjanece | 15 | 900 | #VALUE! | #VALUE!
ELASTIMOLD | 25PCJ1J1240 | Y | ELASTIMOLD , 25PCJ1J1240 |  |  | 63.5 | 2001-12-08 08:59 | Anjanece | 15 | 900 | #VALUE! | #VALUE!
ELASTIMOLD | 25PCJ1J1240 | Y | ELASTIMOLD , 25PCJ1J1240 |  |  | 63.56 | 2001-12-08 08:59 | Anjanece | 15 | 900 | #VALUE! | #VALUE!
ELASTIMOLD | 25PCJ1J1240 | Y | ELASTIMOLD , 25PCJ1J1240 |  |  | 63.69 | 2001-12-08 08:59 | Anjanece | 15 | 900 | #VALUE! | #VALUE!
ELASTIMOLD | 25PCJ1J1240 | Y | ELASTIMOLD , 25PCJ1J1240 |  |  | 65 | 2001-12-08 08:59 | Anjanece | 15 | 900 | #VALUE! | #VALUE!
ELASTIMOLD | 25PCJ1J1240 | Y | ELASTIMOLD , 25PCJ1J1240 |  |  | 95.66 | 2001-12-08 08:59 | Anjanece | 15 | 900 | #VALUE! | #VALUE!
ELASTIMOLD | 25PCJ1J1240 | Y | ELASTIMOLD , 25PCJ1J1240 |  |  | 97.02 | 2001-12-08 08:59 | Anjanece | 15 | 900 | #VALUE! | #VALUE!
ELASTIMOLD | 25PCJ1J1240 | Y | ELASTIMOLD , 25PCJ1J1240 |  |  | 100.88 | 2001-12-08 08:59 | Anjanece | 15 | 900 | #VALUE! | #VALUE!
ELASTIMOLD | 25PCJ1J1240 | Y | ELASTIMOLD , 25PCJ1J1240 |  |  | 101.43 | 2001-12-08 08:59 | Anjanece | 15 | 900 | #VALUE! | #VALUE!
ELASTIMOLD | 25PCJ1J1240 | Y | ELASTIMOLD , 25PCJ1J1240 |  |  | 106.05 | 2001-12-08 08:59 | Anjanece | 15 | 900 | #VALUE! | #VALUE!
ELASTIMOLD | 25PCJ1J1240 | Y | ELASTIMOLD , 25PCJ1J1240 |  |  | 109.59 | 2001-12-08 08:59 | Anjanece | 15 | 900 | #VALUE! | #VALUE!
ELASTIMOLD | 25PCJ1J1240 | Y | ELASTIMOLD , 25PCJ1J1240 |  |  | 112.38 | 2001-12-08 08:59 | Anjanece | 15 | 900 | #VALUE! | #VALUE!
ELASTIMOLD | 25PCJ1J1240 | Y | ELASTIMOLD , 25PCJ1J1240 |  |  | 112.93 | 2001-12-08 08:59 | Anjanece | 15 | 900 | #VALUE! | #VALUE!
ELASTIMOLD | 25PCJ1J1240 | Y | ELASTIMOLD , 25PCJ1J1240 |  |  | 114.01 | 2001-12-08 08:59 | Anjanece | 15 | 900 | #VALUE! | #VALUE!
ELASTIMOLD | 25PCJ1J1240 | Y | ELASTIMOLD , 25PCJ1J1240 |  |  | 114.34 | 2001-12-08 08:59 | Anjanece | 15 | 900 | #VALUE! | #VALUE!
ELASTIMOLD | 25PCJ1J1240 | Y | ELASTIMOLD , 25PCJ1J1240 |  |  | 115.12 | 2001-12-08 08:59 | Anjanece | 15 | 900 | #VALUE! | #VALUE!
ELASTIMOLD | 25PCJ1J1240 | Y | ELASTIMOLD , 25PCJ1J1240 |  |  | 116.94 | 2001-12-08 08:59 | Anjanece | 15 | 900 | #VALUE! | #VALUE!
ELASTIMOLD | 25PCJ1J1240 | Y | ELASTIMOLD , 25PCJ1J1240 |  |  | 117.97 | 2001-12-08 08:59 | Anjanece | 15 | 900 | #VALUE! | #VALUE!
ELASTIMOLD | 25PCJ1J1240 | Y | ELASTIMOLD , 25PCJ1J1240 |  |  | 119.19 | 2001-12-08 08:59 | Anjanece | 15 | 900 | #VALUE! | #VALUE!
ELASTIMOLD | 25PCJ1J1240 | Y | ELASTIMOLD , 25PCJ1J1240 |  |  | 120.24 | 2001-12-08 08:59 | Anjanece | 15 | 900 | #VALUE! | #VALUE!
ELASTIMOLD | 25PCJ1J1240 | Y | ELASTIMOLD , 25PCJ1J1240 |  |  | 120.45 | 2001-12-08 08:59 | Anjanece | 15 | 900 | #VALUE! | #VALUE!
ELASTIMOLD | 25PCJ1J1240 | Y | ELASTIMOLD , 25PCJ1J1240 |  |  | 123.72 | 2001-12-08 08:59 | Anjanece | 15 | 900 | #VALUE! | #VALUE!
ELASTIMOLD | 25PCJ1J1240 | Y | ELASTIMOLD , 25PCJ1J1240 |  |  | 123.88 | 2001-12-08 08:59 | Anjanece | 15 | 900 | #VALUE! | #VALUE!
ELASTIMOLD | 25PCJ1J1240 | Y | ELASTIMOLD , 25PCJ1J1240 |  |  | 125.61 | 2001-12-08 08:59 | Anjanece | 15 | 900 | #VALUE! | #VALUE!
ELASTIMOLD | 25PCJ1J1240 | Y | ELASTIMOLD , 25PCJ1J1240 |  |  | 127.63 | 2001-12-08 08:59 | Anjanece | 15 | 900 | #VALUE! | #VALUE!
ELASTIMOLD | 25PCJ1J1240 | Y | ELASTIMOLD , 25PCJ1J1240 |  |  | 128.32 | 2001-12-08 08:59 | Anjanece | 15 | 900 | #VALUE! | #VALUE!
ELASTIMOLD | 25PCJ1J1240 | Y | ELASTIMOLD , 25PCJ1J1240 |  |  | 130.72 | 2001-12-08 08:59 | Anjanece | 15 | 900 | #VALUE! | #VALUE!
ELASTIMOLD | 25PCJ1J1240 | Y | ELASTIMOLD , 25PCJ1J1240 |  |  | 130.89 | 2001-12-08 08:59 | Anjanece | 15 | 900 | #VALUE! | #VALUE!
ELASTIMOLD | 25PCJ1J1240 | Y | ELASTIMOLD , 25PCJ1J1240 |  |  | 134 | 2001-12-08 08:59 | Anjanece | 15 | 900 | #VALUE! | #VALUE!
ELASTIMOLD | 25PCJ1J1240 | Y | ELASTIMOLD , 25PCJ1J1240 |  |  | 140.66 | 2001-12-08 08:59 | Anjanece | 15 | 900 | #VALUE! | #VALUE!
ELASTIMOLD | 25PCJ1J1240 | Y | ELASTIMOLD , 25PCJ1J1240 |  |  | 146.63 | 2001-12-08 08:59 | Anjanece | 15 | 900 | #VALUE! | #VALUE!
ELASTIMOLD | 25PCJ1J1240 | Y | ELASTIMOLD , 25PCJ1J1240 |  |  | 146.92 | 2001-12-08 08:59 | Anjanece | 15 | 900 | #VALUE! | #VALUE!
ELASTIMOLD | 25PCJ1J1240 | Y | ELASTIMOLD , 25PCJ1J1240 |  |  | 151.23 | 2001-12-08 08:59 | Anjanece | 15 | 900 | #VALUE! | #VALUE!
ELASTIMOLD | 25PCJ1J1240 | Y | ELASTIMOLD , 25PCJ1J1240 |  |  | 152.46 | 2001-12-08 08:59 | Anjanece | 15 | 900 | #VALUE! | #VALUE!
ELASTIMOLD | 25PCJ1J1240 | Y | ELASTIMOLD , 25PCJ1J1240 |  |  | 171.65 | 2001-12-08 08:59 | Anjanece | 15 | 900 | #VALUE! | #VALUE!
ELASTIMOLD | 25PCJ1J1240 | Y | ELASTIMOLD , 25PCJ1J1240 |  |  | 181.35 | 2001-12-08 08:59 | Anjanece | 15 | 900 | #VALUE! | #VALUE!
ELASTIMOLD | 25PCJ1J1240 | Y | ELASTIMOLD , 25PCJ1J1240 |  |  | 183.09 | 2001-12-08 08:59 | Anjanece | 15 | 900 | #VALUE! | #VALUE!
ELASTIMOLD | 25PCJ1J1240 | Y | ELASTIMOLD , 25PCJ1J1240 |  |  | 187.57 | 2001-12-08 08:59 | Anjanece | 15 | 900 | #VALUE! | #VALUE!
ELASTIMOLD | 25PCJ1J1240 | Y | ELASTIMOLD , 25PCJ1J1240 |  |  | 200.9 | 2001-12-08 08:59 | Anjanece | 15 | 900 | #VALUE! | #VALUE!
ELASTIMOLD | 25PCJ1J1240 | Y | ELASTIMOLD , 25PCJ1J1240 |  |  | 203.57 | 2001-12-08 08:59 | Anjanece | 15 | 900 | #VALUE! | #VALUE!
ELASTIMOLD | 25PCJ1J1240 | Y | ELASTIMOLD , 25PCJ1J1240 |  |  | 223.79 | 2001-12-08 08:59 | Anjanece | 15 | 900 | #VALUE! | #VALUE!
ELASTIMOLD | 25PCJ1J1240 | Y | ELASTIMOLD , 25PCJ1J1240 |  |  | 226.5 | 2001-12-08 08:59 | Anjanece | 15 | 900 | #VALUE! | #VALUE!
RICHARDS MFG. CO. | 62SSCNOR1-JA | Y | RICHARDS MFG. CO. , 62SSCNOR1-JA | JEA UNDERGROUND DISTRIBUTION | CSC Stores | 27.2 | 2001-12-08 08:59 | Anjanece | 15 | 900 | #VALUE! | #VALUE!
RICHARDS MFG. CO. | 62SSCNOR1-JA | Y | RICHARDS MFG. CO. , 62SSCNOR1-JA |  |  | 29.51 | 2001-12-08 08:59 | Anjanece | 15 | 900 | #VALUE! | #VALUE!
RICHARDS MFG. CO. | 62SSCNOR1-JA | Y | RICHARDS MFG. CO. , 62SSCNOR1-JA |  |  | 31.09 | 2001-12-08 08:59 | Anjanece | 15 | 900 | #VALUE! | #VALUE!
RICHARDS MFG. CO. | 62SSCNOR1-JA | Y | RICHARDS MFG. CO. , 62SSCNOR1-JA |  |  | 31.1 | 2001-12-08 08:59 | Anjanece | 15 | 900 | #VALUE! | #VALUE!
RICHARDS MFG. CO. | 62SSCNOR1-JA | Y | RICHARDS MFG. CO. , 62SSCNOR1-JA |  |  | 31.12 | 2001-12-08 08:59 | Anjanece | 15 | 900 | #VALUE! | #VALUE!
RICHARDS MFG. CO. | 62SSCNOR1-JA | Y | RICHARDS MFG. CO. , 62SSCNOR1-JA |  |  | 31.17 | 2001-12-08 08:59 | Anjanece | 15 | 900 | #VALUE! | #VALUE!
RICHARDS MFG. CO. | 62SSCNOR1-JA | Y | RICHARDS MFG. CO. , 62SSCNOR1-JA |  |  | 31.2 | 2001-12-08 08:59 | Anjanece | 15 | 900 | #VALUE! | #VALUE!
RICHARDS MFG. CO. | 62SSCNOR1-JA | Y | RICHARDS MFG. CO. , 62SSCNOR1-JA |  |  | 31.26 | 2001-12-08 08:59 | Anjanece | 15 | 900 | #VALUE! | #VALUE!
RICHARDS MFG. CO. | 62SSCNOR1-JA | Y | RICHARDS MFG. CO. , 62SSCNOR1-JA |  |  | 31.48 | 2001-12-08 08:59 | Anjanece | 15 | 900 | #VALUE! | #VALUE!
RICHARDS MFG. CO. | 62SSCNOR1-JA | Y | RICHARDS MFG. CO. , 62SSCNOR1-JA |  |  | 31.56 | 2001-12-08 08:59 | Anjanece | 15 | 900 | #VALUE! | #VALUE!
RICHARDS MFG. CO. | 62SSCNOR1-JA | Y | RICHARDS MFG. CO. , 62SSCNOR1-JA |  |  | 31.63 | 2001-12-08 08:59 | Anjanece | 15 | 900 | #VALUE! | #VALUE!
RICHARDS MFG. CO. | 62SSCNOR1-JA | Y | RICHARDS MFG. CO. , 62SSCNOR1-JA |  |  | 31.7 | 2001-12-08 08:59 | Anjanece | 15 | 900 | #VALUE! | #VALUE!
RICHARDS MFG. CO. | 62SSCNOR1-JA | Y | RICHARDS MFG. CO. , 62SSCNOR1-JA |  |  | 31.73 | 2001-12-08 08:59 | Anjanece | 15 | 900 | #VALUE! | #VALUE!
RICHARDS MFG. CO. | 62SSCNOR1-JA | Y | RICHARDS MFG. CO. , 62SSCNOR1-JA |  |  | 31.75 | 2001-12-08 08:59 | Anjanece | 15 | 900 | #VALUE! | #VALUE!
RICHARDS MFG. CO. | 62SSCNOR1-JA | Y | RICHARDS MFG. CO. , 62SSCNOR1-JA |  |  | 32.14 | 2001-12-08 08:59 | Anjanece | 15 | 900 | #VALUE! | #VALUE!
RICHARDS MFG. CO. | 62SSCNOR1-JA | Y | RICHARDS MFG. CO. , 62SSCNOR1-JA |  |  | 32.2 | 2001-12-08 08:59 | Anjanece | 15 | 900 | #VALUE! | #VALUE!
RICHARDS MFG. CO. | 62SSCNOR1-JA | Y | RICHARDS MFG. CO. , 62SSCNOR1-JA |  |  | 32.21 | 2001-12-08 08:59 | Anjanece | 15 | 900 | #VALUE! | #VALUE!
RICHARDS MFG. CO. | 62SSCNOR1-JA | Y | RICHARDS MFG. CO. , 62SSCNOR1-JA |  |  | 32.22 | 2001-12-08 08:59 | Anjanece | 15 | 900 | #VALUE! | #VALUE!
RICHARDS MFG. CO. | 62SSCNOR1-JA | Y | RICHARDS MFG. CO. , 62SSCNOR1-JA |  |  | 32.24 | 2001-12-08 08:59 | Anjanece | 15 | 900 | #VALUE! | #VALUE!
RICHARDS MFG. CO. | 62SSCNOR1-JA | Y | RICHARDS MFG. CO. , 62SSCNOR1-JA |  |  | 32.25 | 2001-12-08 08:59 | Anjanece | 15 | 900 | #VALUE! | #VALUE!
RICHARDS MFG. CO. | 62SSCNOR1-JA | Y | RICHARDS MFG. CO. , 62SSCNOR1-JA |  |  | 32.54 | 2001-12-08 08:59 | Anjanece | 15 | 900 | #VALUE! | #VALUE!
RICHARDS MFG. CO. | 62SSCNOR1-JA | Y | RICHARDS MFG. CO. , 62SSCNOR1-JA |  |  | 32.98 | 2001-12-08 08:59 | Anjanece | 15 | 900 | #VALUE! | #VALUE!
RICHARDS MFG. CO. | 62SSCNOR1-JA | Y | RICHARDS MFG. CO. , 62SSCNOR1-JA |  |  | 33.02 | 2001-12-08 08:59 | Anjanece | 15 | 900 | #VALUE! | #VALUE!
RICHARDS MFG. CO. | 62SSCNOR1-JA | Y | RICHARDS MFG. CO. , 62SSCNOR1-JA |  |  | 33.11 | 2001-12-08 08:59 | Anjanece | 15 | 900 | #VALUE! | #VALUE!
RICHARDS MFG. CO. | 62SSCNOR1-JA | Y | RICHARDS MFG. CO. , 62SSCNOR1-JA |  |  | 33.18 | 2001-12-08 08:59 | Anjanece | 15 | 900 | #VALUE! | #VALUE!
RICHARDS MFG. CO. | 62SSCNOR1-JA | Y | RICHARDS MFG. CO. , 62SSCNOR1-JA |  |  | 33.2 | 2001-12-08 08:59 | Anjanece | 15 | 900 | #VALUE! | #VALUE!
RICHARDS MFG. CO. | 62SSCNOR1-JA | Y | RICHARDS MFG. CO. , 62SSCNOR1-JA |  |  | 47.4 | 2001-12-08 08:59 | Anjanece | 15 | 900 | #VALUE! | #VALUE!
RICHARDS MFG. CO. | 62SSCNOR1-JA | Y | RICHARDS MFG. CO. , 62SSCNOR1-JA |  |  | 48.15 | 2001-12-08 08:59 | Anjanece | 15 | 900 | #VALUE! | #VALUE!
RICHARDS MFG. CO. | 62SSCNOR1-JA | Y | RICHARDS MFG. CO. , 62SSCNOR1-JA |  |  | 50.33 | 2001-12-08 08:59 | Anjanece | 15 | 900 | #VALUE! | #VALUE!
RICHARDS MFG. CO. | 62SSCNOR1-JA | Y | RICHARDS MFG. CO. , 62SSCNOR1-JA |  |  | 52.55 | 2001-12-08 08:59 | Anjanece | 15 | 900 | #VALUE! | #VALUE!
RICHARDS MFG. CO. | 62SSCNOR1-JA | Y | RICHARDS MFG. CO. , 62SSCNOR1-JA |  |  | 53.35 | 2001-12-08 08:59 | Anjanece | 15 | 900 | #VALUE! | #VALUE!
RICHARDS MFG. CO. | 62SSCNOR1-JA | Y | RICHARDS MFG. CO. , 62SSCNOR1-JA |  |  | 59.28 | 2001-12-08 08:59 | Anjanece | 15 | 900 | #VALUE! | #VALUE!
RICHARDS MFG. CO. | 62SSCNOR1-JA | Y | RICHARDS MFG. CO. , 62SSCNOR1-JA |  |  | 60.89 | 2001-12-08 08:59 | Anjanece | 15 | 900 | #VALUE! | #VALUE!
RICHARDS MFG. CO. | 62SSCNOR1-JA | Y | RICHARDS MFG. CO. , 62SSCNOR1-JA |  |  | 62.64 | 2001-12-08 08:59 | Anjanece | 15 | 900 | #VALUE! | #VALUE!
RICHARDS MFG. CO. | 62SSCNOR1-JA | Y | RICHARDS MFG. CO. , 62SSCNOR1-JA |  |  | 63.5 | 2001-12-08 08:59 | Anjanece | 15 | 900 | #VALUE! | #VALUE!
RICHARDS MFG. CO. | 62SSCNOR1-JA | Y | RICHARDS MFG. CO. , 62SSCNOR1-JA |  |  | 63.56 | 2001-12-08 08:59 | Anjanece | 15 | 900 | #VALUE! | #VALUE!
RICHARDS MFG. CO. | 62SSCNOR1-JA | Y | RICHARDS MFG. CO. , 62SSCNOR1-JA |  |  | 63.69 | 2001-12-08 08:59 | Anjanece | 15 | 900 | #VALUE! | #VALUE!
RICHARDS MFG. CO. | 62SSCNOR1-JA | Y | RICHARDS MFG. CO. , 62SSCNOR1-JA |  |  | 65 | 2001-12-08 08:59 | Anjanece | 15 | 900 | #VALUE! | #VALUE!
RICHARDS MFG. CO. | 62SSCNOR1-JA | Y | RICHARDS MFG. CO. , 62SSCNOR1-JA |  |  | 95.66 | 2001-12-08 08:59 | Anjanece | 15 | 900 | #VALUE! | #VALUE!
RICHARDS MFG. CO. | 62SSCNOR1-JA | Y | RICHARDS MFG. CO. , 62SSCNOR1-JA |  |  | 97.02 | 2001-12-08 08:59 | Anjanece | 15 | 900 | #VALUE! | #VALUE!
RICHARDS MFG. CO. | 62SSCNOR1-JA | Y | RICHARDS MFG. CO. , 62SSCNOR1-JA |  |  | 100.88 | 2001-12-08 08:59 | Anjanece | 15 | 900 | #VALUE! | #VALUE!
RICHARDS MFG. CO. | 62SSCNOR1-JA | Y | RICHARDS MFG. CO. , 62SSCNOR1-JA |  |  | 101.43 | 2001-12-08 08:59 | Anjanece | 15 | 900 | #VALUE! | #VALUE!
RICHARDS MFG. CO. | 62SSCNOR1-JA | Y | RICHARDS MFG. CO. , 62SSCNOR1-JA |  |  | 106.05 | 2001-12-08 08:59 | Anjanece | 15 | 900 | #VALUE! | #VALUE!
RICHARDS MFG. CO. | 62SSCNOR1-JA | Y | RICHARDS MFG. CO. , 62SSCNOR1-JA |  |  | 109.59 | 2001-12-08 08:59 | Anjanece | 15 | 900 | #VALUE! | #VALUE!
RICHARDS MFG. CO. | 62SSCNOR1-JA | Y | RICHARDS MFG. CO. , 62SSCNOR1-JA |  |  | 112.38 | 2001-12-08 08:59 | Anjanece | 15 | 900 | #VALUE! | #VALUE!
RICHARDS MFG. CO. | 62SSCNOR1-JA | Y | RICHARDS MFG. CO. , 62SSCNOR1-JA |  |  | 112.93 | 2001-12-08 08:59 | Anjanece | 15 | 900 | #VALUE! | #VALUE!
RICHARDS MFG. CO. | 62SSCNOR1-JA | Y | RICHARDS MFG. CO. , 62SSCNOR1-JA |  |  | 114.01 | 2001-12-08 08:59 | Anjanece | 15 | 900 | #VALUE! | #VALUE!
RICHARDS MFG. CO. | 62SSCNOR1-JA | Y | RICHARDS MFG. CO. , 62SSCNOR1-JA |  |  | 114.34 | 2001-12-08 08:59 | Anjanece | 15 | 900 | #VALUE! | #VALUE!
RICHARDS MFG. CO. | 62SSCNOR1-JA | Y | RICHARDS MFG. CO. , 62SSCNOR1-JA |  |  | 115.12 | 2001-12-08 08:59 | Anjanece | 15 | 900 | #VALUE! | #VALUE!
RICHARDS MFG. CO. | 62SSCNOR1-JA | Y | RICHARDS MFG. CO. , 62SSCNOR1-JA |  |  | 116.94 | 2001-12-08 08:59 | Anjanece | 15 | 900 | #VALUE! | #VALUE!
RICHARDS MFG. CO. | 62SSCNOR1-JA | Y | RICHARDS MFG. CO. , 62SSCNOR1-JA |  |  | 117.97 | 2001-12-08 08:59 | Anjanece | 15 | 900 | #VALUE! | #VALUE!
RICHARDS MFG. CO. | 62SSCNOR1-JA | Y | RICHARDS MFG. CO. , 62SSCNOR1-JA |  |  | 119.19 | 2001-12-08 08:59 | Anjanece | 15 | 900 | #VALUE! | #VALUE!
RICHARDS MFG. CO. | 62SSCNOR1-JA | Y | RICHARDS MFG. CO. , 62SSCNOR1-JA |  |  | 120.24 | 2001-12-08 08:59 | Anjanece | 15 | 900 | #VALUE! | #VALUE!
RICHARDS MFG. CO. | 62SSCNOR1-JA | Y | RICHARDS MFG. CO. , 62SSCNOR1-JA |  |  | 120.45 | 2001-12-08 08:59 | Anjanece | 15 | 900 | #VALUE! | #VALUE!
RICHARDS MFG. CO. | 62SSCNOR1-JA | Y | RICHARDS MFG. CO. , 62SSCNOR1-JA |  |  | 123.72 | 2001-12-08 08:59 | Anjanece | 15 | 900 | #VALUE! | #VALUE!
RICHARDS MFG. CO. | 62SSCNOR1-JA | Y | RICHARDS MFG. CO. , 62SSCNOR1-JA |  |  | 123.88 | 2001-12-08 08:59 | Anjanece | 15 | 900 | #VALUE! | #VALUE!
RICHARDS MFG. CO. | 62SSCNOR1-JA | Y | RICHARDS MFG. CO. , 62SSCNOR1-JA |  |  | 125.61 | 2001-12-08 08:59 | Anjanece | 15 | 900 | #VALUE! | #VALUE!
RICHARDS MFG. CO. | 62SSCNOR1-JA | Y | RICHARDS MFG. CO. , 62SSCNOR1-JA |  |  | 127.63 | 2001-12-08 08:59 | Anjanece | 15 | 900 | #VALUE! | #VALUE!
RICHARDS MFG. CO. | 62SSCNOR1-JA | Y | RICHARDS MFG. CO. , 62SSCNOR1-JA |  |  | 128.32 | 2001-12-08 08:59 | Anjanece | 15 | 900 | #VALUE! | #VALUE!
RICHARDS MFG. CO. | 62SSCNOR1-JA | Y | RICHARDS MFG. CO. , 62SSCNOR1-JA |  |  | 130.72 | 2001-12-08 08:59 | Anjanece | 15 | 900 | #VALUE! | #VALUE!
RICHARDS MFG. CO. | 62SSCNOR1-JA | Y | RICHARDS MFG. CO. , 62SSCNOR1-JA |  |  | 130.89 | 2001-12-08 08:59 | Anjanece | 15 | 900 | #VALUE! | #VALUE!
RICHARDS MFG. CO. | 62SSCNOR1-JA | Y | RICHARDS MFG. CO. , 62SSCNOR1-JA |  |  | 134 | 2001-12-08 08:59 | Anjanece | 15 | 900 | #VALUE! | #VALUE!
RICHARDS MFG. CO. | 62SSCNOR1-JA | Y | RICHARDS MFG. CO. , 62SSCNOR1-JA |  |  | 140.66 | 2001-12-08 08:59 | Anjanece | 15 | 900 | #VALUE! | #VALUE!
RICHARDS MFG. CO. | 62SSCNOR1-JA | Y | RICHARDS MFG. CO. , 62SSCNOR1-JA |  |  | 146.63 | 2001-12-08 08:59 | Anjanece | 15 | 900 | #VALUE! | #VALUE!
RICHARDS MFG. CO. | 62SSCNOR1-JA | Y | RICHARDS MFG. CO. , 62SSCNOR1-JA |  |  | 146.92 | 2001-12-08 08:59 | Anjanece | 15 | 900 | #VALUE! | #VALUE!
RICHARDS MFG. CO. | 62SSCNOR1-JA | Y | RICHARDS MFG. CO. , 62SSCNOR1-JA |  |  | 151.23 | 2001-12-08 08:59 | Anjanece | 15 | 900 | #VALUE! | #VALUE!
RICHARDS MFG. CO. | 62SSCNOR1-JA | Y | RICHARDS MFG. CO. , 62SSCNOR1-JA |  |  | 152.46 | 2001-12-08 08:59 | Anjanece | 15 | 900 | #VALUE! | #VALUE!
RICHARDS MFG. CO. | 62SSCNOR1-JA | Y | RICHARDS MFG. CO. , 62SSCNOR1-JA |  |  | 171.65 | 2001-12-08 08:59 | Anjanece | 15 | 900 | #VALUE! | #VALUE!
RICHARDS MFG. CO. | 62SSCNOR1-JA | Y | RICHARDS MFG. CO. , 62SSCNOR1-JA |  |  | 181.35 | 2001-12-08 08:59 | Anjanece | 15 | 900 | #VALUE! | #VALUE!
RICHARDS MFG. CO. | 62SSCNOR1-JA | Y | RICHARDS MFG. CO. , 62SSCNOR1-JA |  |  | 183.09 | 2001-12-08 08:59 | Anjanece | 15 | 900 | #VALUE! | #VALUE!
RICHARDS MFG. CO. | 62SSCNOR1-JA | Y | RICHARDS MFG. CO. , 62SSCNOR1-JA |  |  | 187.57 | 2001-12-08 08:59 | Anjanece | 15 | 900 | #VALUE! | #VALUE!
RICHARDS MFG. CO. | 62SSCNOR1-JA | Y | RICHARDS MFG. CO. , 62SSCNOR1-JA |  |  | 200.9 | 2001-12-08 08:59 | Anjanece | 15 | 900 | #VALUE! | #VALUE!
RICHARDS MFG. CO. | 62SSCNOR1-JA | Y | RICHARDS MFG. CO. , 62SSCNOR1-JA |  |  | 203.57 | 2001-12-08 08:59 | Anjanece | 15 | 900 | #VALUE! | #VALUE!
RICHARDS MFG. CO. | 62SSCNOR1-JA | Y | RICHARDS MFG. CO. , 62SSCNOR1-JA |  |  | 223.79 | 2001-12-08 08:59 | Anjanece | 15 | 900 | #VALUE! | #VALUE!
RICHARDS MFG. CO. | 62SSCNOR1-JA | Y | RICHARDS MFG. CO. , 62SSCNOR1-JA |  |  | 226.5 | 2001-12-08 08:59 | Anjanece | 15 | 900 | #VALUE! | #VALUE!
COOPER POWER | 2604905B05 | Y | COOPER POWER , 2604905B05 | JEA OVERHEAD DISTRIBUTION | CSC Stores | 27.79 | 2002-05-01 12:03 | Anjanece | 1 | 0 | #VALUE! | #VALUE!
COOPER POWER | 2604905B05 | Y | COOPER POWER , 2604905B05 |  |  | 47.27 | 2002-05-01 12:03 | Anjanece | 1 | 0 | #VALUE! | #VALUE!
COOPER POWER | 2604905B05 | Y | COOPER POWER , 2604905B05 |  |  | 66.71 | 2002-05-01 12:03 | Anjanece | 1 | 0 | #VALUE! | #VALUE!
COOPER POWER | 2604905B05 | Y | COOPER POWER , 2604905B05 |  |  | 67.6 | 2002-05-01 12:03 | Anjanece | 1 | 0 | #VALUE! | #VALUE!
COOPER POWER | 2604905B05 | Y | COOPER POWER , 2604905B05 |  |  | 108.48 | 2002-05-01 12:03 | Anjanece | 1 | 0 | #VALUE! | #VALUE!
ELASTIMOLD | 25PCJ1L1300 | Y | ELASTIMOLD , 25PCJ1L1300 | JEA OVERHEAD DISTRIBUTION | CSC Stores | 27.79 | 2002-05-01 12:03 | Anjanece | 1 | 0 | #VALUE! | #VALUE!
ELASTIMOLD | 25PCJ1L1300 | Y | ELASTIMOLD , 25PCJ1L1300 |  |  | 47.27 | 2002-05-01 12:03 | Anjanece | 1 | 0 | #VALUE! | #VALUE!
ELASTIMOLD | 25PCJ1L1300 | Y | ELASTIMOLD , 25PCJ1L1300 |  |  | 66.71 | 2002-05-01 12:03 | Anjanece | 1 | 0 | #VALUE! | #VALUE!
ELASTIMOLD | 25PCJ1L1300 | Y | ELASTIMOLD , 25PCJ1L1300 |  |  | 67.6 | 2002-05-01 12:03 | Anjanece | 1 | 0 | #VALUE! | #VALUE!
ELASTIMOLD | 25PCJ1L1300 | Y | ELASTIMOLD , 25PCJ1L1300 |  |  | 108.48 | 2002-05-01 12:03 | Anjanece | 1 | 0 | #VALUE! | #VALUE!
ITT BLACKBURN | S65CJAR | Y | ITT BLACKBURN , S65CJAR | JEA OVERHEAD DISTRIBUTION | CSC Stores | 27.79 | 2002-05-01 12:03 | Anjanece | 1 | 0 | #VALUE! | #VALUE!
ITT BLACKBURN | S65CJAR | Y | ITT BLACKBURN , S65CJAR |  |  | 47.27 | 2002-05-01 12:03 | Anjanece | 1 | 0 | #VALUE! | #VALUE!
ITT BLACKBURN | S65CJAR | Y | ITT BLACKBURN , S65CJAR |  |  | 66.71 | 2002-05-01 12:03 | Anjanece | 1 | 0 | #VALUE! | #VALUE!
ITT BLACKBURN | S65CJAR | Y | ITT BLACKBURN , S65CJAR |  |  | 67.6 | 2002-05-01 12:03 | Anjanece | 1 | 0 | #VALUE! | #VALUE!
ITT BLACKBURN | S65CJAR | Y | ITT BLACKBURN , S65CJAR |  |  | 108.48 | 2002-05-01 12:03 | Anjanece | 1 | 0 | #VALUE! | #VALUE!
MMM/3M | 5423-CI-350 | Y | MMM/3M , 5423-CI-350 | JEA OVERHEAD DISTRIBUTION | CSC Stores | 27.79 | 2002-05-01 12:03 | Anjanece | 1 | 0 | #VALUE! | #VALUE!
MMM/3M | 5423-CI-350 | Y | MMM/3M , 5423-CI-350 |  |  | 47.27 | 2002-05-01 12:03 | Anjanece | 1 | 0 | #VALUE! | #VALUE!
MMM/3M | 5423-CI-350 | Y | MMM/3M , 5423-CI-350 |  |  | 66.71 | 2002-05-01 12:03 | Anjanece | 1 | 0 | #VALUE! | #VALUE!
MMM/3M | 5423-CI-350 | Y | MMM/3M , 5423-CI-350 |  |  | 67.6 | 2002-05-01 12:03 | Anjanece | 1 | 0 | #VALUE! | #VALUE!
MMM/3M | 5423-CI-350 | Y | MMM/3M , 5423-CI-350 |  |  | 108.48 | 2002-05-01 12:03 | Anjanece | 1 | 0 | #VALUE! | #VALUE!
RAYCHEM | HVS-T-1581E-S W/CONNECTOR | Y | RAYCHEM , HVS-T-1581E-S W/CONNECTOR | JEA UNDERGROUND DISTRIBUTION | CSC Stores | 1269.14 | 2002-05-01 12:08 | Anjanece | 1 | 9 | #VALUE! | #VALUE!
RAYCHEM | HVS-T-1581E-S W/CONNECTOR | Y | RAYCHEM , HVS-T-1581E-S W/CONNECTOR |  |  | 1281.61 | 2002-05-01 12:08 | Anjanece | 1 | 9 | #VALUE! | #VALUE!
RAYCHEM | HVS-T-1581E-S W/CONNECTOR | Y | RAYCHEM , HVS-T-1581E-S W/CONNECTOR |  |  | 1286.35 | 2002-05-01 12:08 | Anjanece | 1 | 9 | #VALUE! | #VALUE!
RAYCHEM | HVS-T-1581E-S W/CONNECTOR | Y | RAYCHEM , HVS-T-1581E-S W/CONNECTOR |  |  | 1314.53 | 2002-05-01 12:08 | Anjanece | 1 | 9 | #VALUE! | #VALUE!
RAYCHEM | HVS-T-1581E-S W/CONNECTOR | Y | RAYCHEM , HVS-T-1581E-S W/CONNECTOR |  |  | 1470 | 2002-05-01 12:08 | Anjanece | 1 | 9 | #VALUE! | #VALUE!
PRYSMIAN CABLE & SYSTEMS | 15-IP-T3 PILC-350-750ALSB | Y | PRYSMIAN CABLE & SYSTEMS , 15-IP-T3 PILC-350-750ALSB | JEA UNDERGROUND DISTRIBUTION | CSC Stores | 2162.43 | 2002-05-01 12:09 | Anjanece | 1 | 6 | #VALUE! | #VALUE!
PRYSMIAN CABLE & SYSTEMS | 15-IP-T3 PILC-350-750ALSB | Y | PRYSMIAN CABLE & SYSTEMS , 15-IP-T3 PILC-350-750ALSB |  |  | 2232 | 2002-05-01 12:09 | Anjanece | 1 | 6 | #VALUE! | #VALUE!
PRYSMIAN CABLE & SYSTEMS | 15-IP-T3 PILC-350-750ALSB | Y | PRYSMIAN CABLE & SYSTEMS , 15-IP-T3 PILC-350-750ALSB |  |  | 2261.82 | 2002-05-01 12:09 | Anjanece | 1 | 6 | #VALUE! | #VALUE!
PRYSMIAN CABLE & SYSTEMS | 15-IP-T3 PILC-350-750ALSB | Y | PRYSMIAN CABLE & SYSTEMS , 15-IP-T3 PILC-350-750ALSB |  |  | 2270.37 | 2002-05-01 12:09 | Anjanece | 1 | 6 | #VALUE! | #VALUE!
PRYSMIAN CABLE & SYSTEMS | 15-IP-T3 PILC-350-750ALSB | Y | PRYSMIAN CABLE & SYSTEMS , 15-IP-T3 PILC-350-750ALSB |  |  | 2719.76 | 2002-05-01 12:09 | Anjanece | 1 | 6 | #VALUE! | #VALUE!
PRYSMIAN CABLE & SYSTEMS | 15-IP-T3 PILC-350-750ALSB | Y | PRYSMIAN CABLE & SYSTEMS , 15-IP-T3 PILC-350-750ALSB |  |  | 2731 | 2002-05-01 12:09 | Anjanece | 1 | 6 | #VALUE! | #VALUE!
PRYSMIAN CABLE & SYSTEMS | 15-IP-T3 PILC-350-750ALSB | Y | PRYSMIAN CABLE & SYSTEMS , 15-IP-T3 PILC-350-750ALSB |  |  | 2742.78 | 2002-05-01 12:09 | Anjanece | 1 | 6 | #VALUE! | #VALUE!
PRYSMIAN CABLE & SYSTEMS | 15-IP-T3 PILC-350-750ALSB | Y | PRYSMIAN CABLE & SYSTEMS , 15-IP-T3 PILC-350-750ALSB |  |  | 2755.97 | 2002-05-01 12:09 | Anjanece | 1 | 6 | #VALUE! | #VALUE!
RAYCHEM | HVS-T-1583E-S W/[3] 3M QCI-350-750 CONTINUOUS SHEARBOLT CONNECTORS | Y | RAYCHEM , HVS-T-1583E-S W/[3] 3M QCI-350-750 CONTINUOUS SHEARBOLT CONNECTORS | JEA UNDERGROUND DISTRIBUTION | CSC Stores | 2162.43 | 2002-05-01 12:09 | Anjanece | 1 | 6 | #VALUE! | #VALUE!
RAYCHEM | HVS-T-1583E-S W/[3] 3M QCI-350-750 CONTINUOUS SHEARBOLT CONNECTORS | Y | RAYCHEM , HVS-T-1583E-S W/[3] 3M QCI-350-750 CONTINUOUS SHEARBOLT CONNECTORS |  |  | 2232 | 2002-05-01 12:09 | Anjanece | 1 | 6 | #VALUE! | #VALUE!
RAYCHEM | HVS-T-1583E-S W/[3] 3M QCI-350-750 CONTINUOUS SHEARBOLT CONNECTORS | Y | RAYCHEM , HVS-T-1583E-S W/[3] 3M QCI-350-750 CONTINUOUS SHEARBOLT CONNECTORS |  |  | 2261.82 | 2002-05-01 12:09 | Anjanece | 1 | 6 | #VALUE! | #VALUE!
RAYCHEM | HVS-T-1583E-S W/[3] 3M QCI-350-750 CONTINUOUS SHEARBOLT CONNECTORS | Y | RAYCHEM , HVS-T-1583E-S W/[3] 3M QCI-350-750 CONTINUOUS SHEARBOLT CONNECTORS |  |  | 2270.37 | 2002-05-01 12:09 | Anjanece | 1 | 6 | #VALUE! | #VALUE!
RAYCHEM | HVS-T-1583E-S W/[3] 3M QCI-350-750 CONTINUOUS SHEARBOLT CONNECTORS | Y | RAYCHEM , HVS-T-1583E-S W/[3] 3M QCI-350-750 CONTINUOUS SHEARBOLT CONNECTORS |  |  | 2719.76 | 2002-05-01 12:09 | Anjanece | 1 | 6 | #VALUE! | #VALUE!
RAYCHEM | HVS-T-1583E-S W/[3] 3M QCI-350-750 CONTINUOUS SHEARBOLT CONNECTORS | Y | RAYCHEM , HVS-T-1583E-S W/[3] 3M QCI-350-750 CONTINUOUS SHEARBOLT CONNECTORS |  |  | 2731 | 2002-05-01 12:09 | Anjanece | 1 | 6 | #VALUE! | #VALUE!
RAYCHEM | HVS-T-1583E-S W/[3] 3M QCI-350-750 CONTINUOUS SHEARBOLT CONNECTORS | Y | RAYCHEM , HVS-T-1583E-S W/[3] 3M QCI-350-750 CONTINUOUS SHEARBOLT CONNECTORS |  |  | 2742.78 | 2002-05-01 12:09 | Anjanece | 1 | 6 | #VALUE! | #VALUE!
RAYCHEM | HVS-T-1583E-S W/[3] 3M QCI-350-750 CONTINUOUS SHEARBOLT CONNECTORS | Y | RAYCHEM , HVS-T-1583E-S W/[3] 3M QCI-350-750 CONTINUOUS SHEARBOLT CONNECTORS |  |  | 2755.97 | 2002-05-01 12:09 | Anjanece | 1 | 6 | #VALUE! | #VALUE!
TYCO/RAYCHEM | HVSR-T-1584 | Y | TYCO/RAYCHEM , HVSR-T-1584 | JEA OVERHEAD DISTRIBUTION | CSC Stores | 1716.39 | 2002-12-10 15:48 | Anjanece | 3 | 0 | #VALUE! | #VALUE!
TYCO/RAYCHEM | HVSR-T-1584 | Y | TYCO/RAYCHEM , HVSR-T-1584 |  |  | 1957.1 | 2002-12-10 15:48 | Anjanece | 3 | 0 | #VALUE! | #VALUE!
TYCO/RAYCHEM | HVSR-T-1584 | Y | TYCO/RAYCHEM , HVSR-T-1584 |  |  | 2593.41 | 2002-12-10 15:48 | Anjanece | 3 | 0 | #VALUE! | #VALUE!
TYCO/RAYCHEM | HVSR-T-1584 | Y | TYCO/RAYCHEM , HVSR-T-1584 |  |  | 2765.99 | 2002-12-10 15:48 | Anjanece | 3 | 0 | #VALUE! | #VALUE!
RAYCHEM | HVS-T-1582E-S | Y | RAYCHEM , HVS-T-1582E-S | JEA UNDERGROUND DISTRIBUTION | CSC Stores | 2386.57 | 2020-12-01 13:42 | Anjanece | 1 | 0 | #VALUE! | #VALUE!
RAYCHEM | HVS-T-1582E-S | Y | RAYCHEM , HVS-T-1582E-S |  |  | 2604.91 | 2020-12-01 13:42 | Anjanece | 1 | 0 | #VALUE! | #VALUE!
RAYCHEM | HVS-T-1582E-S | Y | RAYCHEM , HVS-T-1582E-S |  |  | 2800 | 2020-12-01 13:42 | Anjanece | 1 | 0 | #VALUE! | #VALUE!
RAYCHEM | HVS-T-1582E-S | Y | RAYCHEM , HVS-T-1582E-S |  |  | 3024.34 | 2020-12-01 13:42 | Anjanece | 1 | 0 | #VALUE! | #VALUE!
ALLIED | 22096 | Y | ALLIED , 22096 | JEA OVERHEAD DISTRIBUTION | CSC Stores | 5.72 | 2001-12-08 09:01 | Anjanece | 50 | 800 | #VALUE! | #VALUE!
ALLIED | 22096 | Y | ALLIED , 22096 |  |  | 6.8 | 2001-12-08 09:01 | Anjanece | 50 | 800 | #VALUE! | #VALUE!
ALLIED | 22096 | Y | ALLIED , 22096 |  |  | 7.13 | 2001-12-08 09:01 | Anjanece | 50 | 800 | #VALUE! | #VALUE!
ALLIED | 22096 | Y | ALLIED , 22096 |  |  | 7.24 | 2001-12-08 09:01 | Anjanece | 50 | 800 | #VALUE! | #VALUE!
ALLIED | 22096 | Y | ALLIED , 22096 |  |  | 7.68 | 2001-12-08 09:01 | Anjanece | 50 | 800 | #VALUE! | #VALUE!
ALLIED | 22096 | Y | ALLIED , 22096 |  |  | 7.97 | 2001-12-08 09:01 | Anjanece | 50 | 800 | #VALUE! | #VALUE!
ALLIED | 22096 | Y | ALLIED , 22096 |  |  | 8.08 | 2001-12-08 09:01 | Anjanece | 50 | 800 | #VALUE! | #VALUE!
ALLIED | 22096 | Y | ALLIED , 22096 |  |  | 8.22 | 2001-12-08 09:01 | Anjanece | 50 | 800 | #VALUE! | #VALUE!
ALLIED | 22096 | Y | ALLIED , 22096 |  |  | 8.37 | 2001-12-08 09:01 | Anjanece | 50 | 800 | #VALUE! | #VALUE!
ALLIED | 22096 | Y | ALLIED , 22096 |  |  | 8.39 | 2001-12-08 09:01 | Anjanece | 50 | 800 | #VALUE! | #VALUE!
ALLIED | 22096 | Y | ALLIED , 22096 |  |  | 8.5 | 2001-12-08 09:01 | Anjanece | 50 | 800 | #VALUE! | #VALUE!
ALLIED | 22096 | Y | ALLIED , 22096 |  |  | 8.54 | 2001-12-08 09:01 | Anjanece | 50 | 800 | #VALUE! | #VALUE!
ALLIED | 22096 | Y | ALLIED , 22096 |  |  | 8.64 | 2001-12-08 09:01 | Anjanece | 50 | 800 | #VALUE! | #VALUE!
ALLIED | 22096 | Y | ALLIED , 22096 |  |  | 8.71 | 2001-12-08 09:01 | Anjanece | 50 | 800 | #VALUE! | #VALUE!
ALLIED | 22096 | Y | ALLIED , 22096 |  |  | 8.87 | 2001-12-08 09:01 | Anjanece | 50 | 800 | #VALUE! | #VALUE!
ALLIED | 22096 | Y | ALLIED , 22096 |  |  | 9.01 | 2001-12-08 09:01 | Anjanece | 50 | 800 | #VALUE! | #VALUE!
ALLIED | 22096 | Y | ALLIED , 22096 |  |  | 11.11 | 2001-12-08 09:01 | Anjanece | 50 | 800 | #VALUE! | #VALUE!
ALLIED | 22096 | Y | ALLIED , 22096 |  |  | 14.15 | 2001-12-08 09:01 | Anjanece | 50 | 800 | #VALUE! | #VALUE!
ALLIED | 22096 | Y | ALLIED , 22096 |  |  | 15.37 | 2001-12-08 09:01 | Anjanece | 50 | 800 | #VALUE! | #VALUE!
ALLIED | 22096 | Y | ALLIED , 22096 |  |  | 16.61 | 2001-12-08 09:01 | Anjanece | 50 | 800 | #VALUE! | #VALUE!
ALLIED | 22096 | Y | ALLIED , 22096 |  |  | 16.82 | 2001-12-08 09:01 | Anjanece | 50 | 800 | #VALUE! | #VALUE!
ALLIED | 22096 | Y | ALLIED , 22096 |  |  | 17.35 | 2001-12-08 09:01 | Anjanece | 50 | 800 | #VALUE! | #VALUE!
CHANCE | C2050464 | Y | CHANCE , C2050464 | JEA OVERHEAD DISTRIBUTION | CSC Stores | 5.72 | 2001-12-08 09:01 | Anjanece | 50 | 800 | #VALUE! | #VALUE!
CHANCE | C2050464 | Y | CHANCE , C2050464 |  |  | 6.8 | 2001-12-08 09:01 | Anjanece | 50 | 800 | #VALUE! | #VALUE!
CHANCE | C2050464 | Y | CHANCE , C2050464 |  |  | 7.13 | 2001-12-08 09:01 | Anjanece | 50 | 800 | #VALUE! | #VALUE!
CHANCE | C2050464 | Y | CHANCE , C2050464 |  |  | 7.24 | 2001-12-08 09:01 | Anjanece | 50 | 800 | #VALUE! | #VALUE!
CHANCE | C2050464 | Y | CHANCE , C2050464 |  |  | 7.68 | 2001-12-08 09:01 | Anjanece | 50 | 800 | #VALUE! | #VALUE!
CHANCE | C2050464 | Y | CHANCE , C2050464 |  |  | 7.97 | 2001-12-08 09:01 | Anjanece | 50 | 800 | #VALUE! | #VALUE!
CHANCE | C2050464 | Y | CHANCE , C2050464 |  |  | 8.08 | 2001-12-08 09:01 | Anjanece | 50 | 800 | #VALUE! | #VALUE!
CHANCE | C2050464 | Y | CHANCE , C2050464 |  |  | 8.22 | 2001-12-08 09:01 | Anjanece | 50 | 800 | #VALUE! | #VALUE!
CHANCE | C2050464 | Y | CHANCE , C2050464 |  |  | 8.37 | 2001-12-08 09:01 | Anjanece | 50 | 800 | #VALUE! | #VALUE!
CHANCE | C2050464 | Y | CHANCE , C2050464 |  |  | 8.39 | 2001-12-08 09:01 | Anjanece | 50 | 800 | #VALUE! | #VALUE!
CHANCE | C2050464 | Y | CHANCE , C2050464 |  |  | 8.5 | 2001-12-08 09:01 | Anjanece | 50 | 800 | #VALUE! | #VALUE!
CHANCE | C2050464 | Y | CHANCE , C2050464 |  |  | 8.54 | 2001-12-08 09:01 | Anjanece | 50 | 800 | #VALUE! | #VALUE!
CHANCE | C2050464 | Y | CHANCE , C2050464 |  |  | 8.64 | 2001-12-08 09:01 | Anjanece | 50 | 800 | #VALUE! | #VALUE!
CHANCE | C2050464 | Y | CHANCE , C2050464 |  |  | 8.71 | 2001-12-08 09:01 | Anjanece | 50 | 800 | #VALUE! | #VALUE!
CHANCE | C2050464 | Y | CHANCE , C2050464 |  |  | 8.87 | 2001-12-08 09:01 | Anjanece | 50 | 800 | #VALUE! | #VALUE!
CHANCE | C2050464 | Y | CHANCE , C2050464 |  |  | 9.01 | 2001-12-08 09:01 | Anjanece | 50 | 800 | #VALUE! | #VALUE!
CHANCE | C2050464 | Y | CHANCE , C2050464 |  |  | 11.11 | 2001-12-08 09:01 | Anjanece | 50 | 800 | #VALUE! | #VALUE!
CHANCE | C2050464 | Y | CHANCE , C2050464 |  |  | 14.15 | 2001-12-08 09:01 | Anjanece | 50 | 800 | #VALUE! | #VALUE!
CHANCE | C2050464 | Y | CHANCE , C2050464 |  |  | 15.37 | 2001-12-08 09:01 | Anjanece | 50 | 800 | #VALUE! | #VALUE!
CHANCE | C2050464 | Y | CHANCE , C2050464 |  |  | 16.61 | 2001-12-08 09:01 | Anjanece | 50 | 800 | #VALUE! | #VALUE!
CHANCE | C2050464 | Y | CHANCE , C2050464 |  |  | 16.82 | 2001-12-08 09:01 | Anjanece | 50 | 800 | #VALUE! | #VALUE!
CHANCE | C2050464 | Y | CHANCE , C2050464 |  |  | 17.35 | 2001-12-08 09:01 | Anjanece | 50 | 800 | #VALUE! | #VALUE!
L&J INDUSTRIAL STAPLES INC | C1538162-C | Y | L&J INDUSTRIAL STAPLES INC , C1538162-C | JEA OVERHEAD DISTRIBUTION | CSC Stores | 5.72 | 2001-12-08 09:01 | Anjanece | 50 | 800 | #VALUE! | #VALUE!
L&J INDUSTRIAL STAPLES INC | C1538162-C | Y | L&J INDUSTRIAL STAPLES INC , C1538162-C |  |  | 6.8 | 2001-12-08 09:01 | Anjanece | 50 | 800 | #VALUE! | #VALUE!
L&J INDUSTRIAL STAPLES INC | C1538162-C | Y | L&J INDUSTRIAL STAPLES INC , C1538162-C |  |  | 7.13 | 2001-12-08 09:01 | Anjanece | 50 | 800 | #VALUE! | #VALUE!
L&J INDUSTRIAL STAPLES INC | C1538162-C | Y | L&J INDUSTRIAL STAPLES INC , C1538162-C |  |  | 7.24 | 2001-12-08 09:01 | Anjanece | 50 | 800 | #VALUE! | #VALUE!
L&J INDUSTRIAL STAPLES INC | C1538162-C | Y | L&J INDUSTRIAL STAPLES INC , C1538162-C |  |  | 7.68 | 2001-12-08 09:01 | Anjanece | 50 | 800 | #VALUE! | #VALUE!
L&J INDUSTRIAL STAPLES INC | C1538162-C | Y | L&J INDUSTRIAL STAPLES INC , C1538162-C |  |  | 7.97 | 2001-12-08 09:01 | Anjanece | 50 | 800 | #VALUE! | #VALUE!
L&J INDUSTRIAL STAPLES INC | C1538162-C | Y | L&J INDUSTRIAL STAPLES INC , C1538162-C |  |  | 8.08 | 2001-12-08 09:01 | Anjanece | 50 | 800 | #VALUE! | #VALUE!
L&J INDUSTRIAL STAPLES INC | C1538162-C | Y | L&J INDUSTRIAL STAPLES INC , C1538162-C |  |  | 8.22 | 2001-12-08 09:01 | Anjanece | 50 | 800 | #VALUE! | #VALUE!
L&J INDUSTRIAL STAPLES INC | C1538162-C | Y | L&J INDUSTRIAL STAPLES INC , C1538162-C |  |  | 8.37 | 2001-12-08 09:01 | Anjanece | 50 | 800 | #VALUE! | #VALUE!
L&J INDUSTRIAL STAPLES INC | C1538162-C | Y | L&J INDUSTRIAL STAPLES INC , C1538162-C |  |  | 8.39 | 2001-12-08 09:01 | Anjanece | 50 | 800 | #VALUE! | #VALUE!
L&J INDUSTRIAL STAPLES INC | C1538162-C | Y | L&J INDUSTRIAL STAPLES INC , C1538162-C |  |  | 8.5 | 2001-12-08 09:01 | Anjanece | 50 | 800 | #VALUE! | #VALUE!
L&J INDUSTRIAL STAPLES INC | C1538162-C | Y | L&J INDUSTRIAL STAPLES INC , C1538162-C |  |  | 8.54 | 2001-12-08 09:01 | Anjanece | 50 | 800 | #VALUE! | #VALUE!
L&J INDUSTRIAL STAPLES INC | C1538162-C | Y | L&J INDUSTRIAL STAPLES INC , C1538162-C |  |  | 8.64 | 2001-12-08 09:01 | Anjanece | 50 | 800 | #VALUE! | #VALUE!
L&J INDUSTRIAL STAPLES INC | C1538162-C | Y | L&J INDUSTRIAL STAPLES INC , C1538162-C |  |  | 8.71 | 2001-12-08 09:01 | Anjanece | 50 | 800 | #VALUE! | #VALUE!
L&J INDUSTRIAL STAPLES INC | C1538162-C | Y | L&J INDUSTRIAL STAPLES INC , C1538162-C |  |  | 8.87 | 2001-12-08 09:01 | Anjanece | 50 | 800 | #VALUE! | #VALUE!
L&J INDUSTRIAL STAPLES INC | C1538162-C | Y | L&J INDUSTRIAL STAPLES INC , C1538162-C |  |  | 9.01 | 2001-12-08 09:01 | Anjanece | 50 | 800 | #VALUE! | #VALUE!
L&J INDUSTRIAL STAPLES INC | C1538162-C | Y | L&J INDUSTRIAL STAPLES INC , C1538162-C |  |  | 11.11 | 2001-12-08 09:01 | Anjanece | 50 | 800 | #VALUE! | #VALUE!
L&J INDUSTRIAL STAPLES INC | C1538162-C | Y | L&J INDUSTRIAL STAPLES INC , C1538162-C |  |  | 14.15 | 2001-12-08 09:01 | Anjanece | 50 | 800 | #VALUE! | #VALUE!
L&J INDUSTRIAL STAPLES INC | C1538162-C | Y | L&J INDUSTRIAL STAPLES INC , C1538162-C |  |  | 15.37 | 2001-12-08 09:01 | Anjanece | 50 | 800 | #VALUE! | #VALUE!
L&J INDUSTRIAL STAPLES INC | C1538162-C | Y | L&J INDUSTRIAL STAPLES INC , C1538162-C |  |  | 16.61 | 2001-12-08 09:01 | Anjanece | 50 | 800 | #VALUE! | #VALUE!
L&J INDUSTRIAL STAPLES INC | C1538162-C | Y | L&J INDUSTRIAL STAPLES INC , C1538162-C |  |  | 16.82 | 2001-12-08 09:01 | Anjanece | 50 | 800 | #VALUE! | #VALUE!
L&J INDUSTRIAL STAPLES INC | C1538162-C | Y | L&J INDUSTRIAL STAPLES INC , C1538162-C |  |  | 17.35 | 2001-12-08 09:01 | Anjanece | 50 | 800 | #VALUE! | #VALUE!
|  |  | , | JEA OVERHEAD DISTRIBUTION | Storm Stores | 6.65 | 2018-04-16 10:34 | Anjanece | 50 | 800 | #VALUE! | #VALUE!
|  |  | , |  |  | 6.72 | 2018-04-16 10:34 | Anjanece | 50 | 800 | #VALUE! | #VALUE!
|  |  | , |  |  | 7.13 | 2018-04-16 10:34 | Anjanece | 50 | 800 | #VALUE! | #VALUE!
|  |  | , |  |  | 7.24 | 2018-04-16 10:34 | Anjanece | 50 | 800 | #VALUE! | #VALUE!
|  |  | , |  |  | 7.41 | 2018-04-16 10:34 | Anjanece | 50 | 800 | #VALUE! | #VALUE!
|  |  | , |  |  | 7.67 | 2018-04-16 10:34 | Anjanece | 50 | 800 | #VALUE! | #VALUE!
|  |  | , |  |  | 8.04 | 2018-04-16 10:34 | Anjanece | 50 | 800 | #VALUE! | #VALUE!
|  |  | , |  |  | 8.54 | 2018-04-16 10:34 | Anjanece | 50 | 800 | #VALUE! | #VALUE!
|  |  | , |  |  | 12.58 | 2018-04-16 10:34 | Anjanece | 50 | 800 | #VALUE! | #VALUE!
|  |  | , |  |  | 14.15 | 2018-04-16 10:34 | Anjanece | 50 | 800 | #VALUE! | #VALUE!
ALLIED BOLT, INC. | 25010 | Y | ALLIED BOLT, INC. , 25010 | JEA OVERHEAD DISTRIBUTION | CSC Stores | 5.62 | 2001-12-08 09:04 | Anjanece | 1 | 0 | #VALUE! | #VALUE!
ALLIED BOLT, INC. | 25010 | Y | ALLIED BOLT, INC. , 25010 |  |  | 5.68 | 2001-12-08 09:04 | Anjanece | 1 | 0 | #VALUE! | #VALUE!
ALLIED BOLT, INC. | 25010 | Y | ALLIED BOLT, INC. , 25010 |  |  | 5.73 | 2001-12-08 09:04 | Anjanece | 1 | 0 | #VALUE! | #VALUE!
ALLIED BOLT, INC. | 25010 | Y | ALLIED BOLT, INC. , 25010 |  |  | 5.92 | 2001-12-08 09:04 | Anjanece | 1 | 0 | #VALUE! | #VALUE!
ALLIED BOLT, INC. | 25010 | Y | ALLIED BOLT, INC. , 25010 |  |  | 6.16 | 2001-12-08 09:04 | Anjanece | 1 | 0 | #VALUE! | #VALUE!
ALLIED BOLT, INC. | 25010 | Y | ALLIED BOLT, INC. , 25010 |  |  | 6.19 | 2001-12-08 09:04 | Anjanece | 1 | 0 | #VALUE! | #VALUE!
ALLIED BOLT, INC. | 25010 | Y | ALLIED BOLT, INC. , 25010 |  |  | 6.2 | 2001-12-08 09:04 | Anjanece | 1 | 0 | #VALUE! | #VALUE!
ALLIED BOLT, INC. | 25010 | Y | ALLIED BOLT, INC. , 25010 |  |  | 6.23 | 2001-12-08 09:04 | Anjanece | 1 | 0 | #VALUE! | #VALUE!
ALLIED BOLT, INC. | 25010 | Y | ALLIED BOLT, INC. , 25010 |  |  | 6.29 | 2001-12-08 09:04 | Anjanece | 1 | 0 | #VALUE! | #VALUE!
ALLIED BOLT, INC. | 25010 | Y | ALLIED BOLT, INC. , 25010 |  |  | 6.31 | 2001-12-08 09:04 | Anjanece | 1 | 0 | #VALUE! | #VALUE!
ALLIED BOLT, INC. | 25010 | Y | ALLIED BOLT, INC. , 25010 |  |  | 6.32 | 2001-12-08 09:04 | Anjanece | 1 | 0 | #VALUE! | #VALUE!
ALLIED BOLT, INC. | 25010 | Y | ALLIED BOLT, INC. , 25010 |  |  | 6.33 | 2001-12-08 09:04 | Anjanece | 1 | 0 | #VALUE! | #VALUE!
ALLIED BOLT, INC. | 25010 | Y | ALLIED BOLT, INC. , 25010 |  |  | 6.35 | 2001-12-08 09:04 | Anjanece | 1 | 0 | #VALUE! | #VALUE!
ALLIED BOLT, INC. | 25010 | Y | ALLIED BOLT, INC. , 25010 |  |  | 6.44 | 2001-12-08 09:04 | Anjanece | 1 | 0 | #VALUE! | #VALUE!
ALLIED BOLT, INC. | 25010 | Y | ALLIED BOLT, INC. , 25010 |  |  | 6.71 | 2001-12-08 09:04 | Anjanece | 1 | 0 | #VALUE! | #VALUE!
ALLIED BOLT, INC. | 25010 | Y | ALLIED BOLT, INC. , 25010 |  |  | 7.17 | 2001-12-08 09:04 | Anjanece | 1 | 0 | #VALUE! | #VALUE!
ALLIED BOLT, INC. | 25010 | Y | ALLIED BOLT, INC. , 25010 |  |  | 7.52 | 2001-12-08 09:04 | Anjanece | 1 | 0 | #VALUE! | #VALUE!
ALLIED BOLT, INC. | 25010 | Y | ALLIED BOLT, INC. , 25010 |  |  | 7.84 | 2001-12-08 09:04 | Anjanece | 1 | 0 | #VALUE! | #VALUE!
ALLIED BOLT, INC. | 25010 | Y | ALLIED BOLT, INC. , 25010 |  |  | 8.02 | 2001-12-08 09:04 | Anjanece | 1 | 0 | #VALUE! | #VALUE!
ALLIED BOLT, INC. | 25010 | Y | ALLIED BOLT, INC. , 25010 |  |  | 8.52 | 2001-12-08 09:04 | Anjanece | 1 | 0 | #VALUE! | #VALUE!
ALLIED BOLT, INC. | 25010 | Y | ALLIED BOLT, INC. , 25010 |  |  | 8.57 | 2001-12-08 09:04 | Anjanece | 1 | 0 | #VALUE! | #VALUE!
ALLIED BOLT, INC. | 25010 | Y | ALLIED BOLT, INC. , 25010 |  |  | 9.13 | 2001-12-08 09:04 | Anjanece | 1 | 0 | #VALUE! | #VALUE!
ALLIED BOLT, INC. | 25010 | Y | ALLIED BOLT, INC. , 25010 |  |  | 9.95 | 2001-12-08 09:04 | Anjanece | 1 | 0 | #VALUE! | #VALUE!
ALLIED BOLT, INC. | 25010 | Y | ALLIED BOLT, INC. , 25010 |  |  | 10.35 | 2001-12-08 09:04 | Anjanece | 1 | 0 | #VALUE! | #VALUE!
ALLIED BOLT, INC. | 25010 | Y | ALLIED BOLT, INC. , 25010 |  |  | 10.56 | 2001-12-08 09:04 | Anjanece | 1 | 0 | #VALUE! | #VALUE!
ALLIED BOLT, INC. | 25010 | Y | ALLIED BOLT, INC. , 25010 |  |  | 10.75 | 2001-12-08 09:04 | Anjanece | 1 | 0 | #VALUE! | #VALUE!
ALLIED BOLT, INC. | 25010 | Y | ALLIED BOLT, INC. , 25010 |  |  | 10.8 | 2001-12-08 09:04 | Anjanece | 1 | 0 | #VALUE! | #VALUE!
ALLIED BOLT, INC. | 25010 | Y | ALLIED BOLT, INC. , 25010 |  |  | 11.04 | 2001-12-08 09:04 | Anjanece | 1 | 0 | #VALUE! | #VALUE!
ALLIED BOLT, INC. | 25010 | Y | ALLIED BOLT, INC. , 25010 |  |  | 12.34 | 2001-12-08 09:04 | Anjanece | 1 | 0 | #VALUE! | #VALUE!
ALLIED BOLT, INC. | 25010 | Y | ALLIED BOLT, INC. , 25010 |  |  | 16.6 | 2001-12-08 09:04 | Anjanece | 1 | 0 | #VALUE! | #VALUE!
ALLIED BOLT, INC. | 25010 | Y | ALLIED BOLT, INC. , 25010 |  |  | 24.73 | 2001-12-08 09:04 | Anjanece | 1 | 0 | #VALUE! | #VALUE!
ALLIED BOLT, INC. | 25010 | Y | ALLIED BOLT, INC. , 25010 |  |  | 25.21 | 2001-12-08 09:04 | Anjanece | 1 | 0 | #VALUE! | #VALUE!
ALLIED BOLT, INC. | 25010 | Y | ALLIED BOLT, INC. , 25010 |  |  | 26.31 | 2001-12-08 09:04 | Anjanece | 1 | 0 | #VALUE! | #VALUE!
ALLIED BOLT, INC. | 25010 | Y | ALLIED BOLT, INC. , 25010 |  |  | 26.79 | 2001-12-08 09:04 | Anjanece | 1 | 0 | #VALUE! | #VALUE!
ALLIED BOLT, INC. | 25010 | Y | ALLIED BOLT, INC. , 25010 |  |  | 27.26 | 2001-12-08 09:04 | Anjanece | 1 | 0 | #VALUE! | #VALUE!
BLACKBURN | CUS10 | Y | BLACKBURN , CUS10 | JEA OVERHEAD DISTRIBUTION | CSC Stores | 5.62 | 2001-12-08 09:04 | Anjanece | 1 | 0 | #VALUE! | #VALUE!
BLACKBURN | CUS10 | Y | BLACKBURN , CUS10 |  |  | 5.68 | 2001-12-08 09:04 | Anjanece | 1 | 0 | #VALUE! | #VALUE!
BLACKBURN | CUS10 | Y | BLACKBURN , CUS10 |  |  | 5.73 | 2001-12-08 09:04 | Anjanece | 1 | 0 | #VALUE! | #VALUE!
BLACKBURN | CUS10 | Y | BLACKBURN , CUS10 |  |  | 5.92 | 2001-12-08 09:04 | Anjanece | 1 | 0 | #VALUE! | #VALUE!
BLACKBURN | CUS10 | Y | BLACKBURN , CUS10 |  |  | 6.16 | 2001-12-08 09:04 | Anjanece | 1 | 0 | #VALUE! | #VALUE!
BLACKBURN | CUS10 | Y | BLACKBURN , CUS10 |  |  | 6.19 | 2001-12-08 09:04 | Anjanece | 1 | 0 | #VALUE! | #VALUE!
BLACKBURN | CUS10 | Y | BLACKBURN , CUS10 |  |  | 6.2 | 2001-12-08 09:04 | Anjanece | 1 | 0 | #VALUE! | #VALUE!
BLACKBURN | CUS10 | Y | BLACKBURN , CUS10 |  |  | 6.23 | 2001-12-08 09:04 | Anjanece | 1 | 0 | #VALUE! | #VALUE!
BLACKBURN | CUS10 | Y | BLACKBURN , CUS10 |  |  | 6.29 | 2001-12-08 09:04 | Anjanece | 1 | 0 | #VALUE! | #VALUE!
BLACKBURN | CUS10 | Y | BLACKBURN , CUS10 |  |  | 6.31 | 2001-12-08 09:04 | Anjanece | 1 | 0 | #VALUE! | #VALUE!
BLACKBURN | CUS10 | Y | BLACKBURN , CUS10 |  |  | 6.32 | 2001-12-08 09:04 | Anjanece | 1 | 0 | #VALUE! | #VALUE!
BLACKBURN | CUS10 | Y | BLACKBURN , CUS10 |  |  | 6.33 | 2001-12-08 09:04 | Anjanece | 1 | 0 | #VALUE! | #VALUE!
BLACKBURN | CUS10 | Y | BLACKBURN , CUS10 |  |  | 6.35 | 2001-12-08 09:04 | Anjanece | 1 | 0 | #VALUE! | #VALUE!
BLACKBURN | CUS10 | Y | BLACKBURN , CUS10 |  |  | 6.44 | 2001-12-08 09:04 | Anjanece | 1 | 0 | #VALUE! | #VALUE!
BLACKBURN | CUS10 | Y | BLACKBURN , CUS10 |  |  | 6.71 | 2001-12-08 09:04 | Anjanece | 1 | 0 | #VALUE! | #VALUE!
BLACKBURN | CUS10 | Y | BLACKBURN , CUS10 |  |  | 7.17 | 2001-12-08 09:04 | Anjanece | 1 | 0 | #VALUE! | #VALUE!
BLACKBURN | CUS10 | Y | BLACKBURN , CUS10 |  |  | 7.52 | 2001-12-08 09:04 | Anjanece | 1 | 0 | #VALUE! | #VALUE!
BLACKBURN | CUS10 | Y | BLACKBURN , CUS10 |  |  | 7.84 | 2001-12-08 09:04 | Anjanece | 1 | 0 | #VALUE! | #VALUE!
BLACKBURN | CUS10 | Y | BLACKBURN , CUS10 |  |  | 8.02 | 2001-12-08 09:04 | Anjanece | 1 | 0 | #VALUE! | #VALUE!
BLACKBURN | CUS10 | Y | BLACKBURN , CUS10 |  |  | 8.52 | 2001-12-08 09:04 | Anjanece | 1 | 0 | #VALUE! | #VALUE!
BLACKBURN | CUS10 | Y | BLACKBURN , CUS10 |  |  | 8.57 | 2001-12-08 09:04 | Anjanece | 1 | 0 | #VALUE! | #VALUE!
BLACKBURN | CUS10 | Y | BLACKBURN , CUS10 |  |  | 9.13 | 2001-12-08 09:04 | Anjanece | 1 | 0 | #VALUE! | #VALUE!
BLACKBURN | CUS10 | Y | BLACKBURN , CUS10 |  |  | 9.95 | 2001-12-08 09:04 | Anjanece | 1 | 0 | #VALUE! | #VALUE!
BLACKBURN | CUS10 | Y | BLACKBURN , CUS10 |  |  | 10.35 | 2001-12-08 09:04 | Anjanece | 1 | 0 | #VALUE! | #VALUE!
BLACKBURN | CUS10 | Y | BLACKBURN , CUS10 |  |  | 10.56 | 2001-12-08 09:04 | Anjanece | 1 | 0 | #VALUE! | #VALUE!
BLACKBURN | CUS10 | Y | BLACKBURN , CUS10 |  |  | 10.75 | 2001-12-08 09:04 | Anjanece | 1 | 0 | #VALUE! | #VALUE!
BLACKBURN | CUS10 | Y | BLACKBURN , CUS10 |  |  | 10.8 | 2001-12-08 09:04 | Anjanece | 1 | 0 | #VALUE! | #VALUE!
BLACKBURN | CUS10 | Y | BLACKBURN , CUS10 |  |  | 11.04 | 2001-12-08 09:04 | Anjanece | 1 | 0 | #VALUE! | #VALUE!
BLACKBURN | CUS10 | Y | BLACKBURN , CUS10 |  |  | 12.34 | 2001-12-08 09:04 | Anjanece | 1 | 0 | #VALUE! | #VALUE!
BLACKBURN | CUS10 | Y | BLACKBURN , CUS10 |  |  | 16.6 | 2001-12-08 09:04 | Anjanece | 1 | 0 | #VALUE! | #VALUE!
BLACKBURN | CUS10 | Y | BLACKBURN , CUS10 |  |  | 24.73 | 2001-12-08 09:04 | Anjanece | 1 | 0 | #VALUE! | #VALUE!
BLACKBURN | CUS10 | Y | BLACKBURN , CUS10 |  |  | 25.21 | 2001-12-08 09:04 | Anjanece | 1 | 0 | #VALUE! | #VALUE!
BLACKBURN | CUS10 | Y | BLACKBURN , CUS10 |  |  | 26.31 | 2001-12-08 09:04 | Anjanece | 1 | 0 | #VALUE! | #VALUE!
BLACKBURN | CUS10 | Y | BLACKBURN , CUS10 |  |  | 26.79 | 2001-12-08 09:04 | Anjanece | 1 | 0 | #VALUE! | #VALUE!
BLACKBURN | CUS10 | Y | BLACKBURN , CUS10 |  |  | 27.26 | 2001-12-08 09:04 | Anjanece | 1 | 0 | #VALUE! | #VALUE!
CHANCE | 9154 | Y | CHANCE , 9154 | JEA OVERHEAD DISTRIBUTION | CSC Stores | 5.62 | 2001-12-08 09:04 | Anjanece | 1 | 0 | #VALUE! | #VALUE!
CHANCE | 9154 | Y | CHANCE , 9154 |  |  | 5.68 | 2001-12-08 09:04 | Anjanece | 1 | 0 | #VALUE! | #VALUE!
CHANCE | 9154 | Y | CHANCE , 9154 |  |  | 5.73 | 2001-12-08 09:04 | Anjanece | 1 | 0 | #VALUE! | #VALUE!
CHANCE | 9154 | Y | CHANCE , 9154 |  |  | 5.92 | 2001-12-08 09:04 | Anjanece | 1 | 0 | #VALUE! | #VALUE!
CHANCE | 9154 | Y | CHANCE , 9154 |  |  | 6.16 | 2001-12-08 09:04 | Anjanece | 1 | 0 | #VALUE! | #VALUE!
CHANCE | 9154 | Y | CHANCE , 9154 |  |  | 6.19 | 2001-12-08 09:04 | Anjanece | 1 | 0 | #VALUE! | #VALUE!
CHANCE | 9154 | Y | CHANCE , 9154 |  |  | 6.2 | 2001-12-08 09:04 | Anjanece | 1 | 0 | #VALUE! | #VALUE!
CHANCE | 9154 | Y | CHANCE , 9154 |  |  | 6.23 | 2001-12-08 09:04 | Anjanece | 1 | 0 | #VALUE! | #VALUE!
CHANCE | 9154 | Y | CHANCE , 9154 |  |  | 6.29 | 2001-12-08 09:04 | Anjanece | 1 | 0 | #VALUE! | #VALUE!
CHANCE | 9154 | Y | CHANCE , 9154 |  |  | 6.31 | 2001-12-08 09:04 | Anjanece | 1 | 0 | #VALUE! | #VALUE!
CHANCE | 9154 | Y | CHANCE , 9154 |  |  | 6.32 | 2001-12-08 09:04 | Anjanece | 1 | 0 | #VALUE! | #VALUE!
CHANCE | 9154 | Y | CHANCE , 9154 |  |  | 6.33 | 2001-12-08 09:04 | Anjanece | 1 | 0 | #VALUE! | #VALUE!
CHANCE | 9154 | Y | CHANCE , 9154 |  |  | 6.35 | 2001-12-08 09:04 | Anjanece | 1 | 0 | #VALUE! | #VALUE!
CHANCE | 9154 | Y | CHANCE , 9154 |  |  | 6.44 | 2001-12-08 09:04 | Anjanece | 1 | 0 | #VALUE! | #VALUE!
CHANCE | 9154 | Y | CHANCE , 9154 |  |  | 6.71 | 2001-12-08 09:04 | Anjanece | 1 | 0 | #VALUE! | #VALUE!
CHANCE | 9154 | Y | CHANCE , 9154 |  |  | 7.17 | 2001-12-08 09:04 | Anjanece | 1 | 0 | #VALUE! | #VALUE!
CHANCE | 9154 | Y | CHANCE , 9154 |  |  | 7.52 | 2001-12-08 09:04 | Anjanece | 1 | 0 | #VALUE! | #VALUE!
CHANCE | 9154 | Y | CHANCE , 9154 |  |  | 7.84 | 2001-12-08 09:04 | Anjanece | 1 | 0 | #VALUE! | #VALUE!
CHANCE | 9154 | Y | CHANCE , 9154 |  |  | 8.02 | 2001-12-08 09:04 | Anjanece | 1 | 0 | #VALUE! | #VALUE!
CHANCE | 9154 | Y | CHANCE , 9154 |  |  | 8.52 | 2001-12-08 09:04 | Anjanece | 1 | 0 | #VALUE! | #VALUE!
CHANCE | 9154 | Y | CHANCE , 9154 |  |  | 8.57 | 2001-12-08 09:04 | Anjanece | 1 | 0 | #VALUE! | #VALUE!
CHANCE | 9154 | Y | CHANCE , 9154 |  |  | 9.13 | 2001-12-08 09:04 | Anjanece | 1 | 0 | #VALUE! | #VALUE!
CHANCE | 9154 | Y | CHANCE , 9154 |  |  | 9.95 | 2001-12-08 09:04 | Anjanece | 1 | 0 | #VALUE! | #VALUE!
CHANCE | 9154 | Y | CHANCE , 9154 |  |  | 10.35 | 2001-12-08 09:04 | Anjanece | 1 | 0 | #VALUE! | #VALUE!
CHANCE | 9154 | Y | CHANCE , 9154 |  |  | 10.56 | 2001-12-08 09:04 | Anjanece | 1 | 0 | #VALUE! | #VALUE!
CHANCE | 9154 | Y | CHANCE , 9154 |  |  | 10.75 | 2001-12-08 09:04 | Anjanece | 1 | 0 | #VALUE! | #VALUE!
CHANCE | 9154 | Y | CHANCE , 9154 |  |  | 10.8 | 2001-12-08 09:04 | Anjanece | 1 | 0 | #VALUE! | #VALUE!
CHANCE | 9154 | Y | CHANCE , 9154 |  |  | 11.04 | 2001-12-08 09:04 | Anjanece | 1 | 0 | #VALUE! | #VALUE!
CHANCE | 9154 | Y | CHANCE , 9154 |  |  | 12.34 | 2001-12-08 09:04 | Anjanece | 1 | 0 | #VALUE! | #VALUE!
CHANCE | 9154 | Y | CHANCE , 9154 |  |  | 16.6 | 2001-12-08 09:04 | Anjanece | 1 | 0 | #VALUE! | #VALUE!
CHANCE | 9154 | Y | CHANCE , 9154 |  |  | 24.73 | 2001-12-08 09:04 | Anjanece | 1 | 0 | #VALUE! | #VALUE!
CHANCE | 9154 | Y | CHANCE , 9154 |  |  | 25.21 | 2001-12-08 09:04 | Anjanece | 1 | 0 | #VALUE! | #VALUE!
CHANCE | 9154 | Y | CHANCE , 9154 |  |  | 26.31 | 2001-12-08 09:04 | Anjanece | 1 | 0 | #VALUE! | #VALUE!
CHANCE | 9154 | Y | CHANCE , 9154 |  |  | 26.79 | 2001-12-08 09:04 | Anjanece | 1 | 0 | #VALUE! | #VALUE!
CHANCE | 9154 | Y | CHANCE , 9154 |  |  | 27.26 | 2001-12-08 09:04 | Anjanece | 1 | 0 | #VALUE! | #VALUE!
COOPER POWER SYSTEMS | WDN2U6 | Y | COOPER POWER SYSTEMS , WDN2U6 | JEA OVERHEAD DISTRIBUTION | CSC Stores | 5.62 | 2001-12-08 09:04 | Anjanece | 1 | 0 | #VALUE! | #VALUE!
COOPER POWER SYSTEMS | WDN2U6 | Y | COOPER POWER SYSTEMS , WDN2U6 |  |  | 5.68 | 2001-12-08 09:04 | Anjanece | 1 | 0 | #VALUE! | #VALUE!
COOPER POWER SYSTEMS | WDN2U6 | Y | COOPER POWER SYSTEMS , WDN2U6 |  |  | 5.73 | 2001-12-08 09:04 | Anjanece | 1 | 0 | #VALUE! | #VALUE!
COOPER POWER SYSTEMS | WDN2U6 | Y | COOPER POWER SYSTEMS , WDN2U6 |  |  | 5.92 | 2001-12-08 09:04 | Anjanece | 1 | 0 | #VALUE! | #VALUE!
COOPER POWER SYSTEMS | WDN2U6 | Y | COOPER POWER SYSTEMS , WDN2U6 |  |  | 6.16 | 2001-12-08 09:04 | Anjanece | 1 | 0 | #VALUE! | #VALUE!
COOPER POWER SYSTEMS | WDN2U6 | Y | COOPER POWER SYSTEMS , WDN2U6 |  |  | 6.19 | 2001-12-08 09:04 | Anjanece | 1 | 0 | #VALUE! | #VALUE!
COOPER POWER SYSTEMS | WDN2U6 | Y | COOPER POWER SYSTEMS , WDN2U6 |  |  | 6.2 | 2001-12-08 09:04 | Anjanece | 1 | 0 | #VALUE! | #VALUE!
COOPER POWER SYSTEMS | WDN2U6 | Y | COOPER POWER SYSTEMS , WDN2U6 |  |  | 6.23 | 2001-12-08 09:04 | Anjanece | 1 | 0 | #VALUE! | #VALUE!
COOPER POWER SYSTEMS | WDN2U6 | Y | COOPER POWER SYSTEMS , WDN2U6 |  |  | 6.29 | 2001-12-08 09:04 | Anjanece | 1 | 0 | #VALUE! | #VALUE!
COOPER POWER SYSTEMS | WDN2U6 | Y | COOPER POWER SYSTEMS , WDN2U6 |  |  | 6.31 | 2001-12-08 09:04 | Anjanece | 1 | 0 | #VALUE! | #VALUE!
COOPER POWER SYSTEMS | WDN2U6 | Y | COOPER POWER SYSTEMS , WDN2U6 |  |  | 6.32 | 2001-12-08 09:04 | Anjanece | 1 | 0 | #VALUE! | #VALUE!
COOPER POWER SYSTEMS | WDN2U6 | Y | COOPER POWER SYSTEMS , WDN2U6 |  |  | 6.33 | 2001-12-08 09:04 | Anjanece | 1 | 0 | #VALUE! | #VALUE!
COOPER POWER SYSTEMS | WDN2U6 | Y | COOPER POWER SYSTEMS , WDN2U6 |  |  | 6.35 | 2001-12-08 09:04 | Anjanece | 1 | 0 | #VALUE! | #VALUE!
COOPER POWER SYSTEMS | WDN2U6 | Y | COOPER POWER SYSTEMS , WDN2U6 |  |  | 6.44 | 2001-12-08 09:04 | Anjanece | 1 | 0 | #VALUE! | #VALUE!
COOPER POWER SYSTEMS | WDN2U6 | Y | COOPER POWER SYSTEMS , WDN2U6 |  |  | 6.71 | 2001-12-08 09:04 | Anjanece | 1 | 0 | #VALUE! | #VALUE!
COOPER POWER SYSTEMS | WDN2U6 | Y | COOPER POWER SYSTEMS , WDN2U6 |  |  | 7.17 | 2001-12-08 09:04 | Anjanece | 1 | 0 | #VALUE! | #VALUE!
COOPER POWER SYSTEMS | WDN2U6 | Y | COOPER POWER SYSTEMS , WDN2U6 |  |  | 7.52 | 2001-12-08 09:04 | Anjanece | 1 | 0 | #VALUE! | #VALUE!
COOPER POWER SYSTEMS | WDN2U6 | Y | COOPER POWER SYSTEMS , WDN2U6 |  |  | 7.84 | 2001-12-08 09:04 | Anjanece | 1 | 0 | #VALUE! | #VALUE!
COOPER POWER SYSTEMS | WDN2U6 | Y | COOPER POWER SYSTEMS , WDN2U6 |  |  | 8.02 | 2001-12-08 09:04 | Anjanece | 1 | 0 | #VALUE! | #VALUE!
COOPER POWER SYSTEMS | WDN2U6 | Y | COOPER POWER SYSTEMS , WDN2U6 |  |  | 8.52 | 2001-12-08 09:04 | Anjanece | 1 | 0 | #VALUE! | #VALUE!
COOPER POWER SYSTEMS | WDN2U6 | Y | COOPER POWER SYSTEMS , WDN2U6 |  |  | 8.57 | 2001-12-08 09:04 | Anjanece | 1 | 0 | #VALUE! | #VALUE!
COOPER POWER SYSTEMS | WDN2U6 | Y | COOPER POWER SYSTEMS , WDN2U6 |  |  | 9.13 | 2001-12-08 09:04 | Anjanece | 1 | 0 | #VALUE! | #VALUE!
COOPER POWER SYSTEMS | WDN2U6 | Y | COOPER POWER SYSTEMS , WDN2U6 |  |  | 9.95 | 2001-12-08 09:04 | Anjanece | 1 | 0 | #VALUE! | #VALUE!
COOPER POWER SYSTEMS | WDN2U6 | Y | COOPER POWER SYSTEMS , WDN2U6 |  |  | 10.35 | 2001-12-08 09:04 | Anjanece | 1 | 0 | #VALUE! | #VALUE!
COOPER POWER SYSTEMS | WDN2U6 | Y | COOPER POWER SYSTEMS , WDN2U6 |  |  | 10.56 | 2001-12-08 09:04 | Anjanece | 1 | 0 | #VALUE! | #VALUE!
COOPER POWER SYSTEMS | WDN2U6 | Y | COOPER POWER SYSTEMS , WDN2U6 |  |  | 10.75 | 2001-12-08 09:04 | Anjanece | 1 | 0 | #VALUE! | #VALUE!
COOPER POWER SYSTEMS | WDN2U6 | Y | COOPER POWER SYSTEMS , WDN2U6 |  |  | 10.8 | 2001-12-08 09:04 | Anjanece | 1 | 0 | #VALUE! | #VALUE!
COOPER POWER SYSTEMS | WDN2U6 | Y | COOPER POWER SYSTEMS , WDN2U6 |  |  | 11.04 | 2001-12-08 09:04 | Anjanece | 1 | 0 | #VALUE! | #VALUE!
COOPER POWER SYSTEMS | WDN2U6 | Y | COOPER POWER SYSTEMS , WDN2U6 |  |  | 12.34 | 2001-12-08 09:04 | Anjanece | 1 | 0 | #VALUE! | #VALUE!
COOPER POWER SYSTEMS | WDN2U6 | Y | COOPER POWER SYSTEMS , WDN2U6 |  |  | 16.6 | 2001-12-08 09:04 | Anjanece | 1 | 0 | #VALUE! | #VALUE!
COOPER POWER SYSTEMS | WDN2U6 | Y | COOPER POWER SYSTEMS , WDN2U6 |  |  | 24.73 | 2001-12-08 09:04 | Anjanece | 1 | 0 | #VALUE! | #VALUE!
COOPER POWER SYSTEMS | WDN2U6 | Y | COOPER POWER SYSTEMS , WDN2U6 |  |  | 25.21 | 2001-12-08 09:04 | Anjanece | 1 | 0 | #VALUE! | #VALUE!
COOPER POWER SYSTEMS | WDN2U6 | Y | COOPER POWER SYSTEMS , WDN2U6 |  |  | 26.31 | 2001-12-08 09:04 | Anjanece | 1 | 0 | #VALUE! | #VALUE!
COOPER POWER SYSTEMS | WDN2U6 | Y | COOPER POWER SYSTEMS , WDN2U6 |  |  | 26.79 | 2001-12-08 09:04 | Anjanece | 1 | 0 | #VALUE! | #VALUE!
COOPER POWER SYSTEMS | WDN2U6 | Y | COOPER POWER SYSTEMS , WDN2U6 |  |  | 27.26 | 2001-12-08 09:04 | Anjanece | 1 | 0 | #VALUE! | #VALUE!
JOSLYN HI-VOLTAGE CORP. | J6496 | Y | JOSLYN HI-VOLTAGE CORP. , J6496 | JEA OVERHEAD DISTRIBUTION | CSC Stores | 5.62 | 2001-12-08 09:04 | Anjanece | 1 | 0 | #VALUE! | #VALUE!
JOSLYN HI-VOLTAGE CORP. | J6496 | Y | JOSLYN HI-VOLTAGE CORP. , J6496 |  |  | 5.68 | 2001-12-08 09:04 | Anjanece | 1 | 0 | #VALUE! | #VALUE!
JOSLYN HI-VOLTAGE CORP. | J6496 | Y | JOSLYN HI-VOLTAGE CORP. , J6496 |  |  | 5.73 | 2001-12-08 09:04 | Anjanece | 1 | 0 | #VALUE! | #VALUE!
JOSLYN HI-VOLTAGE CORP. | J6496 | Y | JOSLYN HI-VOLTAGE CORP. , J6496 |  |  | 5.92 | 2001-12-08 09:04 | Anjanece | 1 | 0 | #VALUE! | #VALUE!
JOSLYN HI-VOLTAGE CORP. | J6496 | Y | JOSLYN HI-VOLTAGE CORP. , J6496 |  |  | 6.16 | 2001-12-08 09:04 | Anjanece | 1 | 0 | #VALUE! | #VALUE!
JOSLYN HI-VOLTAGE CORP. | J6496 | Y | JOSLYN HI-VOLTAGE CORP. , J6496 |  |  | 6.19 | 2001-12-08 09:04 | Anjanece | 1 | 0 | #VALUE! | #VALUE!
JOSLYN HI-VOLTAGE CORP. | J6496 | Y | JOSLYN HI-VOLTAGE CORP. , J6496 |  |  | 6.2 | 2001-12-08 09:04 | Anjanece | 1 | 0 | #VALUE! | #VALUE!
JOSLYN HI-VOLTAGE CORP. | J6496 | Y | JOSLYN HI-VOLTAGE CORP. , J6496 |  |  | 6.23 | 2001-12-08 09:04 | Anjanece | 1 | 0 | #VALUE! | #VALUE!
JOSLYN HI-VOLTAGE CORP. | J6496 | Y | JOSLYN HI-VOLTAGE CORP. , J6496 |  |  | 6.29 | 2001-12-08 09:04 | Anjanece | 1 | 0 | #VALUE! | #VALUE!
JOSLYN HI-VOLTAGE CORP. | J6496 | Y | JOSLYN HI-VOLTAGE CORP. , J6496 |  |  | 6.31 | 2001-12-08 09:04 | Anjanece | 1 | 0 | #VALUE! | #VALUE!
JOSLYN HI-VOLTAGE CORP. | J6496 | Y | JOSLYN HI-VOLTAGE CORP. , J6496 |  |  | 6.32 | 2001-12-08 09:04 | Anjanece | 1 | 0 | #VALUE! | #VALUE!
JOSLYN HI-VOLTAGE CORP. | J6496 | Y | JOSLYN HI-VOLTAGE CORP. , J6496 |  |  | 6.33 | 2001-12-08 09:04 | Anjanece | 1 | 0 | #VALUE! | #VALUE!
JOSLYN HI-VOLTAGE CORP. | J6496 | Y | JOSLYN HI-VOLTAGE CORP. , J6496 |  |  | 6.35 | 2001-12-08 09:04 | Anjanece | 1 | 0 | #VALUE! | #VALUE!
JOSLYN HI-VOLTAGE CORP. | J6496 | Y | JOSLYN HI-VOLTAGE CORP. , J6496 |  |  | 6.44 | 2001-12-08 09:04 | Anjanece | 1 | 0 | #VALUE! | #VALUE!
JOSLYN HI-VOLTAGE CORP. | J6496 | Y | JOSLYN HI-VOLTAGE CORP. , J6496 |  |  | 6.71 | 2001-12-08 09:04 | Anjanece | 1 | 0 | #VALUE! | #VALUE!
JOSLYN HI-VOLTAGE CORP. | J6496 | Y | JOSLYN HI-VOLTAGE CORP. , J6496 |  |  | 7.17 | 2001-12-08 09:04 | Anjanece | 1 | 0 | #VALUE! | #VALUE!
JOSLYN HI-VOLTAGE CORP. | J6496 | Y | JOSLYN HI-VOLTAGE CORP. , J6496 |  |  | 7.52 | 2001-12-08 09:04 | Anjanece | 1 | 0 | #VALUE! | #VALUE!
JOSLYN HI-VOLTAGE CORP. | J6496 | Y | JOSLYN HI-VOLTAGE CORP. , J6496 |  |  | 7.84 | 2001-12-08 09:04 | Anjanece | 1 | 0 | #VALUE! | #VALUE!
JOSLYN HI-VOLTAGE CORP. | J6496 | Y | JOSLYN HI-VOLTAGE CORP. , J6496 |  |  | 8.02 | 2001-12-08 09:04 | Anjanece | 1 | 0 | #VALUE! | #VALUE!
JOSLYN HI-VOLTAGE CORP. | J6496 | Y | JOSLYN HI-VOLTAGE CORP. , J6496 |  |  | 8.52 | 2001-12-08 09:04 | Anjanece | 1 | 0 | #VALUE! | #VALUE!
JOSLYN HI-VOLTAGE CORP. | J6496 | Y | JOSLYN HI-VOLTAGE CORP. , J6496 |  |  | 8.57 | 2001-12-08 09:04 | Anjanece | 1 | 0 | #VALUE! | #VALUE!
JOSLYN HI-VOLTAGE CORP. | J6496 | Y | JOSLYN HI-VOLTAGE CORP. , J6496 |  |  | 9.13 | 2001-12-08 09:04 | Anjanece | 1 | 0 | #VALUE! | #VALUE!
JOSLYN HI-VOLTAGE CORP. | J6496 | Y | JOSLYN HI-VOLTAGE CORP. , J6496 |  |  | 9.95 | 2001-12-08 09:04 | Anjanece | 1 | 0 | #VALUE! | #VALUE!
JOSLYN HI-VOLTAGE CORP. | J6496 | Y | JOSLYN HI-VOLTAGE CORP. , J6496 |  |  | 10.35 | 2001-12-08 09:04 | Anjanece | 1 | 0 | #VALUE! | #VALUE!
JOSLYN HI-VOLTAGE CORP. | J6496 | Y | JOSLYN HI-VOLTAGE CORP. , J6496 |  |  | 10.56 | 2001-12-08 09:04 | Anjanece | 1 | 0 | #VALUE! | #VALUE!
JOSLYN HI-VOLTAGE CORP. | J6496 | Y | JOSLYN HI-VOLTAGE CORP. , J6496 |  |  | 10.75 | 2001-12-08 09:04 | Anjanece | 1 | 0 | #VALUE! | #VALUE!
JOSLYN HI-VOLTAGE CORP. | J6496 | Y | JOSLYN HI-VOLTAGE CORP. , J6496 |  |  | 10.8 | 2001-12-08 09:04 | Anjanece | 1 | 0 | #VALUE! | #VALUE!
JOSLYN HI-VOLTAGE CORP. | J6496 | Y | JOSLYN HI-VOLTAGE CORP. , J6496 |  |  | 11.04 | 2001-12-08 09:04 | Anjanece | 1 | 0 | #VALUE! | #VALUE!
JOSLYN HI-VOLTAGE CORP. | J6496 | Y | JOSLYN HI-VOLTAGE CORP. , J6496 |  |  | 12.34 | 2001-12-08 09:04 | Anjanece | 1 | 0 | #VALUE! | #VALUE!
JOSLYN HI-VOLTAGE CORP. | J6496 | Y | JOSLYN HI-VOLTAGE CORP. , J6496 |  |  | 16.6 | 2001-12-08 09:04 | Anjanece | 1 | 0 | #VALUE! | #VALUE!
JOSLYN HI-VOLTAGE CORP. | J6496 | Y | JOSLYN HI-VOLTAGE CORP. , J6496 |  |  | 24.73 | 2001-12-08 09:04 | Anjanece | 1 | 0 | #VALUE! | #VALUE!
JOSLYN HI-VOLTAGE CORP. | J6496 | Y | JOSLYN HI-VOLTAGE CORP. , J6496 |  |  | 25.21 | 2001-12-08 09:04 | Anjanece | 1 | 0 | #VALUE! | #VALUE!
JOSLYN HI-VOLTAGE CORP. | J6496 | Y | JOSLYN HI-VOLTAGE CORP. , J6496 |  |  | 26.31 | 2001-12-08 09:04 | Anjanece | 1 | 0 | #VALUE! | #VALUE!
JOSLYN HI-VOLTAGE CORP. | J6496 | Y | JOSLYN HI-VOLTAGE CORP. , J6496 |  |  | 26.79 | 2001-12-08 09:04 | Anjanece | 1 | 0 | #VALUE! | #VALUE!
JOSLYN HI-VOLTAGE CORP. | J6496 | Y | JOSLYN HI-VOLTAGE CORP. , J6496 |  |  | 27.26 | 2001-12-08 09:04 | Anjanece | 1 | 0 | #VALUE! | #VALUE!
L&J INDUSTRIAL STAPLES INC | D 2050162-C | Y | L&J INDUSTRIAL STAPLES INC , D 2050162-C | JEA OVERHEAD DISTRIBUTION | CSC Stores | 5.62 | 2001-12-08 09:04 | Anjanece | 1 | 0 | #VALUE! | #VALUE!
L&J INDUSTRIAL STAPLES INC | D 2050162-C | Y | L&J INDUSTRIAL STAPLES INC , D 2050162-C |  |  | 5.68 | 2001-12-08 09:04 | Anjanece | 1 | 0 | #VALUE! | #VALUE!
L&J INDUSTRIAL STAPLES INC | D 2050162-C | Y | L&J INDUSTRIAL STAPLES INC , D 2050162-C |  |  | 5.73 | 2001-12-08 09:04 | Anjanece | 1 | 0 | #VALUE! | #VALUE!
L&J INDUSTRIAL STAPLES INC | D 2050162-C | Y | L&J INDUSTRIAL STAPLES INC , D 2050162-C |  |  | 5.92 | 2001-12-08 09:04 | Anjanece | 1 | 0 | #VALUE! | #VALUE!
L&J INDUSTRIAL STAPLES INC | D 2050162-C | Y | L&J INDUSTRIAL STAPLES INC , D 2050162-C |  |  | 6.16 | 2001-12-08 09:04 | Anjanece | 1 | 0 | #VALUE! | #VALUE!
L&J INDUSTRIAL STAPLES INC | D 2050162-C | Y | L&J INDUSTRIAL STAPLES INC , D 2050162-C |  |  | 6.19 | 2001-12-08 09:04 | Anjanece | 1 | 0 | #VALUE! | #VALUE!
L&J INDUSTRIAL STAPLES INC | D 2050162-C | Y | L&J INDUSTRIAL STAPLES INC , D 2050162-C |  |  | 6.2 | 2001-12-08 09:04 | Anjanece | 1 | 0 | #VALUE! | #VALUE!
L&J INDUSTRIAL STAPLES INC | D 2050162-C | Y | L&J INDUSTRIAL STAPLES INC , D 2050162-C |  |  | 6.23 | 2001-12-08 09:04 | Anjanece | 1 | 0 | #VALUE! | #VALUE!
L&J INDUSTRIAL STAPLES INC | D 2050162-C | Y | L&J INDUSTRIAL STAPLES INC , D 2050162-C |  |  | 6.29 | 2001-12-08 09:04 | Anjanece | 1 | 0 | #VALUE! | #VALUE!
L&J INDUSTRIAL STAPLES INC | D 2050162-C | Y | L&J INDUSTRIAL STAPLES INC , D 2050162-C |  |  | 6.31 | 2001-12-08 09:04 | Anjanece | 1 | 0 | #VALUE! | #VALUE!
L&J INDUSTRIAL STAPLES INC | D 2050162-C | Y | L&J INDUSTRIAL STAPLES INC , D 2050162-C |  |  | 6.32 | 2001-12-08 09:04 | Anjanece | 1 | 0 | #VALUE! | #VALUE!
L&J INDUSTRIAL STAPLES INC | D 2050162-C | Y | L&J INDUSTRIAL STAPLES INC , D 2050162-C |  |  | 6.33 | 2001-12-08 09:04 | Anjanece | 1 | 0 | #VALUE! | #VALUE!
L&J INDUSTRIAL STAPLES INC | D 2050162-C | Y | L&J INDUSTRIAL STAPLES INC , D 2050162-C |  |  | 6.35 | 2001-12-08 09:04 | Anjanece | 1 | 0 | #VALUE! | #VALUE!
L&J INDUSTRIAL STAPLES INC | D 2050162-C | Y | L&J INDUSTRIAL STAPLES INC , D 2050162-C |  |  | 6.44 | 2001-12-08 09:04 | Anjanece | 1 | 0 | #VALUE! | #VALUE!
L&J INDUSTRIAL STAPLES INC | D 2050162-C | Y | L&J INDUSTRIAL STAPLES INC , D 2050162-C |  |  | 6.71 | 2001-12-08 09:04 | Anjanece | 1 | 0 | #VALUE! | #VALUE!
L&J INDUSTRIAL STAPLES INC | D 2050162-C | Y | L&J INDUSTRIAL STAPLES INC , D 2050162-C |  |  | 7.17 | 2001-12-08 09:04 | Anjanece | 1 | 0 | #VALUE! | #VALUE!
L&J INDUSTRIAL STAPLES INC | D 2050162-C | Y | L&J INDUSTRIAL STAPLES INC , D 2050162-C |  |  | 7.52 | 2001-12-08 09:04 | Anjanece | 1 | 0 | #VALUE! | #VALUE!
L&J INDUSTRIAL STAPLES INC | D 2050162-C | Y | L&J INDUSTRIAL STAPLES INC , D 2050162-C |  |  | 7.84 | 2001-12-08 09:04 | Anjanece | 1 | 0 | #VALUE! | #VALUE!
L&J INDUSTRIAL STAPLES INC | D 2050162-C | Y | L&J INDUSTRIAL STAPLES INC , D 2050162-C |  |  | 8.02 | 2001-12-08 09:04 | Anjanece | 1 | 0 | #VALUE! | #VALUE!
L&J INDUSTRIAL STAPLES INC | D 2050162-C | Y | L&J INDUSTRIAL STAPLES INC , D 2050162-C |  |  | 8.52 | 2001-12-08 09:04 | Anjanece | 1 | 0 | #VALUE! | #VALUE!
L&J INDUSTRIAL STAPLES INC | D 2050162-C | Y | L&J INDUSTRIAL STAPLES INC , D 2050162-C |  |  | 8.57 | 2001-12-08 09:04 | Anjanece | 1 | 0 | #VALUE! | #VALUE!
L&J INDUSTRIAL STAPLES INC | D 2050162-C | Y | L&J INDUSTRIAL STAPLES INC , D 2050162-C |  |  | 9.13 | 2001-12-08 09:04 | Anjanece | 1 | 0 | #VALUE! | #VALUE!
L&J INDUSTRIAL STAPLES INC | D 2050162-C | Y | L&J INDUSTRIAL STAPLES INC , D 2050162-C |  |  | 9.95 | 2001-12-08 09:04 | Anjanece | 1 | 0 | #VALUE! | #VALUE!
L&J INDUSTRIAL STAPLES INC | D 2050162-C | Y | L&J INDUSTRIAL STAPLES INC , D 2050162-C |  |  | 10.35 | 2001-12-08 09:04 | Anjanece | 1 | 0 | #VALUE! | #VALUE!
L&J INDUSTRIAL STAPLES INC | D 2050162-C | Y | L&J INDUSTRIAL STAPLES INC , D 2050162-C |  |  | 10.56 | 2001-12-08 09:04 | Anjanece | 1 | 0 | #VALUE! | #VALUE!
L&J INDUSTRIAL STAPLES INC | D 2050162-C | Y | L&J INDUSTRIAL STAPLES INC , D 2050162-C |  |  | 10.75 | 2001-12-08 09:04 | Anjanece | 1 | 0 | #VALUE! | #VALUE!
L&J INDUSTRIAL STAPLES INC | D 2050162-C | Y | L&J INDUSTRIAL STAPLES INC , D 2050162-C |  |  | 10.8 | 2001-12-08 09:04 | Anjanece | 1 | 0 | #VALUE! | #VALUE!
L&J INDUSTRIAL STAPLES INC | D 2050162-C | Y | L&J INDUSTRIAL STAPLES INC , D 2050162-C |  |  | 11.04 | 2001-12-08 09:04 | Anjanece | 1 | 0 | #VALUE! | #VALUE!
L&J INDUSTRIAL STAPLES INC | D 2050162-C | Y | L&J INDUSTRIAL STAPLES INC , D 2050162-C |  |  | 12.34 | 2001-12-08 09:04 | Anjanece | 1 | 0 | #VALUE! | #VALUE!
L&J INDUSTRIAL STAPLES INC | D 2050162-C | Y | L&J INDUSTRIAL STAPLES INC , D 2050162-C |  |  | 16.6 | 2001-12-08 09:04 | Anjanece | 1 | 0 | #VALUE! | #VALUE!
L&J INDUSTRIAL STAPLES INC | D 2050162-C | Y | L&J INDUSTRIAL STAPLES INC , D 2050162-C |  |  | 24.73 | 2001-12-08 09:04 | Anjanece | 1 | 0 | #VALUE! | #VALUE!
L&J INDUSTRIAL STAPLES INC | D 2050162-C | Y | L&J INDUSTRIAL STAPLES INC , D 2050162-C |  |  | 25.21 | 2001-12-08 09:04 | Anjanece | 1 | 0 | #VALUE! | #VALUE!
L&J INDUSTRIAL STAPLES INC | D 2050162-C | Y | L&J INDUSTRIAL STAPLES INC , D 2050162-C |  |  | 26.31 | 2001-12-08 09:04 | Anjanece | 1 | 0 | #VALUE! | #VALUE!
L&J INDUSTRIAL STAPLES INC | D 2050162-C | Y | L&J INDUSTRIAL STAPLES INC , D 2050162-C |  |  | 26.79 | 2001-12-08 09:04 | Anjanece | 1 | 0 | #VALUE! | #VALUE!
L&J INDUSTRIAL STAPLES INC | D 2050162-C | Y | L&J INDUSTRIAL STAPLES INC , D 2050162-C |  |  | 27.26 | 2001-12-08 09:04 | Anjanece | 1 | 0 | #VALUE! | #VALUE!
ITT BLACKBURN | SCO21 | Y | ITT BLACKBURN , SCO21 | JEA OVERHEAD DISTRIBUTION | CSC Stores | 3.99 | 2001-12-08 09:05 | Anjanece | 50 | 1400 | #VALUE! | #VALUE!
ITT BLACKBURN | SCO21 | Y | ITT BLACKBURN , SCO21 |  |  | 5.17 | 2001-12-08 09:05 | Anjanece | 50 | 1400 | #VALUE! | #VALUE!
ITT BLACKBURN | SCO21 | Y | ITT BLACKBURN , SCO21 |  |  | 5.18 | 2001-12-08 09:05 | Anjanece | 50 | 1400 | #VALUE! | #VALUE!
ITT BLACKBURN | SCO21 | Y | ITT BLACKBURN , SCO21 |  |  | 5.27 | 2001-12-08 09:05 | Anjanece | 50 | 1400 | #VALUE! | #VALUE!
ITT BLACKBURN | SCO21 | Y | ITT BLACKBURN , SCO21 |  |  | 5.28 | 2001-12-08 09:05 | Anjanece | 50 | 1400 | #VALUE! | #VALUE!
ITT BLACKBURN | SCO21 | Y | ITT BLACKBURN , SCO21 |  |  | 5.29 | 2001-12-08 09:05 | Anjanece | 50 | 1400 | #VALUE! | #VALUE!
ITT BLACKBURN | SCO21 | Y | ITT BLACKBURN , SCO21 |  |  | 5.32 | 2001-12-08 09:05 | Anjanece | 50 | 1400 | #VALUE! | #VALUE!
ITT BLACKBURN | SCO21 | Y | ITT BLACKBURN , SCO21 |  |  | 5.34 | 2001-12-08 09:05 | Anjanece | 50 | 1400 | #VALUE! | #VALUE!
ITT BLACKBURN | SCO21 | Y | ITT BLACKBURN , SCO21 |  |  | 5.38 | 2001-12-08 09:05 | Anjanece | 50 | 1400 | #VALUE! | #VALUE!
ITT BLACKBURN | SCO21 | Y | ITT BLACKBURN , SCO21 |  |  | 5.41 | 2001-12-08 09:05 | Anjanece | 50 | 1400 | #VALUE! | #VALUE!
ITT BLACKBURN | SCO21 | Y | ITT BLACKBURN , SCO21 |  |  | 5.43 | 2001-12-08 09:05 | Anjanece | 50 | 1400 | #VALUE! | #VALUE!
ITT BLACKBURN | SCO21 | Y | ITT BLACKBURN , SCO21 |  |  | 5.45 | 2001-12-08 09:05 | Anjanece | 50 | 1400 | #VALUE! | #VALUE!
ITT BLACKBURN | SCO21 | Y | ITT BLACKBURN , SCO21 |  |  | 5.46 | 2001-12-08 09:05 | Anjanece | 50 | 1400 | #VALUE! | #VALUE!
ITT BLACKBURN | SCO21 | Y | ITT BLACKBURN , SCO21 |  |  | 5.47 | 2001-12-08 09:05 | Anjanece | 50 | 1400 | #VALUE! | #VALUE!
ITT BLACKBURN | SCO21 | Y | ITT BLACKBURN , SCO21 |  |  | 5.48 | 2001-12-08 09:05 | Anjanece | 50 | 1400 | #VALUE! | #VALUE!
ITT BLACKBURN | SCO21 | Y | ITT BLACKBURN , SCO21 |  |  | 5.96 | 2001-12-08 09:05 | Anjanece | 50 | 1400 | #VALUE! | #VALUE!
ITT BLACKBURN | SCO21 | Y | ITT BLACKBURN , SCO21 |  |  | 6.01 | 2001-12-08 09:05 | Anjanece | 50 | 1400 | #VALUE! | #VALUE!
ITT BLACKBURN | SCO21 | Y | ITT BLACKBURN , SCO21 |  |  | 6.26 | 2001-12-08 09:05 | Anjanece | 50 | 1400 | #VALUE! | #VALUE!
ITT BLACKBURN | SCO21 | Y | ITT BLACKBURN , SCO21 |  |  | 6.33 | 2001-12-08 09:05 | Anjanece | 50 | 1400 | #VALUE! | #VALUE!
ITT BLACKBURN | SCO21 | Y | ITT BLACKBURN , SCO21 |  |  | 6.48 | 2001-12-08 09:05 | Anjanece | 50 | 1400 | #VALUE! | #VALUE!
ITT BLACKBURN | SCO21 | Y | ITT BLACKBURN , SCO21 |  |  | 6.51 | 2001-12-08 09:05 | Anjanece | 50 | 1400 | #VALUE! | #VALUE!
ITT BLACKBURN | SCO21 | Y | ITT BLACKBURN , SCO21 |  |  | 6.61 | 2001-12-08 09:05 | Anjanece | 50 | 1400 | #VALUE! | #VALUE!
ITT BLACKBURN | SCO21 | Y | ITT BLACKBURN , SCO21 |  |  | 6.69 | 2001-12-08 09:05 | Anjanece | 50 | 1400 | #VALUE! | #VALUE!
ITT BLACKBURN | SCO21 | Y | ITT BLACKBURN , SCO21 |  |  | 6.96 | 2001-12-08 09:05 | Anjanece | 50 | 1400 | #VALUE! | #VALUE!
ITT BLACKBURN | SCO21 | Y | ITT BLACKBURN , SCO21 |  |  | 6.98 | 2001-12-08 09:05 | Anjanece | 50 | 1400 | #VALUE! | #VALUE!
ITT BLACKBURN | SCO21 | Y | ITT BLACKBURN , SCO21 |  |  | 7.07 | 2001-12-08 09:05 | Anjanece | 50 | 1400 | #VALUE! | #VALUE!
ITT BLACKBURN | SCO21 | Y | ITT BLACKBURN , SCO21 |  |  | 7.08 | 2001-12-08 09:05 | Anjanece | 50 | 1400 | #VALUE! | #VALUE!
ITT BLACKBURN | SCO21 | Y | ITT BLACKBURN , SCO21 |  |  | 7.09 | 2001-12-08 09:05 | Anjanece | 50 | 1400 | #VALUE! | #VALUE!
ITT BLACKBURN | SCO21 | Y | ITT BLACKBURN , SCO21 |  |  | 7.11 | 2001-12-08 09:05 | Anjanece | 50 | 1400 | #VALUE! | #VALUE!
ITT BLACKBURN | SCO21 | Y | ITT BLACKBURN , SCO21 |  |  | 7.13 | 2001-12-08 09:05 | Anjanece | 50 | 1400 | #VALUE! | #VALUE!
ITT BLACKBURN | SCO21 | Y | ITT BLACKBURN , SCO21 |  |  | 7.18 | 2001-12-08 09:05 | Anjanece | 50 | 1400 | #VALUE! | #VALUE!
ITT BLACKBURN | SCO21 | Y | ITT BLACKBURN , SCO21 |  |  | 7.31 | 2001-12-08 09:05 | Anjanece | 50 | 1400 | #VALUE! | #VALUE!
ITT BLACKBURN | SCO21 | Y | ITT BLACKBURN , SCO21 |  | Storm Stores | 0 | 2018-04-16 10:34 | Anjanece |  | 1400 | #VALUE! | #VALUE!
ITT BLACKBURN | SCO21 | Y | ITT BLACKBURN , SCO21 |  |  | 5.48 | 2018-04-16 10:34 | Anjanece |  | 1400 | #VALUE! | #VALUE!
ITT BLACKBURN | SCO21 | Y | ITT BLACKBURN , SCO21 |  |  | 5.52 | 2018-04-16 10:34 | Anjanece |  | 1400 | #VALUE! | #VALUE!
ITT BLACKBURN | SCO21 | Y | ITT BLACKBURN , SCO21 |  |  | 5.55 | 2018-04-16 10:34 | Anjanece |  | 1400 | #VALUE! | #VALUE!
ITT BLACKBURN | SCO21 | Y | ITT BLACKBURN , SCO21 |  |  | 5.58 | 2018-04-16 10:34 | Anjanece |  | 1400 | #VALUE! | #VALUE!
ITT BLACKBURN | SCO21 | Y | ITT BLACKBURN , SCO21 |  |  | 5.63 | 2018-04-16 10:34 | Anjanece |  | 1400 | #VALUE! | #VALUE!
ITT BLACKBURN | SCO21 | Y | ITT BLACKBURN , SCO21 |  |  | 6.11 | 2018-04-16 10:34 | Anjanece |  | 1400 | #VALUE! | #VALUE!
ITT BLACKBURN | SCO21 | Y | ITT BLACKBURN , SCO21 |  |  | 6.2 | 2018-04-16 10:34 | Anjanece |  | 1400 | #VALUE! | #VALUE!
ITT BLACKBURN | SCO21 | Y | ITT BLACKBURN , SCO21 |  |  | 6.42 | 2018-04-16 10:34 | Anjanece |  | 1400 | #VALUE! | #VALUE!
PENN-UNION | KKB0-1/0-2 | Y | PENN-UNION , KKB0-1/0-2 | JEA OVERHEAD DISTRIBUTION | CSC Stores | 3.99 | 2001-12-08 09:05 | Anjanece | 50 | 1400 | #VALUE! | #VALUE!
PENN-UNION | KKB0-1/0-2 | Y | PENN-UNION , KKB0-1/0-2 |  |  | 5.17 | 2001-12-08 09:05 | Anjanece | 50 | 1400 | #VALUE! | #VALUE!
PENN-UNION | KKB0-1/0-2 | Y | PENN-UNION , KKB0-1/0-2 |  |  | 5.18 | 2001-12-08 09:05 | Anjanece | 50 | 1400 | #VALUE! | #VALUE!
PENN-UNION | KKB0-1/0-2 | Y | PENN-UNION , KKB0-1/0-2 |  |  | 5.27 | 2001-12-08 09:05 | Anjanece | 50 | 1400 | #VALUE! | #VALUE!
PENN-UNION | KKB0-1/0-2 | Y | PENN-UNION , KKB0-1/0-2 |  |  | 5.28 | 2001-12-08 09:05 | Anjanece | 50 | 1400 | #VALUE! | #VALUE!
PENN-UNION | KKB0-1/0-2 | Y | PENN-UNION , KKB0-1/0-2 |  |  | 5.29 | 2001-12-08 09:05 | Anjanece | 50 | 1400 | #VALUE! | #VALUE!
PENN-UNION | KKB0-1/0-2 | Y | PENN-UNION , KKB0-1/0-2 |  |  | 5.32 | 2001-12-08 09:05 | Anjanece | 50 | 1400 | #VALUE! | #VALUE!
PENN-UNION | KKB0-1/0-2 | Y | PENN-UNION , KKB0-1/0-2 |  |  | 5.34 | 2001-12-08 09:05 | Anjanece | 50 | 1400 | #VALUE! | #VALUE!
PENN-UNION | KKB0-1/0-2 | Y | PENN-UNION , KKB0-1/0-2 |  |  | 5.38 | 2001-12-08 09:05 | Anjanece | 50 | 1400 | #VALUE! | #VALUE!
PENN-UNION | KKB0-1/0-2 | Y | PENN-UNION , KKB0-1/0-2 |  |  | 5.41 | 2001-12-08 09:05 | Anjanece | 50 | 1400 | #VALUE! | #VALUE!
PENN-UNION | KKB0-1/0-2 | Y | PENN-UNION , KKB0-1/0-2 |  |  | 5.43 | 2001-12-08 09:05 | Anjanece | 50 | 1400 | #VALUE! | #VALUE!
PENN-UNION | KKB0-1/0-2 | Y | PENN-UNION , KKB0-1/0-2 |  |  | 5.45 | 2001-12-08 09:05 | Anjanece | 50 | 1400 | #VALUE! | #VALUE!
PENN-UNION | KKB0-1/0-2 | Y | PENN-UNION , KKB0-1/0-2 |  |  | 5.46 | 2001-12-08 09:05 | Anjanece | 50 | 1400 | #VALUE! | #VALUE!
PENN-UNION | KKB0-1/0-2 | Y | PENN-UNION , KKB0-1/0-2 |  |  | 5.47 | 2001-12-08 09:05 | Anjanece | 50 | 1400 | #VALUE! | #VALUE!
PENN-UNION | KKB0-1/0-2 | Y | PENN-UNION , KKB0-1/0-2 |  |  | 5.48 | 2001-12-08 09:05 | Anjanece | 50 | 1400 | #VALUE! | #VALUE!
PENN-UNION | KKB0-1/0-2 | Y | PENN-UNION , KKB0-1/0-2 |  |  | 5.96 | 2001-12-08 09:05 | Anjanece | 50 | 1400 | #VALUE! | #VALUE!
PENN-UNION | KKB0-1/0-2 | Y | PENN-UNION , KKB0-1/0-2 |  |  | 6.01 | 2001-12-08 09:05 | Anjanece | 50 | 1400 | #VALUE! | #VALUE!
PENN-UNION | KKB0-1/0-2 | Y | PENN-UNION , KKB0-1/0-2 |  |  | 6.26 | 2001-12-08 09:05 | Anjanece | 50 | 1400 | #VALUE! | #VALUE!
PENN-UNION | KKB0-1/0-2 | Y | PENN-UNION , KKB0-1/0-2 |  |  | 6.33 | 2001-12-08 09:05 | Anjanece | 50 | 1400 | #VALUE! | #VALUE!
PENN-UNION | KKB0-1/0-2 | Y | PENN-UNION , KKB0-1/0-2 |  |  | 6.48 | 2001-12-08 09:05 | Anjanece | 50 | 1400 | #VALUE! | #VALUE!
PENN-UNION | KKB0-1/0-2 | Y | PENN-UNION , KKB0-1/0-2 |  |  | 6.51 | 2001-12-08 09:05 | Anjanece | 50 | 1400 | #VALUE! | #VALUE!
PENN-UNION | KKB0-1/0-2 | Y | PENN-UNION , KKB0-1/0-2 |  |  | 6.61 | 2001-12-08 09:05 | Anjanece | 50 | 1400 | #VALUE! | #VALUE!
PENN-UNION | KKB0-1/0-2 | Y | PENN-UNION , KKB0-1/0-2 |  |  | 6.69 | 2001-12-08 09:05 | Anjanece | 50 | 1400 | #VALUE! | #VALUE!
PENN-UNION | KKB0-1/0-2 | Y | PENN-UNION , KKB0-1/0-2 |  |  | 6.96 | 2001-12-08 09:05 | Anjanece | 50 | 1400 | #VALUE! | #VALUE!
PENN-UNION | KKB0-1/0-2 | Y | PENN-UNION , KKB0-1/0-2 |  |  | 6.98 | 2001-12-08 09:05 | Anjanece | 50 | 1400 | #VALUE! | #VALUE!
PENN-UNION | KKB0-1/0-2 | Y | PENN-UNION , KKB0-1/0-2 |  |  | 7.07 | 2001-12-08 09:05 | Anjanece | 50 | 1400 | #VALUE! | #VALUE!
PENN-UNION | KKB0-1/0-2 | Y | PENN-UNION , KKB0-1/0-2 |  |  | 7.08 | 2001-12-08 09:05 | Anjanece | 50 | 1400 | #VALUE! | #VALUE!
PENN-UNION | KKB0-1/0-2 | Y | PENN-UNION , KKB0-1/0-2 |  |  | 7.09 | 2001-12-08 09:05 | Anjanece | 50 | 1400 | #VALUE! | #VALUE!
PENN-UNION | KKB0-1/0-2 | Y | PENN-UNION , KKB0-1/0-2 |  |  | 7.11 | 2001-12-08 09:05 | Anjanece | 50 | 1400 | #VALUE! | #VALUE!
PENN-UNION | KKB0-1/0-2 | Y | PENN-UNION , KKB0-1/0-2 |  |  | 7.13 | 2001-12-08 09:05 | Anjanece | 50 | 1400 | #VALUE! | #VALUE!
PENN-UNION | KKB0-1/0-2 | Y | PENN-UNION , KKB0-1/0-2 |  |  | 7.18 | 2001-12-08 09:05 | Anjanece | 50 | 1400 | #VALUE! | #VALUE!
PENN-UNION | KKB0-1/0-2 | Y | PENN-UNION , KKB0-1/0-2 |  |  | 7.31 | 2001-12-08 09:05 | Anjanece | 50 | 1400 | #VALUE! | #VALUE!
PENN-UNION | KKB0-1/0-2 | Y | PENN-UNION , KKB0-1/0-2 |  | Storm Stores | 0 | 2018-04-16 10:34 | Anjanece |  | 1400 | #VALUE! | #VALUE!
PENN-UNION | KKB0-1/0-2 | Y | PENN-UNION , KKB0-1/0-2 |  |  | 5.48 | 2018-04-16 10:34 | Anjanece |  | 1400 | #VALUE! | #VALUE!
PENN-UNION | KKB0-1/0-2 | Y | PENN-UNION , KKB0-1/0-2 |  |  | 5.52 | 2018-04-16 10:34 | Anjanece |  | 1400 | #VALUE! | #VALUE!
PENN-UNION | KKB0-1/0-2 | Y | PENN-UNION , KKB0-1/0-2 |  |  | 5.55 | 2018-04-16 10:34 | Anjanece |  | 1400 | #VALUE! | #VALUE!
PENN-UNION | KKB0-1/0-2 | Y | PENN-UNION , KKB0-1/0-2 |  |  | 5.58 | 2018-04-16 10:34 | Anjanece |  | 1400 | #VALUE! | #VALUE!
PENN-UNION | KKB0-1/0-2 | Y | PENN-UNION , KKB0-1/0-2 |  |  | 5.63 | 2018-04-16 10:34 | Anjanece |  | 1400 | #VALUE! | #VALUE!
PENN-UNION | KKB0-1/0-2 | Y | PENN-UNION , KKB0-1/0-2 |  |  | 6.11 | 2018-04-16 10:34 | Anjanece |  | 1400 | #VALUE! | #VALUE!
PENN-UNION | KKB0-1/0-2 | Y | PENN-UNION , KKB0-1/0-2 |  |  | 6.2 | 2018-04-16 10:34 | Anjanece |  | 1400 | #VALUE! | #VALUE!
PENN-UNION | KKB0-1/0-2 | Y | PENN-UNION , KKB0-1/0-2 |  |  | 6.42 | 2018-04-16 10:34 | Anjanece |  | 1400 | #VALUE! | #VALUE!
AMP | 81345-1 | Y | AMP , 81345-1 | JEA OVERHEAD DISTRIBUTION | CSC Stores | 30.36 | 2001-12-08 09:07 | Anjanece | 10 | 0 | #VALUE! | #VALUE!
AMP | 81345-1 | Y | AMP , 81345-1 |  |  | 31.1 | 2001-12-08 09:07 | Anjanece | 10 | 0 | #VALUE! | #VALUE!
AMP | 81345-1 | Y | AMP , 81345-1 |  |  | 31.73 | 2001-12-08 09:07 | Anjanece | 10 | 0 | #VALUE! | #VALUE!
AMP | 81345-1 | Y | AMP , 81345-1 |  |  | 31.97 | 2001-12-08 09:07 | Anjanece | 10 | 0 | #VALUE! | #VALUE!
AMP | 81345-1 | Y | AMP , 81345-1 |  |  | 32.13 | 2001-12-08 09:07 | Anjanece | 10 | 0 | #VALUE! | #VALUE!
AMP | 81345-1 | Y | AMP , 81345-1 |  |  | 33.74 | 2001-12-08 09:07 | Anjanece | 10 | 0 | #VALUE! | #VALUE!
AMP | 81345-1 | Y | AMP , 81345-1 |  |  | 34.04 | 2001-12-08 09:07 | Anjanece | 10 | 0 | #VALUE! | #VALUE!
AMP | 81345-1 | Y | AMP , 81345-1 |  |  | 36.2 | 2001-12-08 09:07 | Anjanece | 10 | 0 | #VALUE! | #VALUE!
AMP | 81345-1 | Y | AMP , 81345-1 |  |  | 36.64 | 2001-12-08 09:07 | Anjanece | 10 | 0 | #VALUE! | #VALUE!
AMP | 81345-1 | Y | AMP , 81345-1 |  |  | 36.65 | 2001-12-08 09:07 | Anjanece | 10 | 0 | #VALUE! | #VALUE!
AMP | 81345-1 | Y | AMP , 81345-1 |  |  | 37.16 | 2001-12-08 09:07 | Anjanece | 10 | 0 | #VALUE! | #VALUE!
AMP | 81345-1 | Y | AMP , 81345-1 |  |  | 37.17 | 2001-12-08 09:07 | Anjanece | 10 | 0 | #VALUE! | #VALUE!
AMP | 81345-1 | Y | AMP , 81345-1 |  |  | 37.22 | 2001-12-08 09:07 | Anjanece | 10 | 0 | #VALUE! | #VALUE!
AMP | 81345-1 | Y | AMP , 81345-1 |  |  | 38.01 | 2001-12-08 09:07 | Anjanece | 10 | 0 | #VALUE! | #VALUE!
AMP | 81345-1 | Y | AMP , 81345-1 |  |  | 39.57 | 2001-12-08 09:07 | Anjanece | 10 | 0 | #VALUE! | #VALUE!
AMP | 81345-1 | Y | AMP , 81345-1 |  |  | 44.42 | 2001-12-08 09:07 | Anjanece | 10 | 0 | #VALUE! | #VALUE!
AMP | 81345-1 | Y | AMP , 81345-1 |  |  | 57.9 | 2001-12-08 09:07 | Anjanece | 10 | 0 | #VALUE! | #VALUE!
CPI | 336875 | Y | CPI , 336875 | JEA OVERHEAD DISTRIBUTION | CSC Stores | 30.36 | 2001-12-08 09:07 | Anjanece | 10 | 0 | #VALUE! | #VALUE!
CPI | 336875 | Y | CPI , 336875 |  |  | 31.1 | 2001-12-08 09:07 | Anjanece | 10 | 0 | #VALUE! | #VALUE!
CPI | 336875 | Y | CPI , 336875 |  |  | 31.73 | 2001-12-08 09:07 | Anjanece | 10 | 0 | #VALUE! | #VALUE!
CPI | 336875 | Y | CPI , 336875 |  |  | 31.97 | 2001-12-08 09:07 | Anjanece | 10 | 0 | #VALUE! | #VALUE!
CPI | 336875 | Y | CPI , 336875 |  |  | 32.13 | 2001-12-08 09:07 | Anjanece | 10 | 0 | #VALUE! | #VALUE!
CPI | 336875 | Y | CPI , 336875 |  |  | 33.74 | 2001-12-08 09:07 | Anjanece | 10 | 0 | #VALUE! | #VALUE!
CPI | 336875 | Y | CPI , 336875 |  |  | 34.04 | 2001-12-08 09:07 | Anjanece | 10 | 0 | #VALUE! | #VALUE!
CPI | 336875 | Y | CPI , 336875 |  |  | 36.2 | 2001-12-08 09:07 | Anjanece | 10 | 0 | #VALUE! | #VALUE!
CPI | 336875 | Y | CPI , 336875 |  |  | 36.64 | 2001-12-08 09:07 | Anjanece | 10 | 0 | #VALUE! | #VALUE!
CPI | 336875 | Y | CPI , 336875 |  |  | 36.65 | 2001-12-08 09:07 | Anjanece | 10 | 0 | #VALUE! | #VALUE!
CPI | 336875 | Y | CPI , 336875 |  |  | 37.16 | 2001-12-08 09:07 | Anjanece | 10 | 0 | #VALUE! | #VALUE!
CPI | 336875 | Y | CPI , 336875 |  |  | 37.17 | 2001-12-08 09:07 | Anjanece | 10 | 0 | #VALUE! | #VALUE!
CPI | 336875 | Y | CPI , 336875 |  |  | 37.22 | 2001-12-08 09:07 | Anjanece | 10 | 0 | #VALUE! | #VALUE!
CPI | 336875 | Y | CPI , 336875 |  |  | 38.01 | 2001-12-08 09:07 | Anjanece | 10 | 0 | #VALUE! | #VALUE!
CPI | 336875 | Y | CPI , 336875 |  |  | 39.57 | 2001-12-08 09:07 | Anjanece | 10 | 0 | #VALUE! | #VALUE!
CPI | 336875 | Y | CPI , 336875 |  |  | 44.42 | 2001-12-08 09:07 | Anjanece | 10 | 0 | #VALUE! | #VALUE!
CPI | 336875 | Y | CPI , 336875 |  |  | 57.9 | 2001-12-08 09:07 | Anjanece | 10 | 0 | #VALUE! | #VALUE!
HOMAC | A-4035-S20-SH | Y | HOMAC , A-4035-S20-SH | JEA OVERHEAD DISTRIBUTION | CSC Stores | 30.36 | 2001-12-08 09:07 | Anjanece | 10 | 0 | #VALUE! | #VALUE!
HOMAC | A-4035-S20-SH | Y | HOMAC , A-4035-S20-SH |  |  | 31.1 | 2001-12-08 09:07 | Anjanece | 10 | 0 | #VALUE! | #VALUE!
HOMAC | A-4035-S20-SH | Y | HOMAC , A-4035-S20-SH |  |  | 31.73 | 2001-12-08 09:07 | Anjanece | 10 | 0 | #VALUE! | #VALUE!
HOMAC | A-4035-S20-SH | Y | HOMAC , A-4035-S20-SH |  |  | 31.97 | 2001-12-08 09:07 | Anjanece | 10 | 0 | #VALUE! | #VALUE!
HOMAC | A-4035-S20-SH | Y | HOMAC , A-4035-S20-SH |  |  | 32.13 | 2001-12-08 09:07 | Anjanece | 10 | 0 | #VALUE! | #VALUE!
HOMAC | A-4035-S20-SH | Y | HOMAC , A-4035-S20-SH |  |  | 33.74 | 2001-12-08 09:07 | Anjanece | 10 | 0 | #VALUE! | #VALUE!
HOMAC | A-4035-S20-SH | Y | HOMAC , A-4035-S20-SH |  |  | 34.04 | 2001-12-08 09:07 | Anjanece | 10 | 0 | #VALUE! | #VALUE!
HOMAC | A-4035-S20-SH | Y | HOMAC , A-4035-S20-SH |  |  | 36.2 | 2001-12-08 09:07 | Anjanece | 10 | 0 | #VALUE! | #VALUE!
HOMAC | A-4035-S20-SH | Y | HOMAC , A-4035-S20-SH |  |  | 36.64 | 2001-12-08 09:07 | Anjanece | 10 | 0 | #VALUE! | #VALUE!
HOMAC | A-4035-S20-SH | Y | HOMAC , A-4035-S20-SH |  |  | 36.65 | 2001-12-08 09:07 | Anjanece | 10 | 0 | #VALUE! | #VALUE!
HOMAC | A-4035-S20-SH | Y | HOMAC , A-4035-S20-SH |  |  | 37.16 | 2001-12-08 09:07 | Anjanece | 10 | 0 | #VALUE! | #VALUE!
HOMAC | A-4035-S20-SH | Y | HOMAC , A-4035-S20-SH |  |  | 37.17 | 2001-12-08 09:07 | Anjanece | 10 | 0 | #VALUE! | #VALUE!
HOMAC | A-4035-S20-SH | Y | HOMAC , A-4035-S20-SH |  |  | 37.22 | 2001-12-08 09:07 | Anjanece | 10 | 0 | #VALUE! | #VALUE!
HOMAC | A-4035-S20-SH | Y | HOMAC , A-4035-S20-SH |  |  | 38.01 | 2001-12-08 09:07 | Anjanece | 10 | 0 | #VALUE! | #VALUE!
HOMAC | A-4035-S20-SH | Y | HOMAC , A-4035-S20-SH |  |  | 39.57 | 2001-12-08 09:07 | Anjanece | 10 | 0 | #VALUE! | #VALUE!
HOMAC | A-4035-S20-SH | Y | HOMAC , A-4035-S20-SH |  |  | 44.42 | 2001-12-08 09:07 | Anjanece | 10 | 0 | #VALUE! | #VALUE!
HOMAC | A-4035-S20-SH | Y | HOMAC , A-4035-S20-SH |  |  | 57.9 | 2001-12-08 09:07 | Anjanece | 10 | 0 | #VALUE! | #VALUE!
UTILITY COMPONENTS INC. | A-4035-S20-SH | Y | UTILITY COMPONENTS INC. , A-4035-S20-SH | JEA OVERHEAD DISTRIBUTION | CSC Stores | 30.36 | 2001-12-08 09:07 | Anjanece | 10 | 0 | #VALUE! | #VALUE!
UTILITY COMPONENTS INC. | A-4035-S20-SH | Y | UTILITY COMPONENTS INC. , A-4035-S20-SH |  |  | 31.1 | 2001-12-08 09:07 | Anjanece | 10 | 0 | #VALUE! | #VALUE!
UTILITY COMPONENTS INC. | A-4035-S20-SH | Y | UTILITY COMPONENTS INC. , A-4035-S20-SH |  |  | 31.73 | 2001-12-08 09:07 | Anjanece | 10 | 0 | #VALUE! | #VALUE!
UTILITY COMPONENTS INC. | A-4035-S20-SH | Y | UTILITY COMPONENTS INC. , A-4035-S20-SH |  |  | 31.97 | 2001-12-08 09:07 | Anjanece | 10 | 0 | #VALUE! | #VALUE!
UTILITY COMPONENTS INC. | A-4035-S20-SH | Y | UTILITY COMPONENTS INC. , A-4035-S20-SH |  |  | 32.13 | 2001-12-08 09:07 | Anjanece | 10 | 0 | #VALUE! | #VALUE!
UTILITY COMPONENTS INC. | A-4035-S20-SH | Y | UTILITY COMPONENTS INC. , A-4035-S20-SH |  |  | 33.74 | 2001-12-08 09:07 | Anjanece | 10 | 0 | #VALUE! | #VALUE!
UTILITY COMPONENTS INC. | A-4035-S20-SH | Y | UTILITY COMPONENTS INC. , A-4035-S20-SH |  |  | 34.04 | 2001-12-08 09:07 | Anjanece | 10 | 0 | #VALUE! | #VALUE!
UTILITY COMPONENTS INC. | A-4035-S20-SH | Y | UTILITY COMPONENTS INC. , A-4035-S20-SH |  |  | 36.2 | 2001-12-08 09:07 | Anjanece | 10 | 0 | #VALUE! | #VALUE!
UTILITY COMPONENTS INC. | A-4035-S20-SH | Y | UTILITY COMPONENTS INC. , A-4035-S20-SH |  |  | 36.64 | 2001-12-08 09:07 | Anjanece | 10 | 0 | #VALUE! | #VALUE!
UTILITY COMPONENTS INC. | A-4035-S20-SH | Y | UTILITY COMPONENTS INC. , A-4035-S20-SH |  |  | 36.65 | 2001-12-08 09:07 | Anjanece | 10 | 0 | #VALUE! | #VALUE!
UTILITY COMPONENTS INC. | A-4035-S20-SH | Y | UTILITY COMPONENTS INC. , A-4035-S20-SH |  |  | 37.16 | 2001-12-08 09:07 | Anjanece | 10 | 0 | #VALUE! | #VALUE!
UTILITY COMPONENTS INC. | A-4035-S20-SH | Y | UTILITY COMPONENTS INC. , A-4035-S20-SH |  |  | 37.17 | 2001-12-08 09:07 | Anjanece | 10 | 0 | #VALUE! | #VALUE!
UTILITY COMPONENTS INC. | A-4035-S20-SH | Y | UTILITY COMPONENTS INC. , A-4035-S20-SH |  |  | 37.22 | 2001-12-08 09:07 | Anjanece | 10 | 0 | #VALUE! | #VALUE!
UTILITY COMPONENTS INC. | A-4035-S20-SH | Y | UTILITY COMPONENTS INC. , A-4035-S20-SH |  |  | 38.01 | 2001-12-08 09:07 | Anjanece | 10 | 0 | #VALUE! | #VALUE!
UTILITY COMPONENTS INC. | A-4035-S20-SH | Y | UTILITY COMPONENTS INC. , A-4035-S20-SH |  |  | 39.57 | 2001-12-08 09:07 | Anjanece | 10 | 0 | #VALUE! | #VALUE!
UTILITY COMPONENTS INC. | A-4035-S20-SH | Y | UTILITY COMPONENTS INC. , A-4035-S20-SH |  |  | 44.42 | 2001-12-08 09:07 | Anjanece | 10 | 0 | #VALUE! | #VALUE!
UTILITY COMPONENTS INC. | A-4035-S20-SH | Y | UTILITY COMPONENTS INC. , A-4035-S20-SH |  |  | 57.9 | 2001-12-08 09:07 | Anjanece | 10 | 0 | #VALUE! | #VALUE!
AMP | 81345-4 | Y | AMP , 81345-4 | JEA OVERHEAD DISTRIBUTION | CSC Stores | 30.38 | 2001-12-08 09:07 | Anjanece | 10 | 500 | #VALUE! | #VALUE!
AMP | 81345-4 | Y | AMP , 81345-4 |  |  | 30.39 | 2001-12-08 09:07 | Anjanece | 10 | 500 | #VALUE! | #VALUE!
AMP | 81345-4 | Y | AMP , 81345-4 |  |  | 30.4 | 2001-12-08 09:07 | Anjanece | 10 | 500 | #VALUE! | #VALUE!
AMP | 81345-4 | Y | AMP , 81345-4 |  |  | 30.58 | 2001-12-08 09:07 | Anjanece | 10 | 500 | #VALUE! | #VALUE!
AMP | 81345-4 | Y | AMP , 81345-4 |  |  | 30.6 | 2001-12-08 09:07 | Anjanece | 10 | 500 | #VALUE! | #VALUE!
AMP | 81345-4 | Y | AMP , 81345-4 |  |  | 30.68 | 2001-12-08 09:07 | Anjanece | 10 | 500 | #VALUE! | #VALUE!
AMP | 81345-4 | Y | AMP , 81345-4 |  |  | 30.71 | 2001-12-08 09:07 | Anjanece | 10 | 500 | #VALUE! | #VALUE!
AMP | 81345-4 | Y | AMP , 81345-4 |  |  | 30.86 | 2001-12-08 09:07 | Anjanece | 10 | 500 | #VALUE! | #VALUE!
AMP | 81345-4 | Y | AMP , 81345-4 |  |  | 31.03 | 2001-12-08 09:07 | Anjanece | 10 | 500 | #VALUE! | #VALUE!
AMP | 81345-4 | Y | AMP , 81345-4 |  |  | 31.32 | 2001-12-08 09:07 | Anjanece | 10 | 500 | #VALUE! | #VALUE!
AMP | 81345-4 | Y | AMP , 81345-4 |  |  | 31.54 | 2001-12-08 09:07 | Anjanece | 10 | 500 | #VALUE! | #VALUE!
AMP | 81345-4 | Y | AMP , 81345-4 |  |  | 31.64 | 2001-12-08 09:07 | Anjanece | 10 | 500 | #VALUE! | #VALUE!
AMP | 81345-4 | Y | AMP , 81345-4 |  |  | 32.26 | 2001-12-08 09:07 | Anjanece | 10 | 500 | #VALUE! | #VALUE!
AMP | 81345-4 | Y | AMP , 81345-4 |  |  | 32.86 | 2001-12-08 09:07 | Anjanece | 10 | 500 | #VALUE! | #VALUE!
AMP | 81345-4 | Y | AMP , 81345-4 |  |  | 35.41 | 2001-12-08 09:07 | Anjanece | 10 | 500 | #VALUE! | #VALUE!
AMP | 81345-4 | Y | AMP , 81345-4 |  |  | 36.51 | 2001-12-08 09:07 | Anjanece | 10 | 500 | #VALUE! | #VALUE!
AMP | 81345-4 | Y | AMP , 81345-4 |  |  | 36.86 | 2001-12-08 09:07 | Anjanece | 10 | 500 | #VALUE! | #VALUE!
AMP | 81345-4 | Y | AMP , 81345-4 |  |  | 38.54 | 2001-12-08 09:07 | Anjanece | 10 | 500 | #VALUE! | #VALUE!
AMP | 81345-4 | Y | AMP , 81345-4 |  |  | 40.04 | 2001-12-08 09:07 | Anjanece | 10 | 500 | #VALUE! | #VALUE!
AMP | 81345-4 | Y | AMP , 81345-4 |  |  | 40.15 | 2001-12-08 09:07 | Anjanece | 10 | 500 | #VALUE! | #VALUE!
AMP | 81345-4 | Y | AMP , 81345-4 |  |  | 40.18 | 2001-12-08 09:07 | Anjanece | 10 | 500 | #VALUE! | #VALUE!
AMP | 81345-4 | Y | AMP , 81345-4 |  |  | 40.25 | 2001-12-08 09:07 | Anjanece | 10 | 500 | #VALUE! | #VALUE!
AMP | 81345-4 | Y | AMP , 81345-4 |  |  | 40.36 | 2001-12-08 09:07 | Anjanece | 10 | 500 | #VALUE! | #VALUE!
AMP | 81345-4 | Y | AMP , 81345-4 |  |  | 40.4 | 2001-12-08 09:07 | Anjanece | 10 | 500 | #VALUE! | #VALUE!
AMP | 81345-4 | Y | AMP , 81345-4 |  |  | 40.45 | 2001-12-08 09:07 | Anjanece | 10 | 500 | #VALUE! | #VALUE!
AMP | 81345-4 | Y | AMP , 81345-4 |  |  | 40.46 | 2001-12-08 09:07 | Anjanece | 10 | 500 | #VALUE! | #VALUE!
AMP | 81345-4 | Y | AMP , 81345-4 |  |  | 40.47 | 2001-12-08 09:07 | Anjanece | 10 | 500 | #VALUE! | #VALUE!
AMP | 81345-4 | Y | AMP , 81345-4 |  |  | 43.97 | 2001-12-08 09:07 | Anjanece | 10 | 500 | #VALUE! | #VALUE!
AMP | 81345-4 | Y | AMP , 81345-4 |  |  | 44.53 | 2001-12-08 09:07 | Anjanece | 10 | 500 | #VALUE! | #VALUE!
AMP | 81345-4 | Y | AMP , 81345-4 |  |  | 51.43 | 2001-12-08 09:07 | Anjanece | 10 | 500 | #VALUE! | #VALUE!
AMP | 81345-4 | Y | AMP , 81345-4 |  |  | 57.31 | 2001-12-08 09:07 | Anjanece | 10 | 500 | #VALUE! | #VALUE!
AMP | 81345-4 | Y | AMP , 81345-4 |  |  | 57.32 | 2001-12-08 09:07 | Anjanece | 10 | 500 | #VALUE! | #VALUE!
AMP | 81345-4 | Y | AMP , 81345-4 |  |  | 57.33 | 2001-12-08 09:07 | Anjanece | 10 | 500 | #VALUE! | #VALUE!
AMP | 81345-4 | Y | AMP , 81345-4 |  |  | 57.35 | 2001-12-08 09:07 | Anjanece | 10 | 500 | #VALUE! | #VALUE!
AMP | 81345-4 | Y | AMP , 81345-4 |  |  | 57.36 | 2001-12-08 09:07 | Anjanece | 10 | 500 | #VALUE! | #VALUE!
AMP | 81345-4 | Y | AMP , 81345-4 |  |  | 57.37 | 2001-12-08 09:07 | Anjanece | 10 | 500 | #VALUE! | #VALUE!
AMP | 81345-4 | Y | AMP , 81345-4 |  |  | 57.38 | 2001-12-08 09:07 | Anjanece | 10 | 500 | #VALUE! | #VALUE!
AMP | 81345-4 | Y | AMP , 81345-4 |  |  | 57.42 | 2001-12-08 09:07 | Anjanece | 10 | 500 | #VALUE! | #VALUE!
AMP | 81345-4 | Y | AMP , 81345-4 |  |  | 57.94 | 2001-12-08 09:07 | Anjanece | 10 | 500 | #VALUE! | #VALUE!
AMP | 81345-4 | Y | AMP , 81345-4 |  |  | 58.43 | 2001-12-08 09:07 | Anjanece | 10 | 500 | #VALUE! | #VALUE!
AMP | 81345-4 | Y | AMP , 81345-4 |  | Storm Stores | 51.43 | 2022-09-27 14:42 | Anjanece | 10 | 500 | #VALUE! | #VALUE!
AMP | 81345-4 | Y | AMP , 81345-4 |  |  | 61.37 | 2022-09-27 14:42 | Anjanece | 10 | 500 | #VALUE! | #VALUE!
AMP | 81345-4 | Y | AMP , 81345-4 |  |  | 65.45 | 2022-09-27 14:42 | Anjanece | 10 | 500 | #VALUE! | #VALUE!
CPI | 636556 | Y | CPI , 636556 | JEA OVERHEAD DISTRIBUTION | CSC Stores | 30.38 | 2001-12-08 09:07 | Anjanece | 10 | 500 | #VALUE! | #VALUE!
CPI | 636556 | Y | CPI , 636556 |  |  | 30.39 | 2001-12-08 09:07 | Anjanece | 10 | 500 | #VALUE! | #VALUE!
CPI | 636556 | Y | CPI , 636556 |  |  | 30.4 | 2001-12-08 09:07 | Anjanece | 10 | 500 | #VALUE! | #VALUE!
CPI | 636556 | Y | CPI , 636556 |  |  | 30.58 | 2001-12-08 09:07 | Anjanece | 10 | 500 | #VALUE! | #VALUE!
CPI | 636556 | Y | CPI , 636556 |  |  | 30.6 | 2001-12-08 09:07 | Anjanece | 10 | 500 | #VALUE! | #VALUE!
CPI | 636556 | Y | CPI , 636556 |  |  | 30.68 | 2001-12-08 09:07 | Anjanece | 10 | 500 | #VALUE! | #VALUE!
CPI | 636556 | Y | CPI , 636556 |  |  | 30.71 | 2001-12-08 09:07 | Anjanece | 10 | 500 | #VALUE! | #VALUE!
CPI | 636556 | Y | CPI , 636556 |  |  | 30.86 | 2001-12-08 09:07 | Anjanece | 10 | 500 | #VALUE! | #VALUE!
CPI | 636556 | Y | CPI , 636556 |  |  | 31.03 | 2001-12-08 09:07 | Anjanece | 10 | 500 | #VALUE! | #VALUE!
CPI | 636556 | Y | CPI , 636556 |  |  | 31.32 | 2001-12-08 09:07 | Anjanece | 10 | 500 | #VALUE! | #VALUE!
CPI | 636556 | Y | CPI , 636556 |  |  | 31.54 | 2001-12-08 09:07 | Anjanece | 10 | 500 | #VALUE! | #VALUE!
CPI | 636556 | Y | CPI , 636556 |  |  | 31.64 | 2001-12-08 09:07 | Anjanece | 10 | 500 | #VALUE! | #VALUE!
CPI | 636556 | Y | CPI , 636556 |  |  | 32.26 | 2001-12-08 09:07 | Anjanece | 10 | 500 | #VALUE! | #VALUE!
CPI | 636556 | Y | CPI , 636556 |  |  | 32.86 | 2001-12-08 09:07 | Anjanece | 10 | 500 | #VALUE! | #VALUE!
CPI | 636556 | Y | CPI , 636556 |  |  | 35.41 | 2001-12-08 09:07 | Anjanece | 10 | 500 | #VALUE! | #VALUE!
CPI | 636556 | Y | CPI , 636556 |  |  | 36.51 | 2001-12-08 09:07 | Anjanece | 10 | 500 | #VALUE! | #VALUE!
CPI | 636556 | Y | CPI , 636556 |  |  | 36.86 | 2001-12-08 09:07 | Anjanece | 10 | 500 | #VALUE! | #VALUE!
CPI | 636556 | Y | CPI , 636556 |  |  | 38.54 | 2001-12-08 09:07 | Anjanece | 10 | 500 | #VALUE! | #VALUE!
CPI | 636556 | Y | CPI , 636556 |  |  | 40.04 | 2001-12-08 09:07 | Anjanece | 10 | 500 | #VALUE! | #VALUE!
CPI | 636556 | Y | CPI , 636556 |  |  | 40.15 | 2001-12-08 09:07 | Anjanece | 10 | 500 | #VALUE! | #VALUE!
CPI | 636556 | Y | CPI , 636556 |  |  | 40.18 | 2001-12-08 09:07 | Anjanece | 10 | 500 | #VALUE! | #VALUE!
CPI | 636556 | Y | CPI , 636556 |  |  | 40.25 | 2001-12-08 09:07 | Anjanece | 10 | 500 | #VALUE! | #VALUE!
CPI | 636556 | Y | CPI , 636556 |  |  | 40.36 | 2001-12-08 09:07 | Anjanece | 10 | 500 | #VALUE! | #VALUE!
CPI | 636556 | Y | CPI , 636556 |  |  | 40.4 | 2001-12-08 09:07 | Anjanece | 10 | 500 | #VALUE! | #VALUE!
CPI | 636556 | Y | CPI , 636556 |  |  | 40.45 | 2001-12-08 09:07 | Anjanece | 10 | 500 | #VALUE! | #VALUE!
CPI | 636556 | Y | CPI , 636556 |  |  | 40.46 | 2001-12-08 09:07 | Anjanece | 10 | 500 | #VALUE! | #VALUE!
CPI | 636556 | Y | CPI , 636556 |  |  | 40.47 | 2001-12-08 09:07 | Anjanece | 10 | 500 | #VALUE! | #VALUE!
CPI | 636556 | Y | CPI , 636556 |  |  | 43.97 | 2001-12-08 09:07 | Anjanece | 10 | 500 | #VALUE! | #VALUE!
CPI | 636556 | Y | CPI , 636556 |  |  | 44.53 | 2001-12-08 09:07 | Anjanece | 10 | 500 | #VALUE! | #VALUE!
CPI | 636556 | Y | CPI , 636556 |  |  | 51.43 | 2001-12-08 09:07 | Anjanece | 10 | 500 | #VALUE! | #VALUE!
CPI | 636556 | Y | CPI , 636556 |  |  | 57.31 | 2001-12-08 09:07 | Anjanece | 10 | 500 | #VALUE! | #VALUE!
CPI | 636556 | Y | CPI , 636556 |  |  | 57.32 | 2001-12-08 09:07 | Anjanece | 10 | 500 | #VALUE! | #VALUE!
CPI | 636556 | Y | CPI , 636556 |  |  | 57.33 | 2001-12-08 09:07 | Anjanece | 10 | 500 | #VALUE! | #VALUE!
CPI | 636556 | Y | CPI , 636556 |  |  | 57.35 | 2001-12-08 09:07 | Anjanece | 10 | 500 | #VALUE! | #VALUE!
CPI | 636556 | Y | CPI , 636556 |  |  | 57.36 | 2001-12-08 09:07 | Anjanece | 10 | 500 | #VALUE! | #VALUE!
CPI | 636556 | Y | CPI , 636556 |  |  | 57.37 | 2001-12-08 09:07 | Anjanece | 10 | 500 | #VALUE! | #VALUE!
CPI | 636556 | Y | CPI , 636556 |  |  | 57.38 | 2001-12-08 09:07 | Anjanece | 10 | 500 | #VALUE! | #VALUE!
CPI | 636556 | Y | CPI , 636556 |  |  | 57.42 | 2001-12-08 09:07 | Anjanece | 10 | 500 | #VALUE! | #VALUE!
CPI | 636556 | Y | CPI , 636556 |  |  | 57.94 | 2001-12-08 09:07 | Anjanece | 10 | 500 | #VALUE! | #VALUE!
CPI | 636556 | Y | CPI , 636556 |  |  | 58.43 | 2001-12-08 09:07 | Anjanece | 10 | 500 | #VALUE! | #VALUE!
CPI | 636556 | Y | CPI , 636556 |  | Storm Stores | 51.43 | 2022-09-27 14:42 | Anjanece | 10 | 500 | #VALUE! | #VALUE!
CPI | 636556 | Y | CPI , 636556 |  |  | 61.37 | 2022-09-27 14:42 | Anjanece | 10 | 500 | #VALUE! | #VALUE!
CPI | 636556 | Y | CPI , 636556 |  |  | 65.45 | 2022-09-27 14:42 | Anjanece | 10 | 500 | #VALUE! | #VALUE!
HOMAC | A-5045-S20-SH | Y | HOMAC , A-5045-S20-SH | JEA OVERHEAD DISTRIBUTION | CSC Stores | 30.38 | 2001-12-08 09:07 | Anjanece | 10 | 500 | #VALUE! | #VALUE!
HOMAC | A-5045-S20-SH | Y | HOMAC , A-5045-S20-SH |  |  | 30.39 | 2001-12-08 09:07 | Anjanece | 10 | 500 | #VALUE! | #VALUE!
HOMAC | A-5045-S20-SH | Y | HOMAC , A-5045-S20-SH |  |  | 30.4 | 2001-12-08 09:07 | Anjanece | 10 | 500 | #VALUE! | #VALUE!
HOMAC | A-5045-S20-SH | Y | HOMAC , A-5045-S20-SH |  |  | 30.58 | 2001-12-08 09:07 | Anjanece | 10 | 500 | #VALUE! | #VALUE!
HOMAC | A-5045-S20-SH | Y | HOMAC , A-5045-S20-SH |  |  | 30.6 | 2001-12-08 09:07 | Anjanece | 10 | 500 | #VALUE! | #VALUE!
HOMAC | A-5045-S20-SH | Y | HOMAC , A-5045-S20-SH |  |  | 30.68 | 2001-12-08 09:07 | Anjanece | 10 | 500 | #VALUE! | #VALUE!
HOMAC | A-5045-S20-SH | Y | HOMAC , A-5045-S20-SH |  |  | 30.71 | 2001-12-08 09:07 | Anjanece | 10 | 500 | #VALUE! | #VALUE!
HOMAC | A-5045-S20-SH | Y | HOMAC , A-5045-S20-SH |  |  | 30.86 | 2001-12-08 09:07 | Anjanece | 10 | 500 | #VALUE! | #VALUE!
HOMAC | A-5045-S20-SH | Y | HOMAC , A-5045-S20-SH |  |  | 31.03 | 2001-12-08 09:07 | Anjanece | 10 | 500 | #VALUE! | #VALUE!
HOMAC | A-5045-S20-SH | Y | HOMAC , A-5045-S20-SH |  |  | 31.32 | 2001-12-08 09:07 | Anjanece | 10 | 500 | #VALUE! | #VALUE!
HOMAC | A-5045-S20-SH | Y | HOMAC , A-5045-S20-SH |  |  | 31.54 | 2001-12-08 09:07 | Anjanece | 10 | 500 | #VALUE! | #VALUE!
HOMAC | A-5045-S20-SH | Y | HOMAC , A-5045-S20-SH |  |  | 31.64 | 2001-12-08 09:07 | Anjanece | 10 | 500 | #VALUE! | #VALUE!
HOMAC | A-5045-S20-SH | Y | HOMAC , A-5045-S20-SH |  |  | 32.26 | 2001-12-08 09:07 | Anjanece | 10 | 500 | #VALUE! | #VALUE!
HOMAC | A-5045-S20-SH | Y | HOMAC , A-5045-S20-SH |  |  | 32.86 | 2001-12-08 09:07 | Anjanece | 10 | 500 | #VALUE! | #VALUE!
HOMAC | A-5045-S20-SH | Y | HOMAC , A-5045-S20-SH |  |  | 35.41 | 2001-12-08 09:07 | Anjanece | 10 | 500 | #VALUE! | #VALUE!
HOMAC | A-5045-S20-SH | Y | HOMAC , A-5045-S20-SH |  |  | 36.51 | 2001-12-08 09:07 | Anjanece | 10 | 500 | #VALUE! | #VALUE!
HOMAC | A-5045-S20-SH | Y | HOMAC , A-5045-S20-SH |  |  | 36.86 | 2001-12-08 09:07 | Anjanece | 10 | 500 | #VALUE! | #VALUE!
HOMAC | A-5045-S20-SH | Y | HOMAC , A-5045-S20-SH |  |  | 38.54 | 2001-12-08 09:07 | Anjanece | 10 | 500 | #VALUE! | #VALUE!
HOMAC | A-5045-S20-SH | Y | HOMAC , A-5045-S20-SH |  |  | 40.04 | 2001-12-08 09:07 | Anjanece | 10 | 500 | #VALUE! | #VALUE!
HOMAC | A-5045-S20-SH | Y | HOMAC , A-5045-S20-SH |  |  | 40.15 | 2001-12-08 09:07 | Anjanece | 10 | 500 | #VALUE! | #VALUE!
HOMAC | A-5045-S20-SH | Y | HOMAC , A-5045-S20-SH |  |  | 40.18 | 2001-12-08 09:07 | Anjanece | 10 | 500 | #VALUE! | #VALUE!
HOMAC | A-5045-S20-SH | Y | HOMAC , A-5045-S20-SH |  |  | 40.25 | 2001-12-08 09:07 | Anjanece | 10 | 500 | #VALUE! | #VALUE!
HOMAC | A-5045-S20-SH | Y | HOMAC , A-5045-S20-SH |  |  | 40.36 | 2001-12-08 09:07 | Anjanece | 10 | 500 | #VALUE! | #VALUE!
HOMAC | A-5045-S20-SH | Y | HOMAC , A-5045-S20-SH |  |  | 40.4 | 2001-12-08 09:07 | Anjanece | 10 | 500 | #VALUE! | #VALUE!
HOMAC | A-5045-S20-SH | Y | HOMAC , A-5045-S20-SH |  |  | 40.45 | 2001-12-08 09:07 | Anjanece | 10 | 500 | #VALUE! | #VALUE!
HOMAC | A-5045-S20-SH | Y | HOMAC , A-5045-S20-SH |  |  | 40.46 | 2001-12-08 09:07 | Anjanece | 10 | 500 | #VALUE! | #VALUE!
HOMAC | A-5045-S20-SH | Y | HOMAC , A-5045-S20-SH |  |  | 40.47 | 2001-12-08 09:07 | Anjanece | 10 | 500 | #VALUE! | #VALUE!
HOMAC | A-5045-S20-SH | Y | HOMAC , A-5045-S20-SH |  |  | 43.97 | 2001-12-08 09:07 | Anjanece | 10 | 500 | #VALUE! | #VALUE!
HOMAC | A-5045-S20-SH | Y | HOMAC , A-5045-S20-SH |  |  | 44.53 | 2001-12-08 09:07 | Anjanece | 10 | 500 | #VALUE! | #VALUE!
HOMAC | A-5045-S20-SH | Y | HOMAC , A-5045-S20-SH |  |  | 51.43 | 2001-12-08 09:07 | Anjanece | 10 | 500 | #VALUE! | #VALUE!
HOMAC | A-5045-S20-SH | Y | HOMAC , A-5045-S20-SH |  |  | 57.31 | 2001-12-08 09:07 | Anjanece | 10 | 500 | #VALUE! | #VALUE!
HOMAC | A-5045-S20-SH | Y | HOMAC , A-5045-S20-SH |  |  | 57.32 | 2001-12-08 09:07 | Anjanece | 10 | 500 | #VALUE! | #VALUE!
HOMAC | A-5045-S20-SH | Y | HOMAC , A-5045-S20-SH |  |  | 57.33 | 2001-12-08 09:07 | Anjanece | 10 | 500 | #VALUE! | #VALUE!
HOMAC | A-5045-S20-SH | Y | HOMAC , A-5045-S20-SH |  |  | 57.35 | 2001-12-08 09:07 | Anjanece | 10 | 500 | #VALUE! | #VALUE!
HOMAC | A-5045-S20-SH | Y | HOMAC , A-5045-S20-SH |  |  | 57.36 | 2001-12-08 09:07 | Anjanece | 10 | 500 | #VALUE! | #VALUE!
HOMAC | A-5045-S20-SH | Y | HOMAC , A-5045-S20-SH |  |  | 57.37 | 2001-12-08 09:07 | Anjanece | 10 | 500 | #VALUE! | #VALUE!
HOMAC | A-5045-S20-SH | Y | HOMAC , A-5045-S20-SH |  |  | 57.38 | 2001-12-08 09:07 | Anjanece | 10 | 500 | #VALUE! | #VALUE!
HOMAC | A-5045-S20-SH | Y | HOMAC , A-5045-S20-SH |  |  | 57.42 | 2001-12-08 09:07 | Anjanece | 10 | 500 | #VALUE! | #VALUE!
HOMAC | A-5045-S20-SH | Y | HOMAC , A-5045-S20-SH |  |  | 57.94 | 2001-12-08 09:07 | Anjanece | 10 | 500 | #VALUE! | #VALUE!
HOMAC | A-5045-S20-SH | Y | HOMAC , A-5045-S20-SH |  |  | 58.43 | 2001-12-08 09:07 | Anjanece | 10 | 500 | #VALUE! | #VALUE!
HOMAC | A-5045-S20-SH | Y | HOMAC , A-5045-S20-SH |  | Storm Stores | 51.43 | 2022-09-27 14:42 | Anjanece | 10 | 500 | #VALUE! | #VALUE!
HOMAC | A-5045-S20-SH | Y | HOMAC , A-5045-S20-SH |  |  | 61.37 | 2022-09-27 14:42 | Anjanece | 10 | 500 | #VALUE! | #VALUE!
HOMAC | A-5045-S20-SH | Y | HOMAC , A-5045-S20-SH |  |  | 65.45 | 2022-09-27 14:42 | Anjanece | 10 | 500 | #VALUE! | #VALUE!
UTILITY COMPONENTS INC. | A-5045-S20-SH | Y | UTILITY COMPONENTS INC. , A-5045-S20-SH | JEA OVERHEAD DISTRIBUTION | CSC Stores | 30.38 | 2001-12-08 09:07 | Anjanece | 10 | 500 | #VALUE! | #VALUE!
UTILITY COMPONENTS INC. | A-5045-S20-SH | Y | UTILITY COMPONENTS INC. , A-5045-S20-SH |  |  | 30.39 | 2001-12-08 09:07 | Anjanece | 10 | 500 | #VALUE! | #VALUE!
UTILITY COMPONENTS INC. | A-5045-S20-SH | Y | UTILITY COMPONENTS INC. , A-5045-S20-SH |  |  | 30.4 | 2001-12-08 09:07 | Anjanece | 10 | 500 | #VALUE! | #VALUE!
UTILITY COMPONENTS INC. | A-5045-S20-SH | Y | UTILITY COMPONENTS INC. , A-5045-S20-SH |  |  | 30.58 | 2001-12-08 09:07 | Anjanece | 10 | 500 | #VALUE! | #VALUE!
UTILITY COMPONENTS INC. | A-5045-S20-SH | Y | UTILITY COMPONENTS INC. , A-5045-S20-SH |  |  | 30.6 | 2001-12-08 09:07 | Anjanece | 10 | 500 | #VALUE! | #VALUE!
UTILITY COMPONENTS INC. | A-5045-S20-SH | Y | UTILITY COMPONENTS INC. , A-5045-S20-SH |  |  | 30.68 | 2001-12-08 09:07 | Anjanece | 10 | 500 | #VALUE! | #VALUE!
UTILITY COMPONENTS INC. | A-5045-S20-SH | Y | UTILITY COMPONENTS INC. , A-5045-S20-SH |  |  | 30.71 | 2001-12-08 09:07 | Anjanece | 10 | 500 | #VALUE! | #VALUE!
UTILITY COMPONENTS INC. | A-5045-S20-SH | Y | UTILITY COMPONENTS INC. , A-5045-S20-SH |  |  | 30.86 | 2001-12-08 09:07 | Anjanece | 10 | 500 | #VALUE! | #VALUE!
UTILITY COMPONENTS INC. | A-5045-S20-SH | Y | UTILITY COMPONENTS INC. , A-5045-S20-SH |  |  | 31.03 | 2001-12-08 09:07 | Anjanece | 10 | 500 | #VALUE! | #VALUE!
UTILITY COMPONENTS INC. | A-5045-S20-SH | Y | UTILITY COMPONENTS INC. , A-5045-S20-SH |  |  | 31.32 | 2001-12-08 09:07 | Anjanece | 10 | 500 | #VALUE! | #VALUE!
UTILITY COMPONENTS INC. | A-5045-S20-SH | Y | UTILITY COMPONENTS INC. , A-5045-S20-SH |  |  | 31.54 | 2001-12-08 09:07 | Anjanece | 10 | 500 | #VALUE! | #VALUE!
UTILITY COMPONENTS INC. | A-5045-S20-SH | Y | UTILITY COMPONENTS INC. , A-5045-S20-SH |  |  | 31.64 | 2001-12-08 09:07 | Anjanece | 10 | 500 | #VALUE! | #VALUE!
UTILITY COMPONENTS INC. | A-5045-S20-SH | Y | UTILITY COMPONENTS INC. , A-5045-S20-SH |  |  | 32.26 | 2001-12-08 09:07 | Anjanece | 10 | 500 | #VALUE! | #VALUE!
UTILITY COMPONENTS INC. | A-5045-S20-SH | Y | UTILITY COMPONENTS INC. , A-5045-S20-SH |  |  | 32.86 | 2001-12-08 09:07 | Anjanece | 10 | 500 | #VALUE! | #VALUE!
UTILITY COMPONENTS INC. | A-5045-S20-SH | Y | UTILITY COMPONENTS INC. , A-5045-S20-SH |  |  | 35.41 | 2001-12-08 09:07 | Anjanece | 10 | 500 | #VALUE! | #VALUE!
UTILITY COMPONENTS INC. | A-5045-S20-SH | Y | UTILITY COMPONENTS INC. , A-5045-S20-SH |  |  | 36.51 | 2001-12-08 09:07 | Anjanece | 10 | 500 | #VALUE! | #VALUE!
UTILITY COMPONENTS INC. | A-5045-S20-SH | Y | UTILITY COMPONENTS INC. , A-5045-S20-SH |  |  | 36.86 | 2001-12-08 09:07 | Anjanece | 10 | 500 | #VALUE! | #VALUE!
UTILITY COMPONENTS INC. | A-5045-S20-SH | Y | UTILITY COMPONENTS INC. , A-5045-S20-SH |  |  | 38.54 | 2001-12-08 09:07 | Anjanece | 10 | 500 | #VALUE! | #VALUE!
UTILITY COMPONENTS INC. | A-5045-S20-SH | Y | UTILITY COMPONENTS INC. , A-5045-S20-SH |  |  | 40.04 | 2001-12-08 09:07 | Anjanece | 10 | 500 | #VALUE! | #VALUE!
UTILITY COMPONENTS INC. | A-5045-S20-SH | Y | UTILITY COMPONENTS INC. , A-5045-S20-SH |  |  | 40.15 | 2001-12-08 09:07 | Anjanece | 10 | 500 | #VALUE! | #VALUE!
UTILITY COMPONENTS INC. | A-5045-S20-SH | Y | UTILITY COMPONENTS INC. , A-5045-S20-SH |  |  | 40.18 | 2001-12-08 09:07 | Anjanece | 10 | 500 | #VALUE! | #VALUE!
UTILITY COMPONENTS INC. | A-5045-S20-SH | Y | UTILITY COMPONENTS INC. , A-5045-S20-SH |  |  | 40.25 | 2001-12-08 09:07 | Anjanece | 10 | 500 | #VALUE! | #VALUE!
UTILITY COMPONENTS INC. | A-5045-S20-SH | Y | UTILITY COMPONENTS INC. , A-5045-S20-SH |  |  | 40.36 | 2001-12-08 09:07 | Anjanece | 10 | 500 | #VALUE! | #VALUE!
UTILITY COMPONENTS INC. | A-5045-S20-SH | Y | UTILITY COMPONENTS INC. , A-5045-S20-SH |  |  | 40.4 | 2001-12-08 09:07 | Anjanece | 10 | 500 | #VALUE! | #VALUE!
UTILITY COMPONENTS INC. | A-5045-S20-SH | Y | UTILITY COMPONENTS INC. , A-5045-S20-SH |  |  | 40.45 | 2001-12-08 09:07 | Anjanece | 10 | 500 | #VALUE! | #VALUE!
UTILITY COMPONENTS INC. | A-5045-S20-SH | Y | UTILITY COMPONENTS INC. , A-5045-S20-SH |  |  | 40.46 | 2001-12-08 09:07 | Anjanece | 10 | 500 | #VALUE! | #VALUE!
UTILITY COMPONENTS INC. | A-5045-S20-SH | Y | UTILITY COMPONENTS INC. , A-5045-S20-SH |  |  | 40.47 | 2001-12-08 09:07 | Anjanece | 10 | 500 | #VALUE! | #VALUE!
UTILITY COMPONENTS INC. | A-5045-S20-SH | Y | UTILITY COMPONENTS INC. , A-5045-S20-SH |  |  | 43.97 | 2001-12-08 09:07 | Anjanece | 10 | 500 | #VALUE! | #VALUE!
UTILITY COMPONENTS INC. | A-5045-S20-SH | Y | UTILITY COMPONENTS INC. , A-5045-S20-SH |  |  | 44.53 | 2001-12-08 09:07 | Anjanece | 10 | 500 | #VALUE! | #VALUE!
UTILITY COMPONENTS INC. | A-5045-S20-SH | Y | UTILITY COMPONENTS INC. , A-5045-S20-SH |  |  | 51.43 | 2001-12-08 09:07 | Anjanece | 10 | 500 | #VALUE! | #VALUE!
UTILITY COMPONENTS INC. | A-5045-S20-SH | Y | UTILITY COMPONENTS INC. , A-5045-S20-SH |  |  | 57.31 | 2001-12-08 09:07 | Anjanece | 10 | 500 | #VALUE! | #VALUE!
UTILITY COMPONENTS INC. | A-5045-S20-SH | Y | UTILITY COMPONENTS INC. , A-5045-S20-SH |  |  | 57.32 | 2001-12-08 09:07 | Anjanece | 10 | 500 | #VALUE! | #VALUE!
UTILITY COMPONENTS INC. | A-5045-S20-SH | Y | UTILITY COMPONENTS INC. , A-5045-S20-SH |  |  | 57.33 | 2001-12-08 09:07 | Anjanece | 10 | 500 | #VALUE! | #VALUE!
UTILITY COMPONENTS INC. | A-5045-S20-SH | Y | UTILITY COMPONENTS INC. , A-5045-S20-SH |  |  | 57.35 | 2001-12-08 09:07 | Anjanece | 10 | 500 | #VALUE! | #VALUE!
UTILITY COMPONENTS INC. | A-5045-S20-SH | Y | UTILITY COMPONENTS INC. , A-5045-S20-SH |  |  | 57.36 | 2001-12-08 09:07 | Anjanece | 10 | 500 | #VALUE! | #VALUE!
UTILITY COMPONENTS INC. | A-5045-S20-SH | Y | UTILITY COMPONENTS INC. , A-5045-S20-SH |  |  | 57.37 | 2001-12-08 09:07 | Anjanece | 10 | 500 | #VALUE! | #VALUE!
UTILITY COMPONENTS INC. | A-5045-S20-SH | Y | UTILITY COMPONENTS INC. , A-5045-S20-SH |  |  | 57.38 | 2001-12-08 09:07 | Anjanece | 10 | 500 | #VALUE! | #VALUE!
UTILITY COMPONENTS INC. | A-5045-S20-SH | Y | UTILITY COMPONENTS INC. , A-5045-S20-SH |  |  | 57.42 | 2001-12-08 09:07 | Anjanece | 10 | 500 | #VALUE! | #VALUE!
UTILITY COMPONENTS INC. | A-5045-S20-SH | Y | UTILITY COMPONENTS INC. , A-5045-S20-SH |  |  | 57.94 | 2001-12-08 09:07 | Anjanece | 10 | 500 | #VALUE! | #VALUE!
UTILITY COMPONENTS INC. | A-5045-S20-SH | Y | UTILITY COMPONENTS INC. , A-5045-S20-SH |  |  | 58.43 | 2001-12-08 09:07 | Anjanece | 10 | 500 | #VALUE! | #VALUE!
UTILITY COMPONENTS INC. | A-5045-S20-SH | Y | UTILITY COMPONENTS INC. , A-5045-S20-SH |  | Storm Stores | 51.43 | 2022-09-27 14:42 | Anjanece | 10 | 500 | #VALUE! | #VALUE!
UTILITY COMPONENTS INC. | A-5045-S20-SH | Y | UTILITY COMPONENTS INC. , A-5045-S20-SH |  |  | 61.37 | 2022-09-27 14:42 | Anjanece | 10 | 500 | #VALUE! | #VALUE!
UTILITY COMPONENTS INC. | A-5045-S20-SH | Y | UTILITY COMPONENTS INC. , A-5045-S20-SH |  |  | 65.45 | 2022-09-27 14:42 | Anjanece | 10 | 500 | #VALUE! | #VALUE!
CPI | 119375 | Y | CPI , 119375 | JEA OVERHEAD DISTRIBUTION | CSC Stores | 47.43 | 2019-01-31 14:38 | Anjanece | 10 | 0 | #VALUE! | #VALUE!
CPI | 119375 | Y | CPI , 119375 |  |  | 49.79 | 2019-01-31 14:38 | Anjanece | 10 | 0 | #VALUE! | #VALUE!
CPI | 119375 | Y | CPI , 119375 |  |  | 50 | 2019-01-31 14:38 | Anjanece | 10 | 0 | #VALUE! | #VALUE!
APPLETON ELECTRIC CO. | CF-200 | Y | APPLETON ELECTRIC CO. , CF-200 | JEA OVERHEAD DISTRIBUTION | CSC Stores | 0.11 | 2001-12-08 10:57 | Anjanece | 1 | 0 | #VALUE! | #VALUE!
APPLETON ELECTRIC CO. | CF-200 | Y | APPLETON ELECTRIC CO. , CF-200 |  |  | 0.12 | 2001-12-08 10:57 | Anjanece | 1 | 0 | #VALUE! | #VALUE!
APPLETON ELECTRIC CO. | CF-200 | Y | APPLETON ELECTRIC CO. , CF-200 |  |  | 0.13 | 2001-12-08 10:57 | Anjanece | 1 | 0 | #VALUE! | #VALUE!
APPLETON ELECTRIC CO. | CF-200 | Y | APPLETON ELECTRIC CO. , CF-200 |  |  | 0.16 | 2001-12-08 10:57 | Anjanece | 1 | 0 | #VALUE! | #VALUE!
APPLETON ELECTRIC CO. | CF-200 | Y | APPLETON ELECTRIC CO. , CF-200 |  |  | 0.18 | 2001-12-08 10:57 | Anjanece | 1 | 0 | #VALUE! | #VALUE!
APPLETON ELECTRIC CO. | CF-200 | Y | APPLETON ELECTRIC CO. , CF-200 |  |  | 0.19 | 2001-12-08 10:57 | Anjanece | 1 | 0 | #VALUE! | #VALUE!
APPLETON ELECTRIC CO. | CF-200 | Y | APPLETON ELECTRIC CO. , CF-200 |  |  | 0.2 | 2001-12-08 10:57 | Anjanece | 1 | 0 | #VALUE! | #VALUE!
APPLETON ELECTRIC CO. | CF-200 | Y | APPLETON ELECTRIC CO. , CF-200 |  |  | 0.21 | 2001-12-08 10:57 | Anjanece | 1 | 0 | #VALUE! | #VALUE!
APPLETON ELECTRIC CO. | CF-200 | Y | APPLETON ELECTRIC CO. , CF-200 |  |  | 0.24 | 2001-12-08 10:57 | Anjanece | 1 | 0 | #VALUE! | #VALUE!
APPLETON ELECTRIC CO. | CF-200 | Y | APPLETON ELECTRIC CO. , CF-200 |  |  | 0.25 | 2001-12-08 10:57 | Anjanece | 1 | 0 | #VALUE! | #VALUE!
APPLETON ELECTRIC CO. | CF-200 | Y | APPLETON ELECTRIC CO. , CF-200 |  |  | 0.26 | 2001-12-08 10:57 | Anjanece | 1 | 0 | #VALUE! | #VALUE!
APPLETON ELECTRIC CO. | CF-200 | Y | APPLETON ELECTRIC CO. , CF-200 |  |  | 0.28 | 2001-12-08 10:57 | Anjanece | 1 | 0 | #VALUE! | #VALUE!
APPLETON ELECTRIC CO. | CF-200 | Y | APPLETON ELECTRIC CO. , CF-200 |  |  | 0.3 | 2001-12-08 10:57 | Anjanece | 1 | 0 | #VALUE! | #VALUE!
APPLETON ELECTRIC CO. | CF-200 | Y | APPLETON ELECTRIC CO. , CF-200 |  |  | 0.31 | 2001-12-08 10:57 | Anjanece | 1 | 0 | #VALUE! | #VALUE!
APPLETON ELECTRIC CO. | CF-200 | Y | APPLETON ELECTRIC CO. , CF-200 |  |  | 0.33 | 2001-12-08 10:57 | Anjanece | 1 | 0 | #VALUE! | #VALUE!
APPLETON ELECTRIC CO. | CF-200 | Y | APPLETON ELECTRIC CO. , CF-200 |  |  | 0.36 | 2001-12-08 10:57 | Anjanece | 1 | 0 | #VALUE! | #VALUE!
APPLETON ELECTRIC CO. | CF-200 | Y | APPLETON ELECTRIC CO. , CF-200 |  |  | 0.37 | 2001-12-08 10:57 | Anjanece | 1 | 0 | #VALUE! | #VALUE!
APPLETON ELECTRIC CO. | CF-200 | Y | APPLETON ELECTRIC CO. , CF-200 |  |  | 0.39 | 2001-12-08 10:57 | Anjanece | 1 | 0 | #VALUE! | #VALUE!
APPLETON ELECTRIC CO. | CF-200 | Y | APPLETON ELECTRIC CO. , CF-200 |  |  | 0.41 | 2001-12-08 10:57 | Anjanece | 1 | 0 | #VALUE! | #VALUE!
APPLETON ELECTRIC CO. | CF-200 | Y | APPLETON ELECTRIC CO. , CF-200 |  |  | 0.42 | 2001-12-08 10:57 | Anjanece | 1 | 0 | #VALUE! | #VALUE!
APPLETON ELECTRIC CO. | CF-200 | Y | APPLETON ELECTRIC CO. , CF-200 |  |  | 0.44 | 2001-12-08 10:57 | Anjanece | 1 | 0 | #VALUE! | #VALUE!
APPLETON ELECTRIC CO. | CF-200 | Y | APPLETON ELECTRIC CO. , CF-200 |  |  | 0.45 | 2001-12-08 10:57 | Anjanece | 1 | 0 | #VALUE! | #VALUE!
APPLETON ELECTRIC CO. | CF-200 | Y | APPLETON ELECTRIC CO. , CF-200 |  |  | 0.46 | 2001-12-08 10:57 | Anjanece | 1 | 0 | #VALUE! | #VALUE!
APPLETON ELECTRIC CO. | CF-200 | Y | APPLETON ELECTRIC CO. , CF-200 |  |  | 0.47 | 2001-12-08 10:57 | Anjanece | 1 | 0 | #VALUE! | #VALUE!
APPLETON ELECTRIC CO. | CF-200 | Y | APPLETON ELECTRIC CO. , CF-200 |  |  | 0.49 | 2001-12-08 10:57 | Anjanece | 1 | 0 | #VALUE! | #VALUE!
APPLETON ELECTRIC CO. | CF-200 | Y | APPLETON ELECTRIC CO. , CF-200 |  |  | 0.52 | 2001-12-08 10:57 | Anjanece | 1 | 0 | #VALUE! | #VALUE!
APPLETON ELECTRIC CO. | CF-200 | Y | APPLETON ELECTRIC CO. , CF-200 |  |  | 0.53 | 2001-12-08 10:57 | Anjanece | 1 | 0 | #VALUE! | #VALUE!
APPLETON ELECTRIC CO. | CF-200 | Y | APPLETON ELECTRIC CO. , CF-200 |  |  | 0.61 | 2001-12-08 10:57 | Anjanece | 1 | 0 | #VALUE! | #VALUE!
APPLETON ELECTRIC CO. | CF-200 | Y | APPLETON ELECTRIC CO. , CF-200 |  |  | 0.65 | 2001-12-08 10:57 | Anjanece | 1 | 0 | #VALUE! | #VALUE!
APPLETON ELECTRIC CO. | CF-200 | Y | APPLETON ELECTRIC CO. , CF-200 |  |  | 0.67 | 2001-12-08 10:57 | Anjanece | 1 | 0 | #VALUE! | #VALUE!
APPLETON ELECTRIC CO. | CF-200 | Y | APPLETON ELECTRIC CO. , CF-200 |  |  | 0.69 | 2001-12-08 10:57 | Anjanece | 1 | 0 | #VALUE! | #VALUE!
APPLETON ELECTRIC CO. | CF-200 | Y | APPLETON ELECTRIC CO. , CF-200 |  |  | 0.71 | 2001-12-08 10:57 | Anjanece | 1 | 0 | #VALUE! | #VALUE!
APPLETON ELECTRIC CO. | CF-200 | Y | APPLETON ELECTRIC CO. , CF-200 |  |  | 0.74 | 2001-12-08 10:57 | Anjanece | 1 | 0 | #VALUE! | #VALUE!
APPLETON ELECTRIC CO. | CF-200 | Y | APPLETON ELECTRIC CO. , CF-200 |  |  | 0.76 | 2001-12-08 10:57 | Anjanece | 1 | 0 | #VALUE! | #VALUE!
APPLETON ELECTRIC CO. | CF-200 | Y | APPLETON ELECTRIC CO. , CF-200 |  |  | 0.79 | 2001-12-08 10:57 | Anjanece | 1 | 0 | #VALUE! | #VALUE!
APPLETON ELECTRIC CO. | CF-200 | Y | APPLETON ELECTRIC CO. , CF-200 |  |  | 0.82 | 2001-12-08 10:57 | Anjanece | 1 | 0 | #VALUE! | #VALUE!
APPLETON ELECTRIC CO. | CF-200 | Y | APPLETON ELECTRIC CO. , CF-200 |  |  | 0.84 | 2001-12-08 10:57 | Anjanece | 1 | 0 | #VALUE! | #VALUE!
APPLETON ELECTRIC CO. | CF-200 | Y | APPLETON ELECTRIC CO. , CF-200 |  |  | 0.87 | 2001-12-08 10:57 | Anjanece | 1 | 0 | #VALUE! | #VALUE!
APPLETON ELECTRIC CO. | CF-200 | Y | APPLETON ELECTRIC CO. , CF-200 |  |  | 0.89 | 2001-12-08 10:57 | Anjanece | 1 | 0 | #VALUE! | #VALUE!
APPLETON ELECTRIC CO. | CF-200 | Y | APPLETON ELECTRIC CO. , CF-200 |  |  | 0.92 | 2001-12-08 10:57 | Anjanece | 1 | 0 | #VALUE! | #VALUE!
APPLETON ELECTRIC CO. | CF-200 | Y | APPLETON ELECTRIC CO. , CF-200 |  |  | 0.98 | 2001-12-08 10:57 | Anjanece | 1 | 0 | #VALUE! | #VALUE!
APPLETON ELECTRIC CO. | CF-200 | Y | APPLETON ELECTRIC CO. , CF-200 |  |  | 1.27 | 2001-12-08 10:57 | Anjanece | 1 | 0 | #VALUE! | #VALUE!
APPLETON ELECTRIC CO. | CF-200 | Y | APPLETON ELECTRIC CO. , CF-200 |  | Storm Stores | 0.84 | 2022-09-27 14:47 | Anjanece |  | 0 | #VALUE! | #VALUE!
APPLETON ELECTRIC CO. | CF-200 | Y | APPLETON ELECTRIC CO. , CF-200 |  |  | 1.9 | 2022-09-27 14:47 | Anjanece |  | 0 | #VALUE! | #VALUE!
APPLETON ELECTRIC CO. | CF-200 | Y | APPLETON ELECTRIC CO. , CF-200 |  |  | 2.15 | 2022-09-27 14:47 | Anjanece |  | 0 | #VALUE! | #VALUE!
BRIDGEPORT | 1906 | Y | BRIDGEPORT , 1906 | JEA OVERHEAD DISTRIBUTION | CSC Stores | 0.11 | 2001-12-08 10:57 | Anjanece | 1 | 0 | #VALUE! | #VALUE!
BRIDGEPORT | 1906 | Y | BRIDGEPORT , 1906 |  |  | 0.12 | 2001-12-08 10:57 | Anjanece | 1 | 0 | #VALUE! | #VALUE!
BRIDGEPORT | 1906 | Y | BRIDGEPORT , 1906 |  |  | 0.13 | 2001-12-08 10:57 | Anjanece | 1 | 0 | #VALUE! | #VALUE!
BRIDGEPORT | 1906 | Y | BRIDGEPORT , 1906 |  |  | 0.16 | 2001-12-08 10:57 | Anjanece | 1 | 0 | #VALUE! | #VALUE!
BRIDGEPORT | 1906 | Y | BRIDGEPORT , 1906 |  |  | 0.18 | 2001-12-08 10:57 | Anjanece | 1 | 0 | #VALUE! | #VALUE!
BRIDGEPORT | 1906 | Y | BRIDGEPORT , 1906 |  |  | 0.19 | 2001-12-08 10:57 | Anjanece | 1 | 0 | #VALUE! | #VALUE!
BRIDGEPORT | 1906 | Y | BRIDGEPORT , 1906 |  |  | 0.2 | 2001-12-08 10:57 | Anjanece | 1 | 0 | #VALUE! | #VALUE!
BRIDGEPORT | 1906 | Y | BRIDGEPORT , 1906 |  |  | 0.21 | 2001-12-08 10:57 | Anjanece | 1 | 0 | #VALUE! | #VALUE!
BRIDGEPORT | 1906 | Y | BRIDGEPORT , 1906 |  |  | 0.24 | 2001-12-08 10:57 | Anjanece | 1 | 0 | #VALUE! | #VALUE!
BRIDGEPORT | 1906 | Y | BRIDGEPORT , 1906 |  |  | 0.25 | 2001-12-08 10:57 | Anjanece | 1 | 0 | #VALUE! | #VALUE!
BRIDGEPORT | 1906 | Y | BRIDGEPORT , 1906 |  |  | 0.26 | 2001-12-08 10:57 | Anjanece | 1 | 0 | #VALUE! | #VALUE!
BRIDGEPORT | 1906 | Y | BRIDGEPORT , 1906 |  |  | 0.28 | 2001-12-08 10:57 | Anjanece | 1 | 0 | #VALUE! | #VALUE!
BRIDGEPORT | 1906 | Y | BRIDGEPORT , 1906 |  |  | 0.3 | 2001-12-08 10:57 | Anjanece | 1 | 0 | #VALUE! | #VALUE!
BRIDGEPORT | 1906 | Y | BRIDGEPORT , 1906 |  |  | 0.31 | 2001-12-08 10:57 | Anjanece | 1 | 0 | #VALUE! | #VALUE!
BRIDGEPORT | 1906 | Y | BRIDGEPORT , 1906 |  |  | 0.33 | 2001-12-08 10:57 | Anjanece | 1 | 0 | #VALUE! | #VALUE!
BRIDGEPORT | 1906 | Y | BRIDGEPORT , 1906 |  |  | 0.36 | 2001-12-08 10:57 | Anjanece | 1 | 0 | #VALUE! | #VALUE!
BRIDGEPORT | 1906 | Y | BRIDGEPORT , 1906 |  |  | 0.37 | 2001-12-08 10:57 | Anjanece | 1 | 0 | #VALUE! | #VALUE!
BRIDGEPORT | 1906 | Y | BRIDGEPORT , 1906 |  |  | 0.39 | 2001-12-08 10:57 | Anjanece | 1 | 0 | #VALUE! | #VALUE!
BRIDGEPORT | 1906 | Y | BRIDGEPORT , 1906 |  |  | 0.41 | 2001-12-08 10:57 | Anjanece | 1 | 0 | #VALUE! | #VALUE!
BRIDGEPORT | 1906 | Y | BRIDGEPORT , 1906 |  |  | 0.42 | 2001-12-08 10:57 | Anjanece | 1 | 0 | #VALUE! | #VALUE!
BRIDGEPORT | 1906 | Y | BRIDGEPORT , 1906 |  |  | 0.44 | 2001-12-08 10:57 | Anjanece | 1 | 0 | #VALUE! | #VALUE!
BRIDGEPORT | 1906 | Y | BRIDGEPORT , 1906 |  |  | 0.45 | 2001-12-08 10:57 | Anjanece | 1 | 0 | #VALUE! | #VALUE!
BRIDGEPORT | 1906 | Y | BRIDGEPORT , 1906 |  |  | 0.46 | 2001-12-08 10:57 | Anjanece | 1 | 0 | #VALUE! | #VALUE!
BRIDGEPORT | 1906 | Y | BRIDGEPORT , 1906 |  |  | 0.47 | 2001-12-08 10:57 | Anjanece | 1 | 0 | #VALUE! | #VALUE!
BRIDGEPORT | 1906 | Y | BRIDGEPORT , 1906 |  |  | 0.49 | 2001-12-08 10:57 | Anjanece | 1 | 0 | #VALUE! | #VALUE!
BRIDGEPORT | 1906 | Y | BRIDGEPORT , 1906 |  |  | 0.52 | 2001-12-08 10:57 | Anjanece | 1 | 0 | #VALUE! | #VALUE!
BRIDGEPORT | 1906 | Y | BRIDGEPORT , 1906 |  |  | 0.53 | 2001-12-08 10:57 | Anjanece | 1 | 0 | #VALUE! | #VALUE!
BRIDGEPORT | 1906 | Y | BRIDGEPORT , 1906 |  |  | 0.61 | 2001-12-08 10:57 | Anjanece | 1 | 0 | #VALUE! | #VALUE!
BRIDGEPORT | 1906 | Y | BRIDGEPORT , 1906 |  |  | 0.65 | 2001-12-08 10:57 | Anjanece | 1 | 0 | #VALUE! | #VALUE!
BRIDGEPORT | 1906 | Y | BRIDGEPORT , 1906 |  |  | 0.67 | 2001-12-08 10:57 | Anjanece | 1 | 0 | #VALUE! | #VALUE!
BRIDGEPORT | 1906 | Y | BRIDGEPORT , 1906 |  |  | 0.69 | 2001-12-08 10:57 | Anjanece | 1 | 0 | #VALUE! | #VALUE!
BRIDGEPORT | 1906 | Y | BRIDGEPORT , 1906 |  |  | 0.71 | 2001-12-08 10:57 | Anjanece | 1 | 0 | #VALUE! | #VALUE!
BRIDGEPORT | 1906 | Y | BRIDGEPORT , 1906 |  |  | 0.74 | 2001-12-08 10:57 | Anjanece | 1 | 0 | #VALUE! | #VALUE!
BRIDGEPORT | 1906 | Y | BRIDGEPORT , 1906 |  |  | 0.76 | 2001-12-08 10:57 | Anjanece | 1 | 0 | #VALUE! | #VALUE!
BRIDGEPORT | 1906 | Y | BRIDGEPORT , 1906 |  |  | 0.79 | 2001-12-08 10:57 | Anjanece | 1 | 0 | #VALUE! | #VALUE!
BRIDGEPORT | 1906 | Y | BRIDGEPORT , 1906 |  |  | 0.82 | 2001-12-08 10:57 | Anjanece | 1 | 0 | #VALUE! | #VALUE!
BRIDGEPORT | 1906 | Y | BRIDGEPORT , 1906 |  |  | 0.84 | 2001-12-08 10:57 | Anjanece | 1 | 0 | #VALUE! | #VALUE!
BRIDGEPORT | 1906 | Y | BRIDGEPORT , 1906 |  |  | 0.87 | 2001-12-08 10:57 | Anjanece | 1 | 0 | #VALUE! | #VALUE!
BRIDGEPORT | 1906 | Y | BRIDGEPORT , 1906 |  |  | 0.89 | 2001-12-08 10:57 | Anjanece | 1 | 0 | #VALUE! | #VALUE!
BRIDGEPORT | 1906 | Y | BRIDGEPORT , 1906 |  |  | 0.92 | 2001-12-08 10:57 | Anjanece | 1 | 0 | #VALUE! | #VALUE!
BRIDGEPORT | 1906 | Y | BRIDGEPORT , 1906 |  |  | 0.98 | 2001-12-08 10:57 | Anjanece | 1 | 0 | #VALUE! | #VALUE!
BRIDGEPORT | 1906 | Y | BRIDGEPORT , 1906 |  |  | 1.27 | 2001-12-08 10:57 | Anjanece | 1 | 0 | #VALUE! | #VALUE!
BRIDGEPORT | 1906 | Y | BRIDGEPORT , 1906 |  | Storm Stores | 0.84 | 2022-09-27 14:47 | Anjanece |  | 0 | #VALUE! | #VALUE!
BRIDGEPORT | 1906 | Y | BRIDGEPORT , 1906 |  |  | 1.9 | 2022-09-27 14:47 | Anjanece |  | 0 | #VALUE! | #VALUE!
BRIDGEPORT | 1906 | Y | BRIDGEPORT , 1906 |  |  | 2.15 | 2022-09-27 14:47 | Anjanece |  | 0 | #VALUE! | #VALUE!
HOLUB IND. | 16-416 | Y | HOLUB IND. , 16-416 | JEA OVERHEAD DISTRIBUTION | CSC Stores | 0.11 | 2001-12-08 10:57 | Anjanece | 1 | 0 | #VALUE! | #VALUE!
HOLUB IND. | 16-416 | Y | HOLUB IND. , 16-416 |  |  | 0.12 | 2001-12-08 10:57 | Anjanece | 1 | 0 | #VALUE! | #VALUE!
HOLUB IND. | 16-416 | Y | HOLUB IND. , 16-416 |  |  | 0.13 | 2001-12-08 10:57 | Anjanece | 1 | 0 | #VALUE! | #VALUE!
HOLUB IND. | 16-416 | Y | HOLUB IND. , 16-416 |  |  | 0.16 | 2001-12-08 10:57 | Anjanece | 1 | 0 | #VALUE! | #VALUE!
HOLUB IND. | 16-416 | Y | HOLUB IND. , 16-416 |  |  | 0.18 | 2001-12-08 10:57 | Anjanece | 1 | 0 | #VALUE! | #VALUE!
HOLUB IND. | 16-416 | Y | HOLUB IND. , 16-416 |  |  | 0.19 | 2001-12-08 10:57 | Anjanece | 1 | 0 | #VALUE! | #VALUE!
HOLUB IND. | 16-416 | Y | HOLUB IND. , 16-416 |  |  | 0.2 | 2001-12-08 10:57 | Anjanece | 1 | 0 | #VALUE! | #VALUE!
HOLUB IND. | 16-416 | Y | HOLUB IND. , 16-416 |  |  | 0.21 | 2001-12-08 10:57 | Anjanece | 1 | 0 | #VALUE! | #VALUE!
HOLUB IND. | 16-416 | Y | HOLUB IND. , 16-416 |  |  | 0.24 | 2001-12-08 10:57 | Anjanece | 1 | 0 | #VALUE! | #VALUE!
HOLUB IND. | 16-416 | Y | HOLUB IND. , 16-416 |  |  | 0.25 | 2001-12-08 10:57 | Anjanece | 1 | 0 | #VALUE! | #VALUE!
HOLUB IND. | 16-416 | Y | HOLUB IND. , 16-416 |  |  | 0.26 | 2001-12-08 10:57 | Anjanece | 1 | 0 | #VALUE! | #VALUE!
HOLUB IND. | 16-416 | Y | HOLUB IND. , 16-416 |  |  | 0.28 | 2001-12-08 10:57 | Anjanece | 1 | 0 | #VALUE! | #VALUE!
HOLUB IND. | 16-416 | Y | HOLUB IND. , 16-416 |  |  | 0.3 | 2001-12-08 10:57 | Anjanece | 1 | 0 | #VALUE! | #VALUE!
HOLUB IND. | 16-416 | Y | HOLUB IND. , 16-416 |  |  | 0.31 | 2001-12-08 10:57 | Anjanece | 1 | 0 | #VALUE! | #VALUE!
HOLUB IND. | 16-416 | Y | HOLUB IND. , 16-416 |  |  | 0.33 | 2001-12-08 10:57 | Anjanece | 1 | 0 | #VALUE! | #VALUE!
HOLUB IND. | 16-416 | Y | HOLUB IND. , 16-416 |  |  | 0.36 | 2001-12-08 10:57 | Anjanece | 1 | 0 | #VALUE! | #VALUE!
HOLUB IND. | 16-416 | Y | HOLUB IND. , 16-416 |  |  | 0.37 | 2001-12-08 10:57 | Anjanece | 1 | 0 | #VALUE! | #VALUE!
HOLUB IND. | 16-416 | Y | HOLUB IND. , 16-416 |  |  | 0.39 | 2001-12-08 10:57 | Anjanece | 1 | 0 | #VALUE! | #VALUE!
HOLUB IND. | 16-416 | Y | HOLUB IND. , 16-416 |  |  | 0.41 | 2001-12-08 10:57 | Anjanece | 1 | 0 | #VALUE! | #VALUE!
HOLUB IND. | 16-416 | Y | HOLUB IND. , 16-416 |  |  | 0.42 | 2001-12-08 10:57 | Anjanece | 1 | 0 | #VALUE! | #VALUE!
HOLUB IND. | 16-416 | Y | HOLUB IND. , 16-416 |  |  | 0.44 | 2001-12-08 10:57 | Anjanece | 1 | 0 | #VALUE! | #VALUE!
HOLUB IND. | 16-416 | Y | HOLUB IND. , 16-416 |  |  | 0.45 | 2001-12-08 10:57 | Anjanece | 1 | 0 | #VALUE! | #VALUE!
HOLUB IND. | 16-416 | Y | HOLUB IND. , 16-416 |  |  | 0.46 | 2001-12-08 10:57 | Anjanece | 1 | 0 | #VALUE! | #VALUE!
HOLUB IND. | 16-416 | Y | HOLUB IND. , 16-416 |  |  | 0.47 | 2001-12-08 10:57 | Anjanece | 1 | 0 | #VALUE! | #VALUE!
HOLUB IND. | 16-416 | Y | HOLUB IND. , 16-416 |  |  | 0.49 | 2001-12-08 10:57 | Anjanece | 1 | 0 | #VALUE! | #VALUE!
HOLUB IND. | 16-416 | Y | HOLUB IND. , 16-416 |  |  | 0.52 | 2001-12-08 10:57 | Anjanece | 1 | 0 | #VALUE! | #VALUE!
HOLUB IND. | 16-416 | Y | HOLUB IND. , 16-416 |  |  | 0.53 | 2001-12-08 10:57 | Anjanece | 1 | 0 | #VALUE! | #VALUE!
HOLUB IND. | 16-416 | Y | HOLUB IND. , 16-416 |  |  | 0.61 | 2001-12-08 10:57 | Anjanece | 1 | 0 | #VALUE! | #VALUE!
HOLUB IND. | 16-416 | Y | HOLUB IND. , 16-416 |  |  | 0.65 | 2001-12-08 10:57 | Anjanece | 1 | 0 | #VALUE! | #VALUE!
HOLUB IND. | 16-416 | Y | HOLUB IND. , 16-416 |  |  | 0.67 | 2001-12-08 10:57 | Anjanece | 1 | 0 | #VALUE! | #VALUE!
HOLUB IND. | 16-416 | Y | HOLUB IND. , 16-416 |  |  | 0.69 | 2001-12-08 10:57 | Anjanece | 1 | 0 | #VALUE! | #VALUE!
HOLUB IND. | 16-416 | Y | HOLUB IND. , 16-416 |  |  | 0.71 | 2001-12-08 10:57 | Anjanece | 1 | 0 | #VALUE! | #VALUE!
HOLUB IND. | 16-416 | Y | HOLUB IND. , 16-416 |  |  | 0.74 | 2001-12-08 10:57 | Anjanece | 1 | 0 | #VALUE! | #VALUE!
HOLUB IND. | 16-416 | Y | HOLUB IND. , 16-416 |  |  | 0.76 | 2001-12-08 10:57 | Anjanece | 1 | 0 | #VALUE! | #VALUE!
HOLUB IND. | 16-416 | Y | HOLUB IND. , 16-416 |  |  | 0.79 | 2001-12-08 10:57 | Anjanece | 1 | 0 | #VALUE! | #VALUE!
HOLUB IND. | 16-416 | Y | HOLUB IND. , 16-416 |  |  | 0.82 | 2001-12-08 10:57 | Anjanece | 1 | 0 | #VALUE! | #VALUE!
HOLUB IND. | 16-416 | Y | HOLUB IND. , 16-416 |  |  | 0.84 | 2001-12-08 10:57 | Anjanece | 1 | 0 | #VALUE! | #VALUE!
HOLUB IND. | 16-416 | Y | HOLUB IND. , 16-416 |  |  | 0.87 | 2001-12-08 10:57 | Anjanece | 1 | 0 | #VALUE! | #VALUE!
HOLUB IND. | 16-416 | Y | HOLUB IND. , 16-416 |  |  | 0.89 | 2001-12-08 10:57 | Anjanece | 1 | 0 | #VALUE! | #VALUE!
HOLUB IND. | 16-416 | Y | HOLUB IND. , 16-416 |  |  | 0.92 | 2001-12-08 10:57 | Anjanece | 1 | 0 | #VALUE! | #VALUE!
HOLUB IND. | 16-416 | Y | HOLUB IND. , 16-416 |  |  | 0.98 | 2001-12-08 10:57 | Anjanece | 1 | 0 | #VALUE! | #VALUE!
HOLUB IND. | 16-416 | Y | HOLUB IND. , 16-416 |  |  | 1.27 | 2001-12-08 10:57 | Anjanece | 1 | 0 | #VALUE! | #VALUE!
HOLUB IND. | 16-416 | Y | HOLUB IND. , 16-416 |  | Storm Stores | 0.84 | 2022-09-27 14:47 | Anjanece |  | 0 | #VALUE! | #VALUE!
HOLUB IND. | 16-416 | Y | HOLUB IND. , 16-416 |  |  | 1.9 | 2022-09-27 14:47 | Anjanece |  | 0 | #VALUE! | #VALUE!
HOLUB IND. | 16-416 | Y | HOLUB IND. , 16-416 |  |  | 2.15 | 2022-09-27 14:47 | Anjanece |  | 0 | #VALUE! | #VALUE!
RACO INC. | 2238 | Y | RACO INC. , 2238 | JEA OVERHEAD DISTRIBUTION | CSC Stores | 0.11 | 2001-12-08 10:57 | Anjanece | 1 | 0 | #VALUE! | #VALUE!
RACO INC. | 2238 | Y | RACO INC. , 2238 |  |  | 0.12 | 2001-12-08 10:57 | Anjanece | 1 | 0 | #VALUE! | #VALUE!
RACO INC. | 2238 | Y | RACO INC. , 2238 |  |  | 0.13 | 2001-12-08 10:57 | Anjanece | 1 | 0 | #VALUE! | #VALUE!
RACO INC. | 2238 | Y | RACO INC. , 2238 |  |  | 0.16 | 2001-12-08 10:57 | Anjanece | 1 | 0 | #VALUE! | #VALUE!
RACO INC. | 2238 | Y | RACO INC. , 2238 |  |  | 0.18 | 2001-12-08 10:57 | Anjanece | 1 | 0 | #VALUE! | #VALUE!
RACO INC. | 2238 | Y | RACO INC. , 2238 |  |  | 0.19 | 2001-12-08 10:57 | Anjanece | 1 | 0 | #VALUE! | #VALUE!
RACO INC. | 2238 | Y | RACO INC. , 2238 |  |  | 0.2 | 2001-12-08 10:57 | Anjanece | 1 | 0 | #VALUE! | #VALUE!
RACO INC. | 2238 | Y | RACO INC. , 2238 |  |  | 0.21 | 2001-12-08 10:57 | Anjanece | 1 | 0 | #VALUE! | #VALUE!
RACO INC. | 2238 | Y | RACO INC. , 2238 |  |  | 0.24 | 2001-12-08 10:57 | Anjanece | 1 | 0 | #VALUE! | #VALUE!
RACO INC. | 2238 | Y | RACO INC. , 2238 |  |  | 0.25 | 2001-12-08 10:57 | Anjanece | 1 | 0 | #VALUE! | #VALUE!
RACO INC. | 2238 | Y | RACO INC. , 2238 |  |  | 0.26 | 2001-12-08 10:57 | Anjanece | 1 | 0 | #VALUE! | #VALUE!
RACO INC. | 2238 | Y | RACO INC. , 2238 |  |  | 0.28 | 2001-12-08 10:57 | Anjanece | 1 | 0 | #VALUE! | #VALUE!
RACO INC. | 2238 | Y | RACO INC. , 2238 |  |  | 0.3 | 2001-12-08 10:57 | Anjanece | 1 | 0 | #VALUE! | #VALUE!
RACO INC. | 2238 | Y | RACO INC. , 2238 |  |  | 0.31 | 2001-12-08 10:57 | Anjanece | 1 | 0 | #VALUE! | #VALUE!
RACO INC. | 2238 | Y | RACO INC. , 2238 |  |  | 0.33 | 2001-12-08 10:57 | Anjanece | 1 | 0 | #VALUE! | #VALUE!
RACO INC. | 2238 | Y | RACO INC. , 2238 |  |  | 0.36 | 2001-12-08 10:57 | Anjanece | 1 | 0 | #VALUE! | #VALUE!
RACO INC. | 2238 | Y | RACO INC. , 2238 |  |  | 0.37 | 2001-12-08 10:57 | Anjanece | 1 | 0 | #VALUE! | #VALUE!
RACO INC. | 2238 | Y | RACO INC. , 2238 |  |  | 0.39 | 2001-12-08 10:57 | Anjanece | 1 | 0 | #VALUE! | #VALUE!
RACO INC. | 2238 | Y | RACO INC. , 2238 |  |  | 0.41 | 2001-12-08 10:57 | Anjanece | 1 | 0 | #VALUE! | #VALUE!
RACO INC. | 2238 | Y | RACO INC. , 2238 |  |  | 0.42 | 2001-12-08 10:57 | Anjanece | 1 | 0 | #VALUE! | #VALUE!
RACO INC. | 2238 | Y | RACO INC. , 2238 |  |  | 0.44 | 2001-12-08 10:57 | Anjanece | 1 | 0 | #VALUE! | #VALUE!
RACO INC. | 2238 | Y | RACO INC. , 2238 |  |  | 0.45 | 2001-12-08 10:57 | Anjanece | 1 | 0 | #VALUE! | #VALUE!
RACO INC. | 2238 | Y | RACO INC. , 2238 |  |  | 0.46 | 2001-12-08 10:57 | Anjanece | 1 | 0 | #VALUE! | #VALUE!
RACO INC. | 2238 | Y | RACO INC. , 2238 |  |  | 0.47 | 2001-12-08 10:57 | Anjanece | 1 | 0 | #VALUE! | #VALUE!
RACO INC. | 2238 | Y | RACO INC. , 2238 |  |  | 0.49 | 2001-12-08 10:57 | Anjanece | 1 | 0 | #VALUE! | #VALUE!
RACO INC. | 2238 | Y | RACO INC. , 2238 |  |  | 0.52 | 2001-12-08 10:57 | Anjanece | 1 | 0 | #VALUE! | #VALUE!
RACO INC. | 2238 | Y | RACO INC. , 2238 |  |  | 0.53 | 2001-12-08 10:57 | Anjanece | 1 | 0 | #VALUE! | #VALUE!
RACO INC. | 2238 | Y | RACO INC. , 2238 |  |  | 0.61 | 2001-12-08 10:57 | Anjanece | 1 | 0 | #VALUE! | #VALUE!
RACO INC. | 2238 | Y | RACO INC. , 2238 |  |  | 0.65 | 2001-12-08 10:57 | Anjanece | 1 | 0 | #VALUE! | #VALUE!
RACO INC. | 2238 | Y | RACO INC. , 2238 |  |  | 0.67 | 2001-12-08 10:57 | Anjanece | 1 | 0 | #VALUE! | #VALUE!
RACO INC. | 2238 | Y | RACO INC. , 2238 |  |  | 0.69 | 2001-12-08 10:57 | Anjanece | 1 | 0 | #VALUE! | #VALUE!
RACO INC. | 2238 | Y | RACO INC. , 2238 |  |  | 0.71 | 2001-12-08 10:57 | Anjanece | 1 | 0 | #VALUE! | #VALUE!
RACO INC. | 2238 | Y | RACO INC. , 2238 |  |  | 0.74 | 2001-12-08 10:57 | Anjanece | 1 | 0 | #VALUE! | #VALUE!
RACO INC. | 2238 | Y | RACO INC. , 2238 |  |  | 0.76 | 2001-12-08 10:57 | Anjanece | 1 | 0 | #VALUE! | #VALUE!
RACO INC. | 2238 | Y | RACO INC. , 2238 |  |  | 0.79 | 2001-12-08 10:57 | Anjanece | 1 | 0 | #VALUE! | #VALUE!
RACO INC. | 2238 | Y | RACO INC. , 2238 |  |  | 0.82 | 2001-12-08 10:57 | Anjanece | 1 | 0 | #VALUE! | #VALUE!
RACO INC. | 2238 | Y | RACO INC. , 2238 |  |  | 0.84 | 2001-12-08 10:57 | Anjanece | 1 | 0 | #VALUE! | #VALUE!
RACO INC. | 2238 | Y | RACO INC. , 2238 |  |  | 0.87 | 2001-12-08 10:57 | Anjanece | 1 | 0 | #VALUE! | #VALUE!
RACO INC. | 2238 | Y | RACO INC. , 2238 |  |  | 0.89 | 2001-12-08 10:57 | Anjanece | 1 | 0 | #VALUE! | #VALUE!
RACO INC. | 2238 | Y | RACO INC. , 2238 |  |  | 0.92 | 2001-12-08 10:57 | Anjanece | 1 | 0 | #VALUE! | #VALUE!
RACO INC. | 2238 | Y | RACO INC. , 2238 |  |  | 0.98 | 2001-12-08 10:57 | Anjanece | 1 | 0 | #VALUE! | #VALUE!
RACO INC. | 2238 | Y | RACO INC. , 2238 |  |  | 1.27 | 2001-12-08 10:57 | Anjanece | 1 | 0 | #VALUE! | #VALUE!
RACO INC. | 2238 | Y | RACO INC. , 2238 |  | Storm Stores | 0.84 | 2022-09-27 14:47 | Anjanece |  | 0 | #VALUE! | #VALUE!
RACO INC. | 2238 | Y | RACO INC. , 2238 |  |  | 1.9 | 2022-09-27 14:47 | Anjanece |  | 0 | #VALUE! | #VALUE!
RACO INC. | 2238 | Y | RACO INC. , 2238 |  |  | 2.15 | 2022-09-27 14:47 | Anjanece |  | 0 | #VALUE! | #VALUE!
STEEL CITY | HS-906 | Y | STEEL CITY , HS-906 | JEA OVERHEAD DISTRIBUTION | CSC Stores | 0.11 | 2001-12-08 10:57 | Anjanece | 1 | 0 | #VALUE! | #VALUE!
STEEL CITY | HS-906 | Y | STEEL CITY , HS-906 |  |  | 0.12 | 2001-12-08 10:57 | Anjanece | 1 | 0 | #VALUE! | #VALUE!
STEEL CITY | HS-906 | Y | STEEL CITY , HS-906 |  |  | 0.13 | 2001-12-08 10:57 | Anjanece | 1 | 0 | #VALUE! | #VALUE!
STEEL CITY | HS-906 | Y | STEEL CITY , HS-906 |  |  | 0.16 | 2001-12-08 10:57 | Anjanece | 1 | 0 | #VALUE! | #VALUE!
STEEL CITY | HS-906 | Y | STEEL CITY , HS-906 |  |  | 0.18 | 2001-12-08 10:57 | Anjanece | 1 | 0 | #VALUE! | #VALUE!
STEEL CITY | HS-906 | Y | STEEL CITY , HS-906 |  |  | 0.19 | 2001-12-08 10:57 | Anjanece | 1 | 0 | #VALUE! | #VALUE!
STEEL CITY | HS-906 | Y | STEEL CITY , HS-906 |  |  | 0.2 | 2001-12-08 10:57 | Anjanece | 1 | 0 | #VALUE! | #VALUE!
STEEL CITY | HS-906 | Y | STEEL CITY , HS-906 |  |  | 0.21 | 2001-12-08 10:57 | Anjanece | 1 | 0 | #VALUE! | #VALUE!
STEEL CITY | HS-906 | Y | STEEL CITY , HS-906 |  |  | 0.24 | 2001-12-08 10:57 | Anjanece | 1 | 0 | #VALUE! | #VALUE!
STEEL CITY | HS-906 | Y | STEEL CITY , HS-906 |  |  | 0.25 | 2001-12-08 10:57 | Anjanece | 1 | 0 | #VALUE! | #VALUE!
STEEL CITY | HS-906 | Y | STEEL CITY , HS-906 |  |  | 0.26 | 2001-12-08 10:57 | Anjanece | 1 | 0 | #VALUE! | #VALUE!
STEEL CITY | HS-906 | Y | STEEL CITY , HS-906 |  |  | 0.28 | 2001-12-08 10:57 | Anjanece | 1 | 0 | #VALUE! | #VALUE!
STEEL CITY | HS-906 | Y | STEEL CITY , HS-906 |  |  | 0.3 | 2001-12-08 10:57 | Anjanece | 1 | 0 | #VALUE! | #VALUE!
STEEL CITY | HS-906 | Y | STEEL CITY , HS-906 |  |  | 0.31 | 2001-12-08 10:57 | Anjanece | 1 | 0 | #VALUE! | #VALUE!
STEEL CITY | HS-906 | Y | STEEL CITY , HS-906 |  |  | 0.33 | 2001-12-08 10:57 | Anjanece | 1 | 0 | #VALUE! | #VALUE!
STEEL CITY | HS-906 | Y | STEEL CITY , HS-906 |  |  | 0.36 | 2001-12-08 10:57 | Anjanece | 1 | 0 | #VALUE! | #VALUE!
STEEL CITY | HS-906 | Y | STEEL CITY , HS-906 |  |  | 0.37 | 2001-12-08 10:57 | Anjanece | 1 | 0 | #VALUE! | #VALUE!
STEEL CITY | HS-906 | Y | STEEL CITY , HS-906 |  |  | 0.39 | 2001-12-08 10:57 | Anjanece | 1 | 0 | #VALUE! | #VALUE!
STEEL CITY | HS-906 | Y | STEEL CITY , HS-906 |  |  | 0.41 | 2001-12-08 10:57 | Anjanece | 1 | 0 | #VALUE! | #VALUE!
STEEL CITY | HS-906 | Y | STEEL CITY , HS-906 |  |  | 0.42 | 2001-12-08 10:57 | Anjanece | 1 | 0 | #VALUE! | #VALUE!
STEEL CITY | HS-906 | Y | STEEL CITY , HS-906 |  |  | 0.44 | 2001-12-08 10:57 | Anjanece | 1 | 0 | #VALUE! | #VALUE!
STEEL CITY | HS-906 | Y | STEEL CITY , HS-906 |  |  | 0.45 | 2001-12-08 10:57 | Anjanece | 1 | 0 | #VALUE! | #VALUE!
STEEL CITY | HS-906 | Y | STEEL CITY , HS-906 |  |  | 0.46 | 2001-12-08 10:57 | Anjanece | 1 | 0 | #VALUE! | #VALUE!
STEEL CITY | HS-906 | Y | STEEL CITY , HS-906 |  |  | 0.47 | 2001-12-08 10:57 | Anjanece | 1 | 0 | #VALUE! | #VALUE!
STEEL CITY | HS-906 | Y | STEEL CITY , HS-906 |  |  | 0.49 | 2001-12-08 10:57 | Anjanece | 1 | 0 | #VALUE! | #VALUE!
STEEL CITY | HS-906 | Y | STEEL CITY , HS-906 |  |  | 0.52 | 2001-12-08 10:57 | Anjanece | 1 | 0 | #VALUE! | #VALUE!
STEEL CITY | HS-906 | Y | STEEL CITY , HS-906 |  |  | 0.53 | 2001-12-08 10:57 | Anjanece | 1 | 0 | #VALUE! | #VALUE!
STEEL CITY | HS-906 | Y | STEEL CITY , HS-906 |  |  | 0.61 | 2001-12-08 10:57 | Anjanece | 1 | 0 | #VALUE! | #VALUE!
STEEL CITY | HS-906 | Y | STEEL CITY , HS-906 |  |  | 0.65 | 2001-12-08 10:57 | Anjanece | 1 | 0 | #VALUE! | #VALUE!
STEEL CITY | HS-906 | Y | STEEL CITY , HS-906 |  |  | 0.67 | 2001-12-08 10:57 | Anjanece | 1 | 0 | #VALUE! | #VALUE!
STEEL CITY | HS-906 | Y | STEEL CITY , HS-906 |  |  | 0.69 | 2001-12-08 10:57 | Anjanece | 1 | 0 | #VALUE! | #VALUE!
STEEL CITY | HS-906 | Y | STEEL CITY , HS-906 |  |  | 0.71 | 2001-12-08 10:57 | Anjanece | 1 | 0 | #VALUE! | #VALUE!
STEEL CITY | HS-906 | Y | STEEL CITY , HS-906 |  |  | 0.74 | 2001-12-08 10:57 | Anjanece | 1 | 0 | #VALUE! | #VALUE!
STEEL CITY | HS-906 | Y | STEEL CITY , HS-906 |  |  | 0.76 | 2001-12-08 10:57 | Anjanece | 1 | 0 | #VALUE! | #VALUE!
STEEL CITY | HS-906 | Y | STEEL CITY , HS-906 |  |  | 0.79 | 2001-12-08 10:57 | Anjanece | 1 | 0 | #VALUE! | #VALUE!
STEEL CITY | HS-906 | Y | STEEL CITY , HS-906 |  |  | 0.82 | 2001-12-08 10:57 | Anjanece | 1 | 0 | #VALUE! | #VALUE!
STEEL CITY | HS-906 | Y | STEEL CITY , HS-906 |  |  | 0.84 | 2001-12-08 10:57 | Anjanece | 1 | 0 | #VALUE! | #VALUE!
STEEL CITY | HS-906 | Y | STEEL CITY , HS-906 |  |  | 0.87 | 2001-12-08 10:57 | Anjanece | 1 | 0 | #VALUE! | #VALUE!
STEEL CITY | HS-906 | Y | STEEL CITY , HS-906 |  |  | 0.89 | 2001-12-08 10:57 | Anjanece | 1 | 0 | #VALUE! | #VALUE!
STEEL CITY | HS-906 | Y | STEEL CITY , HS-906 |  |  | 0.92 | 2001-12-08 10:57 | Anjanece | 1 | 0 | #VALUE! | #VALUE!
STEEL CITY | HS-906 | Y | STEEL CITY , HS-906 |  |  | 0.98 | 2001-12-08 10:57 | Anjanece | 1 | 0 | #VALUE! | #VALUE!
STEEL CITY | HS-906 | Y | STEEL CITY , HS-906 |  |  | 1.27 | 2001-12-08 10:57 | Anjanece | 1 | 0 | #VALUE! | #VALUE!
STEEL CITY | HS-906 | Y | STEEL CITY , HS-906 |  | Storm Stores | 0.84 | 2022-09-27 14:47 | Anjanece |  | 0 | #VALUE! | #VALUE!
STEEL CITY | HS-906 | Y | STEEL CITY , HS-906 |  |  | 1.9 | 2022-09-27 14:47 | Anjanece |  | 0 | #VALUE! | #VALUE!
STEEL CITY | HS-906 | Y | STEEL CITY , HS-906 |  |  | 2.15 | 2022-09-27 14:47 | Anjanece |  | 0 | #VALUE! | #VALUE!
CHANCE | C903-9508 | Y | CHANCE , C903-9508 | JEA OVERHEAD DISTRIBUTION | CSC Stores | 0.89 | 2001-12-08 11:00 | Anjanece | 100 | 23900 | #VALUE! | #VALUE!
CHANCE | C903-9508 | Y | CHANCE , C903-9508 |  |  | 0.9 | 2001-12-08 11:00 | Anjanece | 100 | 23900 | #VALUE! | #VALUE!
CHANCE | C903-9508 | Y | CHANCE , C903-9508 |  |  | 0.91 | 2001-12-08 11:00 | Anjanece | 100 | 23900 | #VALUE! | #VALUE!
CHANCE | C903-9508 | Y | CHANCE , C903-9508 |  |  | 0.92 | 2001-12-08 11:00 | Anjanece | 100 | 23900 | #VALUE! | #VALUE!
CHANCE | C903-9508 | Y | CHANCE , C903-9508 |  |  | 1 | 2001-12-08 11:00 | Anjanece | 100 | 23900 | #VALUE! | #VALUE!
CHANCE | C903-9508 | Y | CHANCE , C903-9508 |  |  | 1.05 | 2001-12-08 11:00 | Anjanece | 100 | 23900 | #VALUE! | #VALUE!
CHANCE | C903-9508 | Y | CHANCE , C903-9508 |  |  | 1.13 | 2001-12-08 11:00 | Anjanece | 100 | 23900 | #VALUE! | #VALUE!
CHANCE | C903-9508 | Y | CHANCE , C903-9508 |  |  | 1.19 | 2001-12-08 11:00 | Anjanece | 100 | 23900 | #VALUE! | #VALUE!
CHANCE | C903-9508 | Y | CHANCE , C903-9508 |  |  | 1.25 | 2001-12-08 11:00 | Anjanece | 100 | 23900 | #VALUE! | #VALUE!
CHANCE | C903-9508 | Y | CHANCE , C903-9508 |  |  | 1.29 | 2001-12-08 11:00 | Anjanece | 100 | 23900 | #VALUE! | #VALUE!
CHANCE | C903-9508 | Y | CHANCE , C903-9508 |  |  | 1.42 | 2001-12-08 11:00 | Anjanece | 100 | 23900 | #VALUE! | #VALUE!
CHANCE | C903-9508 | Y | CHANCE , C903-9508 |  |  | 1.45 | 2001-12-08 11:00 | Anjanece | 100 | 23900 | #VALUE! | #VALUE!
CHANCE | C903-9508 | Y | CHANCE , C903-9508 |  |  | 1.46 | 2001-12-08 11:00 | Anjanece | 100 | 23900 | #VALUE! | #VALUE!
CHANCE | C903-9508 | Y | CHANCE , C903-9508 |  |  | 1.47 | 2001-12-08 11:00 | Anjanece | 100 | 23900 | #VALUE! | #VALUE!
CHANCE | C903-9508 | Y | CHANCE , C903-9508 |  |  | 1.49 | 2001-12-08 11:00 | Anjanece | 100 | 23900 | #VALUE! | #VALUE!
CHANCE | C903-9508 | Y | CHANCE , C903-9508 |  |  | 1.56 | 2001-12-08 11:00 | Anjanece | 100 | 23900 | #VALUE! | #VALUE!
CHANCE | C903-9508 | Y | CHANCE , C903-9508 |  |  | 1.68 | 2001-12-08 11:00 | Anjanece | 100 | 23900 | #VALUE! | #VALUE!
CHANCE | C903-9508 | Y | CHANCE , C903-9508 |  |  | 1.69 | 2001-12-08 11:00 | Anjanece | 100 | 23900 | #VALUE! | #VALUE!
CHANCE | C903-9508 | Y | CHANCE , C903-9508 |  |  | 1.71 | 2001-12-08 11:00 | Anjanece | 100 | 23900 | #VALUE! | #VALUE!
CHANCE | C903-9508 | Y | CHANCE , C903-9508 |  |  | 1.72 | 2001-12-08 11:00 | Anjanece | 100 | 23900 | #VALUE! | #VALUE!
CHANCE | C903-9508 | Y | CHANCE , C903-9508 |  |  | 1.77 | 2001-12-08 11:00 | Anjanece | 100 | 23900 | #VALUE! | #VALUE!
CHANCE | C903-9508 | Y | CHANCE , C903-9508 |  |  | 1.79 | 2001-12-08 11:00 | Anjanece | 100 | 23900 | #VALUE! | #VALUE!
CHANCE | C903-9508 | Y | CHANCE , C903-9508 |  |  | 1.8 | 2001-12-08 11:00 | Anjanece | 100 | 23900 | #VALUE! | #VALUE!
CHANCE | C903-9508 | Y | CHANCE , C903-9508 |  |  | 1.84 | 2001-12-08 11:00 | Anjanece | 100 | 23900 | #VALUE! | #VALUE!
CHANCE | C903-9508 | Y | CHANCE , C903-9508 |  |  | 1.85 | 2001-12-08 11:00 | Anjanece | 100 | 23900 | #VALUE! | #VALUE!
CHANCE | C903-9508 | Y | CHANCE , C903-9508 |  |  | 1.86 | 2001-12-08 11:00 | Anjanece | 100 | 23900 | #VALUE! | #VALUE!
CHANCE | C903-9508 | Y | CHANCE , C903-9508 |  |  | 1.89 | 2001-12-08 11:00 | Anjanece | 100 | 23900 | #VALUE! | #VALUE!
CHANCE | C903-9508 | Y | CHANCE , C903-9508 |  |  | 2.19 | 2001-12-08 11:00 | Anjanece | 100 | 23900 | #VALUE! | #VALUE!
CHANCE | C903-9508 | Y | CHANCE , C903-9508 |  |  | 2.45 | 2001-12-08 11:00 | Anjanece | 100 | 23900 | #VALUE! | #VALUE!
CHANCE | C903-9508 | Y | CHANCE , C903-9508 |  |  | 2.95 | 2001-12-08 11:00 | Anjanece | 100 | 23900 | #VALUE! | #VALUE!
CHANCE | C903-9508 | Y | CHANCE , C903-9508 |  |  | 3.2 | 2001-12-08 11:00 | Anjanece | 100 | 23900 | #VALUE! | #VALUE!
CHANCE | C903-9508 | Y | CHANCE , C903-9508 |  |  | 3.42 | 2001-12-08 11:00 | Anjanece | 100 | 23900 | #VALUE! | #VALUE!
CHANCE | C903-9508 | Y | CHANCE , C903-9508 |  |  | 3.43 | 2001-12-08 11:00 | Anjanece | 100 | 23900 | #VALUE! | #VALUE!
CHANCE | C903-9508 | Y | CHANCE , C903-9508 |  |  | 3.46 | 2001-12-08 11:00 | Anjanece | 100 | 23900 | #VALUE! | #VALUE!
CHANCE | C903-9508 | Y | CHANCE , C903-9508 |  |  | 3.47 | 2001-12-08 11:00 | Anjanece | 100 | 23900 | #VALUE! | #VALUE!
CHANCE | C903-9508 | Y | CHANCE , C903-9508 |  | Storm Stores | 0 | 2018-04-16 10:34 | Anjanece | 100 | 23900 | #VALUE! | #VALUE!
CHANCE | C903-9508 | Y | CHANCE , C903-9508 |  |  | 1.4 | 2018-04-16 10:34 | Anjanece | 100 | 23900 | #VALUE! | #VALUE!
CHANCE | C903-9508 | Y | CHANCE , C903-9508 |  |  | 1.42 | 2018-04-16 10:34 | Anjanece | 100 | 23900 | #VALUE! | #VALUE!
CHANCE | C903-9508 | Y | CHANCE , C903-9508 |  |  | 1.59 | 2018-04-16 10:34 | Anjanece | 100 | 23900 | #VALUE! | #VALUE!
CHANCE | C903-9508 | Y | CHANCE , C903-9508 |  |  | 1.6 | 2018-04-16 10:34 | Anjanece | 100 | 23900 | #VALUE! | #VALUE!
CHANCE | C903-9508 | Y | CHANCE , C903-9508 |  |  | 1.68 | 2018-04-16 10:34 | Anjanece | 100 | 23900 | #VALUE! | #VALUE!
CHANCE | C903-9508 | Y | CHANCE , C903-9508 |  |  | 1.71 | 2018-04-16 10:34 | Anjanece | 100 | 23900 | #VALUE! | #VALUE!
COOPER POWER SYSTEMS | DF19M3 | Y | COOPER POWER SYSTEMS , DF19M3 | JEA OVERHEAD DISTRIBUTION | CSC Stores | 0.89 | 2001-12-08 11:00 | Anjanece | 100 | 23900 | #VALUE! | #VALUE!
COOPER POWER SYSTEMS | DF19M3 | Y | COOPER POWER SYSTEMS , DF19M3 |  |  | 0.9 | 2001-12-08 11:00 | Anjanece | 100 | 23900 | #VALUE! | #VALUE!
COOPER POWER SYSTEMS | DF19M3 | Y | COOPER POWER SYSTEMS , DF19M3 |  |  | 0.91 | 2001-12-08 11:00 | Anjanece | 100 | 23900 | #VALUE! | #VALUE!
COOPER POWER SYSTEMS | DF19M3 | Y | COOPER POWER SYSTEMS , DF19M3 |  |  | 0.92 | 2001-12-08 11:00 | Anjanece | 100 | 23900 | #VALUE! | #VALUE!
COOPER POWER SYSTEMS | DF19M3 | Y | COOPER POWER SYSTEMS , DF19M3 |  |  | 1 | 2001-12-08 11:00 | Anjanece | 100 | 23900 | #VALUE! | #VALUE!
COOPER POWER SYSTEMS | DF19M3 | Y | COOPER POWER SYSTEMS , DF19M3 |  |  | 1.05 | 2001-12-08 11:00 | Anjanece | 100 | 23900 | #VALUE! | #VALUE!
COOPER POWER SYSTEMS | DF19M3 | Y | COOPER POWER SYSTEMS , DF19M3 |  |  | 1.13 | 2001-12-08 11:00 | Anjanece | 100 | 23900 | #VALUE! | #VALUE!
COOPER POWER SYSTEMS | DF19M3 | Y | COOPER POWER SYSTEMS , DF19M3 |  |  | 1.19 | 2001-12-08 11:00 | Anjanece | 100 | 23900 | #VALUE! | #VALUE!
COOPER POWER SYSTEMS | DF19M3 | Y | COOPER POWER SYSTEMS , DF19M3 |  |  | 1.25 | 2001-12-08 11:00 | Anjanece | 100 | 23900 | #VALUE! | #VALUE!
COOPER POWER SYSTEMS | DF19M3 | Y | COOPER POWER SYSTEMS , DF19M3 |  |  | 1.29 | 2001-12-08 11:00 | Anjanece | 100 | 23900 | #VALUE! | #VALUE!
COOPER POWER SYSTEMS | DF19M3 | Y | COOPER POWER SYSTEMS , DF19M3 |  |  | 1.42 | 2001-12-08 11:00 | Anjanece | 100 | 23900 | #VALUE! | #VALUE!
COOPER POWER SYSTEMS | DF19M3 | Y | COOPER POWER SYSTEMS , DF19M3 |  |  | 1.45 | 2001-12-08 11:00 | Anjanece | 100 | 23900 | #VALUE! | #VALUE!
COOPER POWER SYSTEMS | DF19M3 | Y | COOPER POWER SYSTEMS , DF19M3 |  |  | 1.46 | 2001-12-08 11:00 | Anjanece | 100 | 23900 | #VALUE! | #VALUE!
COOPER POWER SYSTEMS | DF19M3 | Y | COOPER POWER SYSTEMS , DF19M3 |  |  | 1.47 | 2001-12-08 11:00 | Anjanece | 100 | 23900 | #VALUE! | #VALUE!
COOPER POWER SYSTEMS | DF19M3 | Y | COOPER POWER SYSTEMS , DF19M3 |  |  | 1.49 | 2001-12-08 11:00 | Anjanece | 100 | 23900 | #VALUE! | #VALUE!
COOPER POWER SYSTEMS | DF19M3 | Y | COOPER POWER SYSTEMS , DF19M3 |  |  | 1.56 | 2001-12-08 11:00 | Anjanece | 100 | 23900 | #VALUE! | #VALUE!
COOPER POWER SYSTEMS | DF19M3 | Y | COOPER POWER SYSTEMS , DF19M3 |  |  | 1.68 | 2001-12-08 11:00 | Anjanece | 100 | 23900 | #VALUE! | #VALUE!
COOPER POWER SYSTEMS | DF19M3 | Y | COOPER POWER SYSTEMS , DF19M3 |  |  | 1.69 | 2001-12-08 11:00 | Anjanece | 100 | 23900 | #VALUE! | #VALUE!
COOPER POWER SYSTEMS | DF19M3 | Y | COOPER POWER SYSTEMS , DF19M3 |  |  | 1.71 | 2001-12-08 11:00 | Anjanece | 100 | 23900 | #VALUE! | #VALUE!
COOPER POWER SYSTEMS | DF19M3 | Y | COOPER POWER SYSTEMS , DF19M3 |  |  | 1.72 | 2001-12-08 11:00 | Anjanece | 100 | 23900 | #VALUE! | #VALUE!
COOPER POWER SYSTEMS | DF19M3 | Y | COOPER POWER SYSTEMS , DF19M3 |  |  | 1.77 | 2001-12-08 11:00 | Anjanece | 100 | 23900 | #VALUE! | #VALUE!
COOPER POWER SYSTEMS | DF19M3 | Y | COOPER POWER SYSTEMS , DF19M3 |  |  | 1.79 | 2001-12-08 11:00 | Anjanece | 100 | 23900 | #VALUE! | #VALUE!
COOPER POWER SYSTEMS | DF19M3 | Y | COOPER POWER SYSTEMS , DF19M3 |  |  | 1.8 | 2001-12-08 11:00 | Anjanece | 100 | 23900 | #VALUE! | #VALUE!
COOPER POWER SYSTEMS | DF19M3 | Y | COOPER POWER SYSTEMS , DF19M3 |  |  | 1.84 | 2001-12-08 11:00 | Anjanece | 100 | 23900 | #VALUE! | #VALUE!
COOPER POWER SYSTEMS | DF19M3 | Y | COOPER POWER SYSTEMS , DF19M3 |  |  | 1.85 | 2001-12-08 11:00 | Anjanece | 100 | 23900 | #VALUE! | #VALUE!
COOPER POWER SYSTEMS | DF19M3 | Y | COOPER POWER SYSTEMS , DF19M3 |  |  | 1.86 | 2001-12-08 11:00 | Anjanece | 100 | 23900 | #VALUE! | #VALUE!
COOPER POWER SYSTEMS | DF19M3 | Y | COOPER POWER SYSTEMS , DF19M3 |  |  | 1.89 | 2001-12-08 11:00 | Anjanece | 100 | 23900 | #VALUE! | #VALUE!
COOPER POWER SYSTEMS | DF19M3 | Y | COOPER POWER SYSTEMS , DF19M3 |  |  | 2.19 | 2001-12-08 11:00 | Anjanece | 100 | 23900 | #VALUE! | #VALUE!
COOPER POWER SYSTEMS | DF19M3 | Y | COOPER POWER SYSTEMS , DF19M3 |  |  | 2.45 | 2001-12-08 11:00 | Anjanece | 100 | 23900 | #VALUE! | #VALUE!
COOPER POWER SYSTEMS | DF19M3 | Y | COOPER POWER SYSTEMS , DF19M3 |  |  | 2.95 | 2001-12-08 11:00 | Anjanece | 100 | 23900 | #VALUE! | #VALUE!
COOPER POWER SYSTEMS | DF19M3 | Y | COOPER POWER SYSTEMS , DF19M3 |  |  | 3.2 | 2001-12-08 11:00 | Anjanece | 100 | 23900 | #VALUE! | #VALUE!
COOPER POWER SYSTEMS | DF19M3 | Y | COOPER POWER SYSTEMS , DF19M3 |  |  | 3.42 | 2001-12-08 11:00 | Anjanece | 100 | 23900 | #VALUE! | #VALUE!
COOPER POWER SYSTEMS | DF19M3 | Y | COOPER POWER SYSTEMS , DF19M3 |  |  | 3.43 | 2001-12-08 11:00 | Anjanece | 100 | 23900 | #VALUE! | #VALUE!
COOPER POWER SYSTEMS | DF19M3 | Y | COOPER POWER SYSTEMS , DF19M3 |  |  | 3.46 | 2001-12-08 11:00 | Anjanece | 100 | 23900 | #VALUE! | #VALUE!
COOPER POWER SYSTEMS | DF19M3 | Y | COOPER POWER SYSTEMS , DF19M3 |  |  | 3.47 | 2001-12-08 11:00 | Anjanece | 100 | 23900 | #VALUE! | #VALUE!
COOPER POWER SYSTEMS | DF19M3 | Y | COOPER POWER SYSTEMS , DF19M3 |  | Storm Stores | 0 | 2018-04-16 10:34 | Anjanece | 100 | 23900 | #VALUE! | #VALUE!
COOPER POWER SYSTEMS | DF19M3 | Y | COOPER POWER SYSTEMS , DF19M3 |  |  | 1.4 | 2018-04-16 10:34 | Anjanece | 100 | 23900 | #VALUE! | #VALUE!
COOPER POWER SYSTEMS | DF19M3 | Y | COOPER POWER SYSTEMS , DF19M3 |  |  | 1.42 | 2018-04-16 10:34 | Anjanece | 100 | 23900 | #VALUE! | #VALUE!
COOPER POWER SYSTEMS | DF19M3 | Y | COOPER POWER SYSTEMS , DF19M3 |  |  | 1.59 | 2018-04-16 10:34 | Anjanece | 100 | 23900 | #VALUE! | #VALUE!
COOPER POWER SYSTEMS | DF19M3 | Y | COOPER POWER SYSTEMS , DF19M3 |  |  | 1.6 | 2018-04-16 10:34 | Anjanece | 100 | 23900 | #VALUE! | #VALUE!
COOPER POWER SYSTEMS | DF19M3 | Y | COOPER POWER SYSTEMS , DF19M3 |  |  | 1.68 | 2018-04-16 10:34 | Anjanece | 100 | 23900 | #VALUE! | #VALUE!
COOPER POWER SYSTEMS | DF19M3 | Y | COOPER POWER SYSTEMS , DF19M3 |  |  | 1.71 | 2018-04-16 10:34 | Anjanece | 100 | 23900 | #VALUE! | #VALUE!
JOSLYN HI-VOLTAGE CORP. | J25249.1 | Y | JOSLYN HI-VOLTAGE CORP. , J25249.1 | JEA OVERHEAD DISTRIBUTION | CSC Stores | 0.89 | 2001-12-08 11:00 | Anjanece | 100 | 23900 | #VALUE! | #VALUE!
JOSLYN HI-VOLTAGE CORP. | J25249.1 | Y | JOSLYN HI-VOLTAGE CORP. , J25249.1 |  |  | 0.9 | 2001-12-08 11:00 | Anjanece | 100 | 23900 | #VALUE! | #VALUE!
JOSLYN HI-VOLTAGE CORP. | J25249.1 | Y | JOSLYN HI-VOLTAGE CORP. , J25249.1 |  |  | 0.91 | 2001-12-08 11:00 | Anjanece | 100 | 23900 | #VALUE! | #VALUE!
JOSLYN HI-VOLTAGE CORP. | J25249.1 | Y | JOSLYN HI-VOLTAGE CORP. , J25249.1 |  |  | 0.92 | 2001-12-08 11:00 | Anjanece | 100 | 23900 | #VALUE! | #VALUE!
JOSLYN HI-VOLTAGE CORP. | J25249.1 | Y | JOSLYN HI-VOLTAGE CORP. , J25249.1 |  |  | 1 | 2001-12-08 11:00 | Anjanece | 100 | 23900 | #VALUE! | #VALUE!
JOSLYN HI-VOLTAGE CORP. | J25249.1 | Y | JOSLYN HI-VOLTAGE CORP. , J25249.1 |  |  | 1.05 | 2001-12-08 11:00 | Anjanece | 100 | 23900 | #VALUE! | #VALUE!
JOSLYN HI-VOLTAGE CORP. | J25249.1 | Y | JOSLYN HI-VOLTAGE CORP. , J25249.1 |  |  | 1.13 | 2001-12-08 11:00 | Anjanece | 100 | 23900 | #VALUE! | #VALUE!
JOSLYN HI-VOLTAGE CORP. | J25249.1 | Y | JOSLYN HI-VOLTAGE CORP. , J25249.1 |  |  | 1.19 | 2001-12-08 11:00 | Anjanece | 100 | 23900 | #VALUE! | #VALUE!
JOSLYN HI-VOLTAGE CORP. | J25249.1 | Y | JOSLYN HI-VOLTAGE CORP. , J25249.1 |  |  | 1.25 | 2001-12-08 11:00 | Anjanece | 100 | 23900 | #VALUE! | #VALUE!
JOSLYN HI-VOLTAGE CORP. | J25249.1 | Y | JOSLYN HI-VOLTAGE CORP. , J25249.1 |  |  | 1.29 | 2001-12-08 11:00 | Anjanece | 100 | 23900 | #VALUE! | #VALUE!
JOSLYN HI-VOLTAGE CORP. | J25249.1 | Y | JOSLYN HI-VOLTAGE CORP. , J25249.1 |  |  | 1.42 | 2001-12-08 11:00 | Anjanece | 100 | 23900 | #VALUE! | #VALUE!
JOSLYN HI-VOLTAGE CORP. | J25249.1 | Y | JOSLYN HI-VOLTAGE CORP. , J25249.1 |  |  | 1.45 | 2001-12-08 11:00 | Anjanece | 100 | 23900 | #VALUE! | #VALUE!
JOSLYN HI-VOLTAGE CORP. | J25249.1 | Y | JOSLYN HI-VOLTAGE CORP. , J25249.1 |  |  | 1.46 | 2001-12-08 11:00 | Anjanece | 100 | 23900 | #VALUE! | #VALUE!
JOSLYN HI-VOLTAGE CORP. | J25249.1 | Y | JOSLYN HI-VOLTAGE CORP. , J25249.1 |  |  | 1.47 | 2001-12-08 11:00 | Anjanece | 100 | 23900 | #VALUE! | #VALUE!
JOSLYN HI-VOLTAGE CORP. | J25249.1 | Y | JOSLYN HI-VOLTAGE CORP. , J25249.1 |  |  | 1.49 | 2001-12-08 11:00 | Anjanece | 100 | 23900 | #VALUE! | #VALUE!
JOSLYN HI-VOLTAGE CORP. | J25249.1 | Y | JOSLYN HI-VOLTAGE CORP. , J25249.1 |  |  | 1.56 | 2001-12-08 11:00 | Anjanece | 100 | 23900 | #VALUE! | #VALUE!
JOSLYN HI-VOLTAGE CORP. | J25249.1 | Y | JOSLYN HI-VOLTAGE CORP. , J25249.1 |  |  | 1.68 | 2001-12-08 11:00 | Anjanece | 100 | 23900 | #VALUE! | #VALUE!
JOSLYN HI-VOLTAGE CORP. | J25249.1 | Y | JOSLYN HI-VOLTAGE CORP. , J25249.1 |  |  | 1.69 | 2001-12-08 11:00 | Anjanece | 100 | 23900 | #VALUE! | #VALUE!
JOSLYN HI-VOLTAGE CORP. | J25249.1 | Y | JOSLYN HI-VOLTAGE CORP. , J25249.1 |  |  | 1.71 | 2001-12-08 11:00 | Anjanece | 100 | 23900 | #VALUE! | #VALUE!
JOSLYN HI-VOLTAGE CORP. | J25249.1 | Y | JOSLYN HI-VOLTAGE CORP. , J25249.1 |  |  | 1.72 | 2001-12-08 11:00 | Anjanece | 100 | 23900 | #VALUE! | #VALUE!
JOSLYN HI-VOLTAGE CORP. | J25249.1 | Y | JOSLYN HI-VOLTAGE CORP. , J25249.1 |  |  | 1.77 | 2001-12-08 11:00 | Anjanece | 100 | 23900 | #VALUE! | #VALUE!
JOSLYN HI-VOLTAGE CORP. | J25249.1 | Y | JOSLYN HI-VOLTAGE CORP. , J25249.1 |  |  | 1.79 | 2001-12-08 11:00 | Anjanece | 100 | 23900 | #VALUE! | #VALUE!
JOSLYN HI-VOLTAGE CORP. | J25249.1 | Y | JOSLYN HI-VOLTAGE CORP. , J25249.1 |  |  | 1.8 | 2001-12-08 11:00 | Anjanece | 100 | 23900 | #VALUE! | #VALUE!
JOSLYN HI-VOLTAGE CORP. | J25249.1 | Y | JOSLYN HI-VOLTAGE CORP. , J25249.1 |  |  | 1.84 | 2001-12-08 11:00 | Anjanece | 100 | 23900 | #VALUE! | #VALUE!
JOSLYN HI-VOLTAGE CORP. | J25249.1 | Y | JOSLYN HI-VOLTAGE CORP. , J25249.1 |  |  | 1.85 | 2001-12-08 11:00 | Anjanece | 100 | 23900 | #VALUE! | #VALUE!
JOSLYN HI-VOLTAGE CORP. | J25249.1 | Y | JOSLYN HI-VOLTAGE CORP. , J25249.1 |  |  | 1.86 | 2001-12-08 11:00 | Anjanece | 100 | 23900 | #VALUE! | #VALUE!
JOSLYN HI-VOLTAGE CORP. | J25249.1 | Y | JOSLYN HI-VOLTAGE CORP. , J25249.1 |  |  | 1.89 | 2001-12-08 11:00 | Anjanece | 100 | 23900 | #VALUE! | #VALUE!
JOSLYN HI-VOLTAGE CORP. | J25249.1 | Y | JOSLYN HI-VOLTAGE CORP. , J25249.1 |  |  | 2.19 | 2001-12-08 11:00 | Anjanece | 100 | 23900 | #VALUE! | #VALUE!
JOSLYN HI-VOLTAGE CORP. | J25249.1 | Y | JOSLYN HI-VOLTAGE CORP. , J25249.1 |  |  | 2.45 | 2001-12-08 11:00 | Anjanece | 100 | 23900 | #VALUE! | #VALUE!
JOSLYN HI-VOLTAGE CORP. | J25249.1 | Y | JOSLYN HI-VOLTAGE CORP. , J25249.1 |  |  | 2.95 | 2001-12-08 11:00 | Anjanece | 100 | 23900 | #VALUE! | #VALUE!
JOSLYN HI-VOLTAGE CORP. | J25249.1 | Y | JOSLYN HI-VOLTAGE CORP. , J25249.1 |  |  | 3.2 | 2001-12-08 11:00 | Anjanece | 100 | 23900 | #VALUE! | #VALUE!
JOSLYN HI-VOLTAGE CORP. | J25249.1 | Y | JOSLYN HI-VOLTAGE CORP. , J25249.1 |  |  | 3.42 | 2001-12-08 11:00 | Anjanece | 100 | 23900 | #VALUE! | #VALUE!
JOSLYN HI-VOLTAGE CORP. | J25249.1 | Y | JOSLYN HI-VOLTAGE CORP. , J25249.1 |  |  | 3.43 | 2001-12-08 11:00 | Anjanece | 100 | 23900 | #VALUE! | #VALUE!
JOSLYN HI-VOLTAGE CORP. | J25249.1 | Y | JOSLYN HI-VOLTAGE CORP. , J25249.1 |  |  | 3.46 | 2001-12-08 11:00 | Anjanece | 100 | 23900 | #VALUE! | #VALUE!
JOSLYN HI-VOLTAGE CORP. | J25249.1 | Y | JOSLYN HI-VOLTAGE CORP. , J25249.1 |  |  | 3.47 | 2001-12-08 11:00 | Anjanece | 100 | 23900 | #VALUE! | #VALUE!
JOSLYN HI-VOLTAGE CORP. | J25249.1 | Y | JOSLYN HI-VOLTAGE CORP. , J25249.1 |  | Storm Stores | 0 | 2018-04-16 10:34 | Anjanece | 100 | 23900 | #VALUE! | #VALUE!
JOSLYN HI-VOLTAGE CORP. | J25249.1 | Y | JOSLYN HI-VOLTAGE CORP. , J25249.1 |  |  | 1.4 | 2018-04-16 10:34 | Anjanece | 100 | 23900 | #VALUE! | #VALUE!
JOSLYN HI-VOLTAGE CORP. | J25249.1 | Y | JOSLYN HI-VOLTAGE CORP. , J25249.1 |  |  | 1.42 | 2018-04-16 10:34 | Anjanece | 100 | 23900 | #VALUE! | #VALUE!
JOSLYN HI-VOLTAGE CORP. | J25249.1 | Y | JOSLYN HI-VOLTAGE CORP. , J25249.1 |  |  | 1.59 | 2018-04-16 10:34 | Anjanece | 100 | 23900 | #VALUE! | #VALUE!
JOSLYN HI-VOLTAGE CORP. | J25249.1 | Y | JOSLYN HI-VOLTAGE CORP. , J25249.1 |  |  | 1.6 | 2018-04-16 10:34 | Anjanece | 100 | 23900 | #VALUE! | #VALUE!
JOSLYN HI-VOLTAGE CORP. | J25249.1 | Y | JOSLYN HI-VOLTAGE CORP. , J25249.1 |  |  | 1.68 | 2018-04-16 10:34 | Anjanece | 100 | 23900 | #VALUE! | #VALUE!
JOSLYN HI-VOLTAGE CORP. | J25249.1 | Y | JOSLYN HI-VOLTAGE CORP. , J25249.1 |  |  | 1.71 | 2018-04-16 10:34 | Anjanece | 100 | 23900 | #VALUE! | #VALUE!
LAPP | 301614 | Y | LAPP , 301614 | JEA OVERHEAD DISTRIBUTION | CSC Stores | 0.89 | 2001-12-08 11:00 | Anjanece | 100 | 23900 | #VALUE! | #VALUE!
LAPP | 301614 | Y | LAPP , 301614 |  |  | 0.9 | 2001-12-08 11:00 | Anjanece | 100 | 23900 | #VALUE! | #VALUE!
LAPP | 301614 | Y | LAPP , 301614 |  |  | 0.91 | 2001-12-08 11:00 | Anjanece | 100 | 23900 | #VALUE! | #VALUE!
LAPP | 301614 | Y | LAPP , 301614 |  |  | 0.92 | 2001-12-08 11:00 | Anjanece | 100 | 23900 | #VALUE! | #VALUE!
LAPP | 301614 | Y | LAPP , 301614 |  |  | 1 | 2001-12-08 11:00 | Anjanece | 100 | 23900 | #VALUE! | #VALUE!
LAPP | 301614 | Y | LAPP , 301614 |  |  | 1.05 | 2001-12-08 11:00 | Anjanece | 100 | 23900 | #VALUE! | #VALUE!
LAPP | 301614 | Y | LAPP , 301614 |  |  | 1.13 | 2001-12-08 11:00 | Anjanece | 100 | 23900 | #VALUE! | #VALUE!
LAPP | 301614 | Y | LAPP , 301614 |  |  | 1.19 | 2001-12-08 11:00 | Anjanece | 100 | 23900 | #VALUE! | #VALUE!
LAPP | 301614 | Y | LAPP , 301614 |  |  | 1.25 | 2001-12-08 11:00 | Anjanece | 100 | 23900 | #VALUE! | #VALUE!
LAPP | 301614 | Y | LAPP , 301614 |  |  | 1.29 | 2001-12-08 11:00 | Anjanece | 100 | 23900 | #VALUE! | #VALUE!
LAPP | 301614 | Y | LAPP , 301614 |  |  | 1.42 | 2001-12-08 11:00 | Anjanece | 100 | 23900 | #VALUE! | #VALUE!
LAPP | 301614 | Y | LAPP , 301614 |  |  | 1.45 | 2001-12-08 11:00 | Anjanece | 100 | 23900 | #VALUE! | #VALUE!
LAPP | 301614 | Y | LAPP , 301614 |  |  | 1.46 | 2001-12-08 11:00 | Anjanece | 100 | 23900 | #VALUE! | #VALUE!
LAPP | 301614 | Y | LAPP , 301614 |  |  | 1.47 | 2001-12-08 11:00 | Anjanece | 100 | 23900 | #VALUE! | #VALUE!
LAPP | 301614 | Y | LAPP , 301614 |  |  | 1.49 | 2001-12-08 11:00 | Anjanece | 100 | 23900 | #VALUE! | #VALUE!
LAPP | 301614 | Y | LAPP , 301614 |  |  | 1.56 | 2001-12-08 11:00 | Anjanece | 100 | 23900 | #VALUE! | #VALUE!
LAPP | 301614 | Y | LAPP , 301614 |  |  | 1.68 | 2001-12-08 11:00 | Anjanece | 100 | 23900 | #VALUE! | #VALUE!
LAPP | 301614 | Y | LAPP , 301614 |  |  | 1.69 | 2001-12-08 11:00 | Anjanece | 100 | 23900 | #VALUE! | #VALUE!
LAPP | 301614 | Y | LAPP , 301614 |  |  | 1.71 | 2001-12-08 11:00 | Anjanece | 100 | 23900 | #VALUE! | #VALUE!
LAPP | 301614 | Y | LAPP , 301614 |  |  | 1.72 | 2001-12-08 11:00 | Anjanece | 100 | 23900 | #VALUE! | #VALUE!
LAPP | 301614 | Y | LAPP , 301614 |  |  | 1.77 | 2001-12-08 11:00 | Anjanece | 100 | 23900 | #VALUE! | #VALUE!
LAPP | 301614 | Y | LAPP , 301614 |  |  | 1.79 | 2001-12-08 11:00 | Anjanece | 100 | 23900 | #VALUE! | #VALUE!
LAPP | 301614 | Y | LAPP , 301614 |  |  | 1.8 | 2001-12-08 11:00 | Anjanece | 100 | 23900 | #VALUE! | #VALUE!
LAPP | 301614 | Y | LAPP , 301614 |  |  | 1.84 | 2001-12-08 11:00 | Anjanece | 100 | 23900 | #VALUE! | #VALUE!
LAPP | 301614 | Y | LAPP , 301614 |  |  | 1.85 | 2001-12-08 11:00 | Anjanece | 100 | 23900 | #VALUE! | #VALUE!
LAPP | 301614 | Y | LAPP , 301614 |  |  | 1.86 | 2001-12-08 11:00 | Anjanece | 100 | 23900 | #VALUE! | #VALUE!
LAPP | 301614 | Y | LAPP , 301614 |  |  | 1.89 | 2001-12-08 11:00 | Anjanece | 100 | 23900 | #VALUE! | #VALUE!
LAPP | 301614 | Y | LAPP , 301614 |  |  | 2.19 | 2001-12-08 11:00 | Anjanece | 100 | 23900 | #VALUE! | #VALUE!
LAPP | 301614 | Y | LAPP , 301614 |  |  | 2.45 | 2001-12-08 11:00 | Anjanece | 100 | 23900 | #VALUE! | #VALUE!
LAPP | 301614 | Y | LAPP , 301614 |  |  | 2.95 | 2001-12-08 11:00 | Anjanece | 100 | 23900 | #VALUE! | #VALUE!
LAPP | 301614 | Y | LAPP , 301614 |  |  | 3.2 | 2001-12-08 11:00 | Anjanece | 100 | 23900 | #VALUE! | #VALUE!
LAPP | 301614 | Y | LAPP , 301614 |  |  | 3.42 | 2001-12-08 11:00 | Anjanece | 100 | 23900 | #VALUE! | #VALUE!
LAPP | 301614 | Y | LAPP , 301614 |  |  | 3.43 | 2001-12-08 11:00 | Anjanece | 100 | 23900 | #VALUE! | #VALUE!
LAPP | 301614 | Y | LAPP , 301614 |  |  | 3.46 | 2001-12-08 11:00 | Anjanece | 100 | 23900 | #VALUE! | #VALUE!
LAPP | 301614 | Y | LAPP , 301614 |  |  | 3.47 | 2001-12-08 11:00 | Anjanece | 100 | 23900 | #VALUE! | #VALUE!
LAPP | 301614 | Y | LAPP , 301614 |  | Storm Stores | 0 | 2018-04-16 10:34 | Anjanece | 100 | 23900 | #VALUE! | #VALUE!
LAPP | 301614 | Y | LAPP , 301614 |  |  | 1.4 | 2018-04-16 10:34 | Anjanece | 100 | 23900 | #VALUE! | #VALUE!
LAPP | 301614 | Y | LAPP , 301614 |  |  | 1.42 | 2018-04-16 10:34 | Anjanece | 100 | 23900 | #VALUE! | #VALUE!
LAPP | 301614 | Y | LAPP , 301614 |  |  | 1.59 | 2018-04-16 10:34 | Anjanece | 100 | 23900 | #VALUE! | #VALUE!
LAPP | 301614 | Y | LAPP , 301614 |  |  | 1.6 | 2018-04-16 10:34 | Anjanece | 100 | 23900 | #VALUE! | #VALUE!
LAPP | 301614 | Y | LAPP , 301614 |  |  | 1.68 | 2018-04-16 10:34 | Anjanece | 100 | 23900 | #VALUE! | #VALUE!
LAPP | 301614 | Y | LAPP , 301614 |  |  | 1.71 | 2018-04-16 10:34 | Anjanece | 100 | 23900 | #VALUE! | #VALUE!
LINE HARDWARE MFG. CO. | LPS-34-134 | Y | LINE HARDWARE MFG. CO. , LPS-34-134 | JEA OVERHEAD DISTRIBUTION | CSC Stores | 0.89 | 2001-12-08 11:00 | Anjanece | 100 | 23900 | #VALUE! | #VALUE!
LINE HARDWARE MFG. CO. | LPS-34-134 | Y | LINE HARDWARE MFG. CO. , LPS-34-134 |  |  | 0.9 | 2001-12-08 11:00 | Anjanece | 100 | 23900 | #VALUE! | #VALUE!
LINE HARDWARE MFG. CO. | LPS-34-134 | Y | LINE HARDWARE MFG. CO. , LPS-34-134 |  |  | 0.91 | 2001-12-08 11:00 | Anjanece | 100 | 23900 | #VALUE! | #VALUE!
LINE HARDWARE MFG. CO. | LPS-34-134 | Y | LINE HARDWARE MFG. CO. , LPS-34-134 |  |  | 0.92 | 2001-12-08 11:00 | Anjanece | 100 | 23900 | #VALUE! | #VALUE!
LINE HARDWARE MFG. CO. | LPS-34-134 | Y | LINE HARDWARE MFG. CO. , LPS-34-134 |  |  | 1 | 2001-12-08 11:00 | Anjanece | 100 | 23900 | #VALUE! | #VALUE!
LINE HARDWARE MFG. CO. | LPS-34-134 | Y | LINE HARDWARE MFG. CO. , LPS-34-134 |  |  | 1.05 | 2001-12-08 11:00 | Anjanece | 100 | 23900 | #VALUE! | #VALUE!
LINE HARDWARE MFG. CO. | LPS-34-134 | Y | LINE HARDWARE MFG. CO. , LPS-34-134 |  |  | 1.13 | 2001-12-08 11:00 | Anjanece | 100 | 23900 | #VALUE! | #VALUE!
LINE HARDWARE MFG. CO. | LPS-34-134 | Y | LINE HARDWARE MFG. CO. , LPS-34-134 |  |  | 1.19 | 2001-12-08 11:00 | Anjanece | 100 | 23900 | #VALUE! | #VALUE!
LINE HARDWARE MFG. CO. | LPS-34-134 | Y | LINE HARDWARE MFG. CO. , LPS-34-134 |  |  | 1.25 | 2001-12-08 11:00 | Anjanece | 100 | 23900 | #VALUE! | #VALUE!
LINE HARDWARE MFG. CO. | LPS-34-134 | Y | LINE HARDWARE MFG. CO. , LPS-34-134 |  |  | 1.29 | 2001-12-08 11:00 | Anjanece | 100 | 23900 | #VALUE! | #VALUE!
LINE HARDWARE MFG. CO. | LPS-34-134 | Y | LINE HARDWARE MFG. CO. , LPS-34-134 |  |  | 1.42 | 2001-12-08 11:00 | Anjanece | 100 | 23900 | #VALUE! | #VALUE!
LINE HARDWARE MFG. CO. | LPS-34-134 | Y | LINE HARDWARE MFG. CO. , LPS-34-134 |  |  | 1.45 | 2001-12-08 11:00 | Anjanece | 100 | 23900 | #VALUE! | #VALUE!
LINE HARDWARE MFG. CO. | LPS-34-134 | Y | LINE HARDWARE MFG. CO. , LPS-34-134 |  |  | 1.46 | 2001-12-08 11:00 | Anjanece | 100 | 23900 | #VALUE! | #VALUE!
LINE HARDWARE MFG. CO. | LPS-34-134 | Y | LINE HARDWARE MFG. CO. , LPS-34-134 |  |  | 1.47 | 2001-12-08 11:00 | Anjanece | 100 | 23900 | #VALUE! | #VALUE!
LINE HARDWARE MFG. CO. | LPS-34-134 | Y | LINE HARDWARE MFG. CO. , LPS-34-134 |  |  | 1.49 | 2001-12-08 11:00 | Anjanece | 100 | 23900 | #VALUE! | #VALUE!
LINE HARDWARE MFG. CO. | LPS-34-134 | Y | LINE HARDWARE MFG. CO. , LPS-34-134 |  |  | 1.56 | 2001-12-08 11:00 | Anjanece | 100 | 23900 | #VALUE! | #VALUE!
LINE HARDWARE MFG. CO. | LPS-34-134 | Y | LINE HARDWARE MFG. CO. , LPS-34-134 |  |  | 1.68 | 2001-12-08 11:00 | Anjanece | 100 | 23900 | #VALUE! | #VALUE!
LINE HARDWARE MFG. CO. | LPS-34-134 | Y | LINE HARDWARE MFG. CO. , LPS-34-134 |  |  | 1.69 | 2001-12-08 11:00 | Anjanece | 100 | 23900 | #VALUE! | #VALUE!
LINE HARDWARE MFG. CO. | LPS-34-134 | Y | LINE HARDWARE MFG. CO. , LPS-34-134 |  |  | 1.71 | 2001-12-08 11:00 | Anjanece | 100 | 23900 | #VALUE! | #VALUE!
LINE HARDWARE MFG. CO. | LPS-34-134 | Y | LINE HARDWARE MFG. CO. , LPS-34-134 |  |  | 1.72 | 2001-12-08 11:00 | Anjanece | 100 | 23900 | #VALUE! | #VALUE!
LINE HARDWARE MFG. CO. | LPS-34-134 | Y | LINE HARDWARE MFG. CO. , LPS-34-134 |  |  | 1.77 | 2001-12-08 11:00 | Anjanece | 100 | 23900 | #VALUE! | #VALUE!
LINE HARDWARE MFG. CO. | LPS-34-134 | Y | LINE HARDWARE MFG. CO. , LPS-34-134 |  |  | 1.79 | 2001-12-08 11:00 | Anjanece | 100 | 23900 | #VALUE! | #VALUE!
LINE HARDWARE MFG. CO. | LPS-34-134 | Y | LINE HARDWARE MFG. CO. , LPS-34-134 |  |  | 1.8 | 2001-12-08 11:00 | Anjanece | 100 | 23900 | #VALUE! | #VALUE!
LINE HARDWARE MFG. CO. | LPS-34-134 | Y | LINE HARDWARE MFG. CO. , LPS-34-134 |  |  | 1.84 | 2001-12-08 11:00 | Anjanece | 100 | 23900 | #VALUE! | #VALUE!
LINE HARDWARE MFG. CO. | LPS-34-134 | Y | LINE HARDWARE MFG. CO. , LPS-34-134 |  |  | 1.85 | 2001-12-08 11:00 | Anjanece | 100 | 23900 | #VALUE! | #VALUE!
LINE HARDWARE MFG. CO. | LPS-34-134 | Y | LINE HARDWARE MFG. CO. , LPS-34-134 |  |  | 1.86 | 2001-12-08 11:00 | Anjanece | 100 | 23900 | #VALUE! | #VALUE!
LINE HARDWARE MFG. CO. | LPS-34-134 | Y | LINE HARDWARE MFG. CO. , LPS-34-134 |  |  | 1.89 | 2001-12-08 11:00 | Anjanece | 100 | 23900 | #VALUE! | #VALUE!
LINE HARDWARE MFG. CO. | LPS-34-134 | Y | LINE HARDWARE MFG. CO. , LPS-34-134 |  |  | 2.19 | 2001-12-08 11:00 | Anjanece | 100 | 23900 | #VALUE! | #VALUE!
LINE HARDWARE MFG. CO. | LPS-34-134 | Y | LINE HARDWARE MFG. CO. , LPS-34-134 |  |  | 2.45 | 2001-12-08 11:00 | Anjanece | 100 | 23900 | #VALUE! | #VALUE!
LINE HARDWARE MFG. CO. | LPS-34-134 | Y | LINE HARDWARE MFG. CO. , LPS-34-134 |  |  | 2.95 | 2001-12-08 11:00 | Anjanece | 100 | 23900 | #VALUE! | #VALUE!
LINE HARDWARE MFG. CO. | LPS-34-134 | Y | LINE HARDWARE MFG. CO. , LPS-34-134 |  |  | 3.2 | 2001-12-08 11:00 | Anjanece | 100 | 23900 | #VALUE! | #VALUE!
LINE HARDWARE MFG. CO. | LPS-34-134 | Y | LINE HARDWARE MFG. CO. , LPS-34-134 |  |  | 3.42 | 2001-12-08 11:00 | Anjanece | 100 | 23900 | #VALUE! | #VALUE!
LINE HARDWARE MFG. CO. | LPS-34-134 | Y | LINE HARDWARE MFG. CO. , LPS-34-134 |  |  | 3.43 | 2001-12-08 11:00 | Anjanece | 100 | 23900 | #VALUE! | #VALUE!
LINE HARDWARE MFG. CO. | LPS-34-134 | Y | LINE HARDWARE MFG. CO. , LPS-34-134 |  |  | 3.46 | 2001-12-08 11:00 | Anjanece | 100 | 23900 | #VALUE! | #VALUE!
LINE HARDWARE MFG. CO. | LPS-34-134 | Y | LINE HARDWARE MFG. CO. , LPS-34-134 |  |  | 3.47 | 2001-12-08 11:00 | Anjanece | 100 | 23900 | #VALUE! | #VALUE!
LINE HARDWARE MFG. CO. | LPS-34-134 | Y | LINE HARDWARE MFG. CO. , LPS-34-134 |  | Storm Stores | 0 | 2018-04-16 10:34 | Anjanece | 100 | 23900 | #VALUE! | #VALUE!
LINE HARDWARE MFG. CO. | LPS-34-134 | Y | LINE HARDWARE MFG. CO. , LPS-34-134 |  |  | 1.4 | 2018-04-16 10:34 | Anjanece | 100 | 23900 | #VALUE! | #VALUE!
LINE HARDWARE MFG. CO. | LPS-34-134 | Y | LINE HARDWARE MFG. CO. , LPS-34-134 |  |  | 1.42 | 2018-04-16 10:34 | Anjanece | 100 | 23900 | #VALUE! | #VALUE!
LINE HARDWARE MFG. CO. | LPS-34-134 | Y | LINE HARDWARE MFG. CO. , LPS-34-134 |  |  | 1.59 | 2018-04-16 10:34 | Anjanece | 100 | 23900 | #VALUE! | #VALUE!
LINE HARDWARE MFG. CO. | LPS-34-134 | Y | LINE HARDWARE MFG. CO. , LPS-34-134 |  |  | 1.6 | 2018-04-16 10:34 | Anjanece | 100 | 23900 | #VALUE! | #VALUE!
LINE HARDWARE MFG. CO. | LPS-34-134 | Y | LINE HARDWARE MFG. CO. , LPS-34-134 |  |  | 1.68 | 2018-04-16 10:34 | Anjanece | 100 | 23900 | #VALUE! | #VALUE!
LINE HARDWARE MFG. CO. | LPS-34-134 | Y | LINE HARDWARE MFG. CO. , LPS-34-134 |  |  | 1.71 | 2018-04-16 10:34 | Anjanece | 100 | 23900 | #VALUE! | #VALUE!
OHIO BRASS | 87573 | Y | OHIO BRASS , 87573 | JEA OVERHEAD DISTRIBUTION | CSC Stores | 0.89 | 2001-12-08 11:00 | Anjanece | 100 | 23900 | #VALUE! | #VALUE!
OHIO BRASS | 87573 | Y | OHIO BRASS , 87573 |  |  | 0.9 | 2001-12-08 11:00 | Anjanece | 100 | 23900 | #VALUE! | #VALUE!
OHIO BRASS | 87573 | Y | OHIO BRASS , 87573 |  |  | 0.91 | 2001-12-08 11:00 | Anjanece | 100 | 23900 | #VALUE! | #VALUE!
OHIO BRASS | 87573 | Y | OHIO BRASS , 87573 |  |  | 0.92 | 2001-12-08 11:00 | Anjanece | 100 | 23900 | #VALUE! | #VALUE!
OHIO BRASS | 87573 | Y | OHIO BRASS , 87573 |  |  | 1 | 2001-12-08 11:00 | Anjanece | 100 | 23900 | #VALUE! | #VALUE!
OHIO BRASS | 87573 | Y | OHIO BRASS , 87573 |  |  | 1.05 | 2001-12-08 11:00 | Anjanece | 100 | 23900 | #VALUE! | #VALUE!
OHIO BRASS | 87573 | Y | OHIO BRASS , 87573 |  |  | 1.13 | 2001-12-08 11:00 | Anjanece | 100 | 23900 | #VALUE! | #VALUE!
OHIO BRASS | 87573 | Y | OHIO BRASS , 87573 |  |  | 1.19 | 2001-12-08 11:00 | Anjanece | 100 | 23900 | #VALUE! | #VALUE!
OHIO BRASS | 87573 | Y | OHIO BRASS , 87573 |  |  | 1.25 | 2001-12-08 11:00 | Anjanece | 100 | 23900 | #VALUE! | #VALUE!
OHIO BRASS | 87573 | Y | OHIO BRASS , 87573 |  |  | 1.29 | 2001-12-08 11:00 | Anjanece | 100 | 23900 | #VALUE! | #VALUE!
OHIO BRASS | 87573 | Y | OHIO BRASS , 87573 |  |  | 1.42 | 2001-12-08 11:00 | Anjanece | 100 | 23900 | #VALUE! | #VALUE!
OHIO BRASS | 87573 | Y | OHIO BRASS , 87573 |  |  | 1.45 | 2001-12-08 11:00 | Anjanece | 100 | 23900 | #VALUE! | #VALUE!
OHIO BRASS | 87573 | Y | OHIO BRASS , 87573 |  |  | 1.46 | 2001-12-08 11:00 | Anjanece | 100 | 23900 | #VALUE! | #VALUE!
OHIO BRASS | 87573 | Y | OHIO BRASS , 87573 |  |  | 1.47 | 2001-12-08 11:00 | Anjanece | 100 | 23900 | #VALUE! | #VALUE!
OHIO BRASS | 87573 | Y | OHIO BRASS , 87573 |  |  | 1.49 | 2001-12-08 11:00 | Anjanece | 100 | 23900 | #VALUE! | #VALUE!
OHIO BRASS | 87573 | Y | OHIO BRASS , 87573 |  |  | 1.56 | 2001-12-08 11:00 | Anjanece | 100 | 23900 | #VALUE! | #VALUE!
OHIO BRASS | 87573 | Y | OHIO BRASS , 87573 |  |  | 1.68 | 2001-12-08 11:00 | Anjanece | 100 | 23900 | #VALUE! | #VALUE!
OHIO BRASS | 87573 | Y | OHIO BRASS , 87573 |  |  | 1.69 | 2001-12-08 11:00 | Anjanece | 100 | 23900 | #VALUE! | #VALUE!
OHIO BRASS | 87573 | Y | OHIO BRASS , 87573 |  |  | 1.71 | 2001-12-08 11:00 | Anjanece | 100 | 23900 | #VALUE! | #VALUE!
OHIO BRASS | 87573 | Y | OHIO BRASS , 87573 |  |  | 1.72 | 2001-12-08 11:00 | Anjanece | 100 | 23900 | #VALUE! | #VALUE!
OHIO BRASS | 87573 | Y | OHIO BRASS , 87573 |  |  | 1.77 | 2001-12-08 11:00 | Anjanece | 100 | 23900 | #VALUE! | #VALUE!
OHIO BRASS | 87573 | Y | OHIO BRASS , 87573 |  |  | 1.79 | 2001-12-08 11:00 | Anjanece | 100 | 23900 | #VALUE! | #VALUE!
OHIO BRASS | 87573 | Y | OHIO BRASS , 87573 |  |  | 1.8 | 2001-12-08 11:00 | Anjanece | 100 | 23900 | #VALUE! | #VALUE!
OHIO BRASS | 87573 | Y | OHIO BRASS , 87573 |  |  | 1.84 | 2001-12-08 11:00 | Anjanece | 100 | 23900 | #VALUE! | #VALUE!
OHIO BRASS | 87573 | Y | OHIO BRASS , 87573 |  |  | 1.85 | 2001-12-08 11:00 | Anjanece | 100 | 23900 | #VALUE! | #VALUE!
OHIO BRASS | 87573 | Y | OHIO BRASS , 87573 |  |  | 1.86 | 2001-12-08 11:00 | Anjanece | 100 | 23900 | #VALUE! | #VALUE!
OHIO BRASS | 87573 | Y | OHIO BRASS , 87573 |  |  | 1.89 | 2001-12-08 11:00 | Anjanece | 100 | 23900 | #VALUE! | #VALUE!
OHIO BRASS | 87573 | Y | OHIO BRASS , 87573 |  |  | 2.19 | 2001-12-08 11:00 | Anjanece | 100 | 23900 | #VALUE! | #VALUE!
OHIO BRASS | 87573 | Y | OHIO BRASS , 87573 |  |  | 2.45 | 2001-12-08 11:00 | Anjanece | 100 | 23900 | #VALUE! | #VALUE!
OHIO BRASS | 87573 | Y | OHIO BRASS , 87573 |  |  | 2.95 | 2001-12-08 11:00 | Anjanece | 100 | 23900 | #VALUE! | #VALUE!
OHIO BRASS | 87573 | Y | OHIO BRASS , 87573 |  |  | 3.2 | 2001-12-08 11:00 | Anjanece | 100 | 23900 | #VALUE! | #VALUE!
OHIO BRASS | 87573 | Y | OHIO BRASS , 87573 |  |  | 3.42 | 2001-12-08 11:00 | Anjanece | 100 | 23900 | #VALUE! | #VALUE!
OHIO BRASS | 87573 | Y | OHIO BRASS , 87573 |  |  | 3.43 | 2001-12-08 11:00 | Anjanece | 100 | 23900 | #VALUE! | #VALUE!
OHIO BRASS | 87573 | Y | OHIO BRASS , 87573 |  |  | 3.46 | 2001-12-08 11:00 | Anjanece | 100 | 23900 | #VALUE! | #VALUE!
OHIO BRASS | 87573 | Y | OHIO BRASS , 87573 |  |  | 3.47 | 2001-12-08 11:00 | Anjanece | 100 | 23900 | #VALUE! | #VALUE!
OHIO BRASS | 87573 | Y | OHIO BRASS , 87573 |  | Storm Stores | 0 | 2018-04-16 10:34 | Anjanece | 100 | 23900 | #VALUE! | #VALUE!
OHIO BRASS | 87573 | Y | OHIO BRASS , 87573 |  |  | 1.4 | 2018-04-16 10:34 | Anjanece | 100 | 23900 | #VALUE! | #VALUE!
OHIO BRASS | 87573 | Y | OHIO BRASS , 87573 |  |  | 1.42 | 2018-04-16 10:34 | Anjanece | 100 | 23900 | #VALUE! | #VALUE!
OHIO BRASS | 87573 | Y | OHIO BRASS , 87573 |  |  | 1.59 | 2018-04-16 10:34 | Anjanece | 100 | 23900 | #VALUE! | #VALUE!
OHIO BRASS | 87573 | Y | OHIO BRASS , 87573 |  |  | 1.6 | 2018-04-16 10:34 | Anjanece | 100 | 23900 | #VALUE! | #VALUE!
OHIO BRASS | 87573 | Y | OHIO BRASS , 87573 |  |  | 1.68 | 2018-04-16 10:34 | Anjanece | 100 | 23900 | #VALUE! | #VALUE!
OHIO BRASS | 87573 | Y | OHIO BRASS , 87573 |  |  | 1.71 | 2018-04-16 10:34 | Anjanece | 100 | 23900 | #VALUE! | #VALUE!
POWERLINE HARDWARE CO. | P25249.1 | Y | POWERLINE HARDWARE CO. , P25249.1 | JEA OVERHEAD DISTRIBUTION | CSC Stores | 0.89 | 2001-12-08 11:00 | Anjanece | 100 | 23900 | #VALUE! | #VALUE!
POWERLINE HARDWARE CO. | P25249.1 | Y | POWERLINE HARDWARE CO. , P25249.1 |  |  | 0.9 | 2001-12-08 11:00 | Anjanece | 100 | 23900 | #VALUE! | #VALUE!
POWERLINE HARDWARE CO. | P25249.1 | Y | POWERLINE HARDWARE CO. , P25249.1 |  |  | 0.91 | 2001-12-08 11:00 | Anjanece | 100 | 23900 | #VALUE! | #VALUE!
POWERLINE HARDWARE CO. | P25249.1 | Y | POWERLINE HARDWARE CO. , P25249.1 |  |  | 0.92 | 2001-12-08 11:00 | Anjanece | 100 | 23900 | #VALUE! | #VALUE!
POWERLINE HARDWARE CO. | P25249.1 | Y | POWERLINE HARDWARE CO. , P25249.1 |  |  | 1 | 2001-12-08 11:00 | Anjanece | 100 | 23900 | #VALUE! | #VALUE!
POWERLINE HARDWARE CO. | P25249.1 | Y | POWERLINE HARDWARE CO. , P25249.1 |  |  | 1.05 | 2001-12-08 11:00 | Anjanece | 100 | 23900 | #VALUE! | #VALUE!
POWERLINE HARDWARE CO. | P25249.1 | Y | POWERLINE HARDWARE CO. , P25249.1 |  |  | 1.13 | 2001-12-08 11:00 | Anjanece | 100 | 23900 | #VALUE! | #VALUE!
POWERLINE HARDWARE CO. | P25249.1 | Y | POWERLINE HARDWARE CO. , P25249.1 |  |  | 1.19 | 2001-12-08 11:00 | Anjanece | 100 | 23900 | #VALUE! | #VALUE!
POWERLINE HARDWARE CO. | P25249.1 | Y | POWERLINE HARDWARE CO. , P25249.1 |  |  | 1.25 | 2001-12-08 11:00 | Anjanece | 100 | 23900 | #VALUE! | #VALUE!
POWERLINE HARDWARE CO. | P25249.1 | Y | POWERLINE HARDWARE CO. , P25249.1 |  |  | 1.29 | 2001-12-08 11:00 | Anjanece | 100 | 23900 | #VALUE! | #VALUE!
POWERLINE HARDWARE CO. | P25249.1 | Y | POWERLINE HARDWARE CO. , P25249.1 |  |  | 1.42 | 2001-12-08 11:00 | Anjanece | 100 | 23900 | #VALUE! | #VALUE!
POWERLINE HARDWARE CO. | P25249.1 | Y | POWERLINE HARDWARE CO. , P25249.1 |  |  | 1.45 | 2001-12-08 11:00 | Anjanece | 100 | 23900 | #VALUE! | #VALUE!
POWERLINE HARDWARE CO. | P25249.1 | Y | POWERLINE HARDWARE CO. , P25249.1 |  |  | 1.46 | 2001-12-08 11:00 | Anjanece | 100 | 23900 | #VALUE! | #VALUE!
POWERLINE HARDWARE CO. | P25249.1 | Y | POWERLINE HARDWARE CO. , P25249.1 |  |  | 1.47 | 2001-12-08 11:00 | Anjanece | 100 | 23900 | #VALUE! | #VALUE!
POWERLINE HARDWARE CO. | P25249.1 | Y | POWERLINE HARDWARE CO. , P25249.1 |  |  | 1.49 | 2001-12-08 11:00 | Anjanece | 100 | 23900 | #VALUE! | #VALUE!
POWERLINE HARDWARE CO. | P25249.1 | Y | POWERLINE HARDWARE CO. , P25249.1 |  |  | 1.56 | 2001-12-08 11:00 | Anjanece | 100 | 23900 | #VALUE! | #VALUE!
POWERLINE HARDWARE CO. | P25249.1 | Y | POWERLINE HARDWARE CO. , P25249.1 |  |  | 1.68 | 2001-12-08 11:00 | Anjanece | 100 | 23900 | #VALUE! | #VALUE!
POWERLINE HARDWARE CO. | P25249.1 | Y | POWERLINE HARDWARE CO. , P25249.1 |  |  | 1.69 | 2001-12-08 11:00 | Anjanece | 100 | 23900 | #VALUE! | #VALUE!
POWERLINE HARDWARE CO. | P25249.1 | Y | POWERLINE HARDWARE CO. , P25249.1 |  |  | 1.71 | 2001-12-08 11:00 | Anjanece | 100 | 23900 | #VALUE! | #VALUE!
POWERLINE HARDWARE CO. | P25249.1 | Y | POWERLINE HARDWARE CO. , P25249.1 |  |  | 1.72 | 2001-12-08 11:00 | Anjanece | 100 | 23900 | #VALUE! | #VALUE!
POWERLINE HARDWARE CO. | P25249.1 | Y | POWERLINE HARDWARE CO. , P25249.1 |  |  | 1.77 | 2001-12-08 11:00 | Anjanece | 100 | 23900 | #VALUE! | #VALUE!
POWERLINE HARDWARE CO. | P25249.1 | Y | POWERLINE HARDWARE CO. , P25249.1 |  |  | 1.79 | 2001-12-08 11:00 | Anjanece | 100 | 23900 | #VALUE! | #VALUE!
POWERLINE HARDWARE CO. | P25249.1 | Y | POWERLINE HARDWARE CO. , P25249.1 |  |  | 1.8 | 2001-12-08 11:00 | Anjanece | 100 | 23900 | #VALUE! | #VALUE!
POWERLINE HARDWARE CO. | P25249.1 | Y | POWERLINE HARDWARE CO. , P25249.1 |  |  | 1.84 | 2001-12-08 11:00 | Anjanece | 100 | 23900 | #VALUE! | #VALUE!
POWERLINE HARDWARE CO. | P25249.1 | Y | POWERLINE HARDWARE CO. , P25249.1 |  |  | 1.85 | 2001-12-08 11:00 | Anjanece | 100 | 23900 | #VALUE! | #VALUE!
POWERLINE HARDWARE CO. | P25249.1 | Y | POWERLINE HARDWARE CO. , P25249.1 |  |  | 1.86 | 2001-12-08 11:00 | Anjanece | 100 | 23900 | #VALUE! | #VALUE!
POWERLINE HARDWARE CO. | P25249.1 | Y | POWERLINE HARDWARE CO. , P25249.1 |  |  | 1.89 | 2001-12-08 11:00 | Anjanece | 100 | 23900 | #VALUE! | #VALUE!
POWERLINE HARDWARE CO. | P25249.1 | Y | POWERLINE HARDWARE CO. , P25249.1 |  |  | 2.19 | 2001-12-08 11:00 | Anjanece | 100 | 23900 | #VALUE! | #VALUE!
POWERLINE HARDWARE CO. | P25249.1 | Y | POWERLINE HARDWARE CO. , P25249.1 |  |  | 2.45 | 2001-12-08 11:00 | Anjanece | 100 | 23900 | #VALUE! | #VALUE!
POWERLINE HARDWARE CO. | P25249.1 | Y | POWERLINE HARDWARE CO. , P25249.1 |  |  | 2.95 | 2001-12-08 11:00 | Anjanece | 100 | 23900 | #VALUE! | #VALUE!
POWERLINE HARDWARE CO. | P25249.1 | Y | POWERLINE HARDWARE CO. , P25249.1 |  |  | 3.2 | 2001-12-08 11:00 | Anjanece | 100 | 23900 | #VALUE! | #VALUE!
POWERLINE HARDWARE CO. | P25249.1 | Y | POWERLINE HARDWARE CO. , P25249.1 |  |  | 3.42 | 2001-12-08 11:00 | Anjanece | 100 | 23900 | #VALUE! | #VALUE!
POWERLINE HARDWARE CO. | P25249.1 | Y | POWERLINE HARDWARE CO. , P25249.1 |  |  | 3.43 | 2001-12-08 11:00 | Anjanece | 100 | 23900 | #VALUE! | #VALUE!
POWERLINE HARDWARE CO. | P25249.1 | Y | POWERLINE HARDWARE CO. , P25249.1 |  |  | 3.46 | 2001-12-08 11:00 | Anjanece | 100 | 23900 | #VALUE! | #VALUE!
POWERLINE HARDWARE CO. | P25249.1 | Y | POWERLINE HARDWARE CO. , P25249.1 |  |  | 3.47 | 2001-12-08 11:00 | Anjanece | 100 | 23900 | #VALUE! | #VALUE!
POWERLINE HARDWARE CO. | P25249.1 | Y | POWERLINE HARDWARE CO. , P25249.1 |  | Storm Stores | 0 | 2018-04-16 10:34 | Anjanece | 100 | 23900 | #VALUE! | #VALUE!
POWERLINE HARDWARE CO. | P25249.1 | Y | POWERLINE HARDWARE CO. , P25249.1 |  |  | 1.4 | 2018-04-16 10:34 | Anjanece | 100 | 23900 | #VALUE! | #VALUE!
POWERLINE HARDWARE CO. | P25249.1 | Y | POWERLINE HARDWARE CO. , P25249.1 |  |  | 1.42 | 2018-04-16 10:34 | Anjanece | 100 | 23900 | #VALUE! | #VALUE!
POWERLINE HARDWARE CO. | P25249.1 | Y | POWERLINE HARDWARE CO. , P25249.1 |  |  | 1.59 | 2018-04-16 10:34 | Anjanece | 100 | 23900 | #VALUE! | #VALUE!
POWERLINE HARDWARE CO. | P25249.1 | Y | POWERLINE HARDWARE CO. , P25249.1 |  |  | 1.6 | 2018-04-16 10:34 | Anjanece | 100 | 23900 | #VALUE! | #VALUE!
POWERLINE HARDWARE CO. | P25249.1 | Y | POWERLINE HARDWARE CO. , P25249.1 |  |  | 1.68 | 2018-04-16 10:34 | Anjanece | 100 | 23900 | #VALUE! | #VALUE!
POWERLINE HARDWARE CO. | P25249.1 | Y | POWERLINE HARDWARE CO. , P25249.1 |  |  | 1.71 | 2018-04-16 10:34 | Anjanece | 100 | 23900 | #VALUE! | #VALUE!
UTILITIES SERVICE | 6502 | Y | UTILITIES SERVICE , 6502 | JEA OVERHEAD DISTRIBUTION | CSC Stores | 0.89 | 2001-12-08 11:00 | Anjanece | 100 | 23900 | #VALUE! | #VALUE!
UTILITIES SERVICE | 6502 | Y | UTILITIES SERVICE , 6502 |  |  | 0.9 | 2001-12-08 11:00 | Anjanece | 100 | 23900 | #VALUE! | #VALUE!
UTILITIES SERVICE | 6502 | Y | UTILITIES SERVICE , 6502 |  |  | 0.91 | 2001-12-08 11:00 | Anjanece | 100 | 23900 | #VALUE! | #VALUE!
UTILITIES SERVICE | 6502 | Y | UTILITIES SERVICE , 6502 |  |  | 0.92 | 2001-12-08 11:00 | Anjanece | 100 | 23900 | #VALUE! | #VALUE!
UTILITIES SERVICE | 6502 | Y | UTILITIES SERVICE , 6502 |  |  | 1 | 2001-12-08 11:00 | Anjanece | 100 | 23900 | #VALUE! | #VALUE!
UTILITIES SERVICE | 6502 | Y | UTILITIES SERVICE , 6502 |  |  | 1.05 | 2001-12-08 11:00 | Anjanece | 100 | 23900 | #VALUE! | #VALUE!
UTILITIES SERVICE | 6502 | Y | UTILITIES SERVICE , 6502 |  |  | 1.13 | 2001-12-08 11:00 | Anjanece | 100 | 23900 | #VALUE! | #VALUE!
UTILITIES SERVICE | 6502 | Y | UTILITIES SERVICE , 6502 |  |  | 1.19 | 2001-12-08 11:00 | Anjanece | 100 | 23900 | #VALUE! | #VALUE!
UTILITIES SERVICE | 6502 | Y | UTILITIES SERVICE , 6502 |  |  | 1.25 | 2001-12-08 11:00 | Anjanece | 100 | 23900 | #VALUE! | #VALUE!
UTILITIES SERVICE | 6502 | Y | UTILITIES SERVICE , 6502 |  |  | 1.29 | 2001-12-08 11:00 | Anjanece | 100 | 23900 | #VALUE! | #VALUE!
UTILITIES SERVICE | 6502 | Y | UTILITIES SERVICE , 6502 |  |  | 1.42 | 2001-12-08 11:00 | Anjanece | 100 | 23900 | #VALUE! | #VALUE!
UTILITIES SERVICE | 6502 | Y | UTILITIES SERVICE , 6502 |  |  | 1.45 | 2001-12-08 11:00 | Anjanece | 100 | 23900 | #VALUE! | #VALUE!
UTILITIES SERVICE | 6502 | Y | UTILITIES SERVICE , 6502 |  |  | 1.46 | 2001-12-08 11:00 | Anjanece | 100 | 23900 | #VALUE! | #VALUE!
UTILITIES SERVICE | 6502 | Y | UTILITIES SERVICE , 6502 |  |  | 1.47 | 2001-12-08 11:00 | Anjanece | 100 | 23900 | #VALUE! | #VALUE!
UTILITIES SERVICE | 6502 | Y | UTILITIES SERVICE , 6502 |  |  | 1.49 | 2001-12-08 11:00 | Anjanece | 100 | 23900 | #VALUE! | #VALUE!
UTILITIES SERVICE | 6502 | Y | UTILITIES SERVICE , 6502 |  |  | 1.56 | 2001-12-08 11:00 | Anjanece | 100 | 23900 | #VALUE! | #VALUE!
UTILITIES SERVICE | 6502 | Y | UTILITIES SERVICE , 6502 |  |  | 1.68 | 2001-12-08 11:00 | Anjanece | 100 | 23900 | #VALUE! | #VALUE!
UTILITIES SERVICE | 6502 | Y | UTILITIES SERVICE , 6502 |  |  | 1.69 | 2001-12-08 11:00 | Anjanece | 100 | 23900 | #VALUE! | #VALUE!
UTILITIES SERVICE | 6502 | Y | UTILITIES SERVICE , 6502 |  |  | 1.71 | 2001-12-08 11:00 | Anjanece | 100 | 23900 | #VALUE! | #VALUE!
UTILITIES SERVICE | 6502 | Y | UTILITIES SERVICE , 6502 |  |  | 1.72 | 2001-12-08 11:00 | Anjanece | 100 | 23900 | #VALUE! | #VALUE!
UTILITIES SERVICE | 6502 | Y | UTILITIES SERVICE , 6502 |  |  | 1.77 | 2001-12-08 11:00 | Anjanece | 100 | 23900 | #VALUE! | #VALUE!
UTILITIES SERVICE | 6502 | Y | UTILITIES SERVICE , 6502 |  |  | 1.79 | 2001-12-08 11:00 | Anjanece | 100 | 23900 | #VALUE! | #VALUE!
UTILITIES SERVICE | 6502 | Y | UTILITIES SERVICE , 6502 |  |  | 1.8 | 2001-12-08 11:00 | Anjanece | 100 | 23900 | #VALUE! | #VALUE!
UTILITIES SERVICE | 6502 | Y | UTILITIES SERVICE , 6502 |  |  | 1.84 | 2001-12-08 11:00 | Anjanece | 100 | 23900 | #VALUE! | #VALUE!
UTILITIES SERVICE | 6502 | Y | UTILITIES SERVICE , 6502 |  |  | 1.85 | 2001-12-08 11:00 | Anjanece | 100 | 23900 | #VALUE! | #VALUE!
UTILITIES SERVICE | 6502 | Y | UTILITIES SERVICE , 6502 |  |  | 1.86 | 2001-12-08 11:00 | Anjanece | 100 | 23900 | #VALUE! | #VALUE!
UTILITIES SERVICE | 6502 | Y | UTILITIES SERVICE , 6502 |  |  | 1.89 | 2001-12-08 11:00 | Anjanece | 100 | 23900 | #VALUE! | #VALUE!
UTILITIES SERVICE | 6502 | Y | UTILITIES SERVICE , 6502 |  |  | 2.19 | 2001-12-08 11:00 | Anjanece | 100 | 23900 | #VALUE! | #VALUE!
UTILITIES SERVICE | 6502 | Y | UTILITIES SERVICE , 6502 |  |  | 2.45 | 2001-12-08 11:00 | Anjanece | 100 | 23900 | #VALUE! | #VALUE!
UTILITIES SERVICE | 6502 | Y | UTILITIES SERVICE , 6502 |  |  | 2.95 | 2001-12-08 11:00 | Anjanece | 100 | 23900 | #VALUE! | #VALUE!
UTILITIES SERVICE | 6502 | Y | UTILITIES SERVICE , 6502 |  |  | 3.2 | 2001-12-08 11:00 | Anjanece | 100 | 23900 | #VALUE! | #VALUE!
UTILITIES SERVICE | 6502 | Y | UTILITIES SERVICE , 6502 |  |  | 3.42 | 2001-12-08 11:00 | Anjanece | 100 | 23900 | #VALUE! | #VALUE!
UTILITIES SERVICE | 6502 | Y | UTILITIES SERVICE , 6502 |  |  | 3.43 | 2001-12-08 11:00 | Anjanece | 100 | 23900 | #VALUE! | #VALUE!
UTILITIES SERVICE | 6502 | Y | UTILITIES SERVICE , 6502 |  |  | 3.46 | 2001-12-08 11:00 | Anjanece | 100 | 23900 | #VALUE! | #VALUE!
UTILITIES SERVICE | 6502 | Y | UTILITIES SERVICE , 6502 |  |  | 3.47 | 2001-12-08 11:00 | Anjanece | 100 | 23900 | #VALUE! | #VALUE!
UTILITIES SERVICE | 6502 | Y | UTILITIES SERVICE , 6502 |  | Storm Stores | 0 | 2018-04-16 10:34 | Anjanece | 100 | 23900 | #VALUE! | #VALUE!
UTILITIES SERVICE | 6502 | Y | UTILITIES SERVICE , 6502 |  |  | 1.4 | 2018-04-16 10:34 | Anjanece | 100 | 23900 | #VALUE! | #VALUE!
UTILITIES SERVICE | 6502 | Y | UTILITIES SERVICE , 6502 |  |  | 1.42 | 2018-04-16 10:34 | Anjanece | 100 | 23900 | #VALUE! | #VALUE!
UTILITIES SERVICE | 6502 | Y | UTILITIES SERVICE , 6502 |  |  | 1.59 | 2018-04-16 10:34 | Anjanece | 100 | 23900 | #VALUE! | #VALUE!
UTILITIES SERVICE | 6502 | Y | UTILITIES SERVICE , 6502 |  |  | 1.6 | 2018-04-16 10:34 | Anjanece | 100 | 23900 | #VALUE! | #VALUE!
UTILITIES SERVICE | 6502 | Y | UTILITIES SERVICE , 6502 |  |  | 1.68 | 2018-04-16 10:34 | Anjanece | 100 | 23900 | #VALUE! | #VALUE!
UTILITIES SERVICE | 6502 | Y | UTILITIES SERVICE , 6502 |  |  | 1.71 | 2018-04-16 10:34 | Anjanece | 100 | 23900 | #VALUE! | #VALUE!
CHANCE | C903-9514 | Y | CHANCE , C903-9514 | JEA OVERHEAD DISTRIBUTION | CSC Stores | 2.91 | 2001-12-08 11:00 | Anjanece | 25 | 400 | #VALUE! | #VALUE!
CHANCE | C903-9514 | Y | CHANCE , C903-9514 |  |  | 3.05 | 2001-12-08 11:00 | Anjanece | 25 | 400 | #VALUE! | #VALUE!
CHANCE | C903-9514 | Y | CHANCE , C903-9514 |  |  | 3.45 | 2001-12-08 11:00 | Anjanece | 25 | 400 | #VALUE! | #VALUE!
CHANCE | C903-9514 | Y | CHANCE , C903-9514 |  |  | 3.46 | 2001-12-08 11:00 | Anjanece | 25 | 400 | #VALUE! | #VALUE!
CHANCE | C903-9514 | Y | CHANCE , C903-9514 |  |  | 3.48 | 2001-12-08 11:00 | Anjanece | 25 | 400 | #VALUE! | #VALUE!
CHANCE | C903-9514 | Y | CHANCE , C903-9514 |  |  | 3.5 | 2001-12-08 11:00 | Anjanece | 25 | 400 | #VALUE! | #VALUE!
CHANCE | C903-9514 | Y | CHANCE , C903-9514 |  |  | 3.51 | 2001-12-08 11:00 | Anjanece | 25 | 400 | #VALUE! | #VALUE!
CHANCE | C903-9514 | Y | CHANCE , C903-9514 |  |  | 3.52 | 2001-12-08 11:00 | Anjanece | 25 | 400 | #VALUE! | #VALUE!
CHANCE | C903-9514 | Y | CHANCE , C903-9514 |  |  | 3.53 | 2001-12-08 11:00 | Anjanece | 25 | 400 | #VALUE! | #VALUE!
CHANCE | C903-9514 | Y | CHANCE , C903-9514 |  |  | 3.55 | 2001-12-08 11:00 | Anjanece | 25 | 400 | #VALUE! | #VALUE!
CHANCE | C903-9514 | Y | CHANCE , C903-9514 |  |  | 3.59 | 2001-12-08 11:00 | Anjanece | 25 | 400 | #VALUE! | #VALUE!
CHANCE | C903-9514 | Y | CHANCE , C903-9514 |  |  | 3.6 | 2001-12-08 11:00 | Anjanece | 25 | 400 | #VALUE! | #VALUE!
CHANCE | C903-9514 | Y | CHANCE , C903-9514 |  |  | 3.65 | 2001-12-08 11:00 | Anjanece | 25 | 400 | #VALUE! | #VALUE!
CHANCE | C903-9514 | Y | CHANCE , C903-9514 |  |  | 3.66 | 2001-12-08 11:00 | Anjanece | 25 | 400 | #VALUE! | #VALUE!
CHANCE | C903-9514 | Y | CHANCE , C903-9514 |  |  | 3.68 | 2001-12-08 11:00 | Anjanece | 25 | 400 | #VALUE! | #VALUE!
CHANCE | C903-9514 | Y | CHANCE , C903-9514 |  |  | 3.69 | 2001-12-08 11:00 | Anjanece | 25 | 400 | #VALUE! | #VALUE!
CHANCE | C903-9514 | Y | CHANCE , C903-9514 |  |  | 3.7 | 2001-12-08 11:00 | Anjanece | 25 | 400 | #VALUE! | #VALUE!
CHANCE | C903-9514 | Y | CHANCE , C903-9514 |  |  | 3.81 | 2001-12-08 11:00 | Anjanece | 25 | 400 | #VALUE! | #VALUE!
CHANCE | C903-9514 | Y | CHANCE , C903-9514 |  |  | 3.83 | 2001-12-08 11:00 | Anjanece | 25 | 400 | #VALUE! | #VALUE!
CHANCE | C903-9514 | Y | CHANCE , C903-9514 |  |  | 3.86 | 2001-12-08 11:00 | Anjanece | 25 | 400 | #VALUE! | #VALUE!
CHANCE | C903-9514 | Y | CHANCE , C903-9514 |  |  | 3.87 | 2001-12-08 11:00 | Anjanece | 25 | 400 | #VALUE! | #VALUE!
CHANCE | C903-9514 | Y | CHANCE , C903-9514 |  |  | 3.97 | 2001-12-08 11:00 | Anjanece | 25 | 400 | #VALUE! | #VALUE!
CHANCE | C903-9514 | Y | CHANCE , C903-9514 |  |  | 4.46 | 2001-12-08 11:00 | Anjanece | 25 | 400 | #VALUE! | #VALUE!
CHANCE | C903-9514 | Y | CHANCE , C903-9514 |  |  | 4.84 | 2001-12-08 11:00 | Anjanece | 25 | 400 | #VALUE! | #VALUE!
CHANCE | C903-9514 | Y | CHANCE , C903-9514 |  |  | 5.02 | 2001-12-08 11:00 | Anjanece | 25 | 400 | #VALUE! | #VALUE!
CHANCE | C903-9514 | Y | CHANCE , C903-9514 |  |  | 5.23 | 2001-12-08 11:00 | Anjanece | 25 | 400 | #VALUE! | #VALUE!
CHANCE | C903-9514 | Y | CHANCE , C903-9514 |  |  | 5.76 | 2001-12-08 11:00 | Anjanece | 25 | 400 | #VALUE! | #VALUE!
COOPER POWER SYSTEMS | DF19M2 | Y | COOPER POWER SYSTEMS , DF19M2 | JEA OVERHEAD DISTRIBUTION | CSC Stores | 2.91 | 2001-12-08 11:00 | Anjanece | 25 | 400 | #VALUE! | #VALUE!
COOPER POWER SYSTEMS | DF19M2 | Y | COOPER POWER SYSTEMS , DF19M2 |  |  | 3.05 | 2001-12-08 11:00 | Anjanece | 25 | 400 | #VALUE! | #VALUE!
COOPER POWER SYSTEMS | DF19M2 | Y | COOPER POWER SYSTEMS , DF19M2 |  |  | 3.45 | 2001-12-08 11:00 | Anjanece | 25 | 400 | #VALUE! | #VALUE!
COOPER POWER SYSTEMS | DF19M2 | Y | COOPER POWER SYSTEMS , DF19M2 |  |  | 3.46 | 2001-12-08 11:00 | Anjanece | 25 | 400 | #VALUE! | #VALUE!
COOPER POWER SYSTEMS | DF19M2 | Y | COOPER POWER SYSTEMS , DF19M2 |  |  | 3.48 | 2001-12-08 11:00 | Anjanece | 25 | 400 | #VALUE! | #VALUE!
COOPER POWER SYSTEMS | DF19M2 | Y | COOPER POWER SYSTEMS , DF19M2 |  |  | 3.5 | 2001-12-08 11:00 | Anjanece | 25 | 400 | #VALUE! | #VALUE!
COOPER POWER SYSTEMS | DF19M2 | Y | COOPER POWER SYSTEMS , DF19M2 |  |  | 3.51 | 2001-12-08 11:00 | Anjanece | 25 | 400 | #VALUE! | #VALUE!
COOPER POWER SYSTEMS | DF19M2 | Y | COOPER POWER SYSTEMS , DF19M2 |  |  | 3.52 | 2001-12-08 11:00 | Anjanece | 25 | 400 | #VALUE! | #VALUE!
COOPER POWER SYSTEMS | DF19M2 | Y | COOPER POWER SYSTEMS , DF19M2 |  |  | 3.53 | 2001-12-08 11:00 | Anjanece | 25 | 400 | #VALUE! | #VALUE!
COOPER POWER SYSTEMS | DF19M2 | Y | COOPER POWER SYSTEMS , DF19M2 |  |  | 3.55 | 2001-12-08 11:00 | Anjanece | 25 | 400 | #VALUE! | #VALUE!
COOPER POWER SYSTEMS | DF19M2 | Y | COOPER POWER SYSTEMS , DF19M2 |  |  | 3.59 | 2001-12-08 11:00 | Anjanece | 25 | 400 | #VALUE! | #VALUE!
COOPER POWER SYSTEMS | DF19M2 | Y | COOPER POWER SYSTEMS , DF19M2 |  |  | 3.6 | 2001-12-08 11:00 | Anjanece | 25 | 400 | #VALUE! | #VALUE!
COOPER POWER SYSTEMS | DF19M2 | Y | COOPER POWER SYSTEMS , DF19M2 |  |  | 3.65 | 2001-12-08 11:00 | Anjanece | 25 | 400 | #VALUE! | #VALUE!
COOPER POWER SYSTEMS | DF19M2 | Y | COOPER POWER SYSTEMS , DF19M2 |  |  | 3.66 | 2001-12-08 11:00 | Anjanece | 25 | 400 | #VALUE! | #VALUE!
COOPER POWER SYSTEMS | DF19M2 | Y | COOPER POWER SYSTEMS , DF19M2 |  |  | 3.68 | 2001-12-08 11:00 | Anjanece | 25 | 400 | #VALUE! | #VALUE!
COOPER POWER SYSTEMS | DF19M2 | Y | COOPER POWER SYSTEMS , DF19M2 |  |  | 3.69 | 2001-12-08 11:00 | Anjanece | 25 | 400 | #VALUE! | #VALUE!
COOPER POWER SYSTEMS | DF19M2 | Y | COOPER POWER SYSTEMS , DF19M2 |  |  | 3.7 | 2001-12-08 11:00 | Anjanece | 25 | 400 | #VALUE! | #VALUE!
COOPER POWER SYSTEMS | DF19M2 | Y | COOPER POWER SYSTEMS , DF19M2 |  |  | 3.81 | 2001-12-08 11:00 | Anjanece | 25 | 400 | #VALUE! | #VALUE!
COOPER POWER SYSTEMS | DF19M2 | Y | COOPER POWER SYSTEMS , DF19M2 |  |  | 3.83 | 2001-12-08 11:00 | Anjanece | 25 | 400 | #VALUE! | #VALUE!
COOPER POWER SYSTEMS | DF19M2 | Y | COOPER POWER SYSTEMS , DF19M2 |  |  | 3.86 | 2001-12-08 11:00 | Anjanece | 25 | 400 | #VALUE! | #VALUE!
COOPER POWER SYSTEMS | DF19M2 | Y | COOPER POWER SYSTEMS , DF19M2 |  |  | 3.87 | 2001-12-08 11:00 | Anjanece | 25 | 400 | #VALUE! | #VALUE!
COOPER POWER SYSTEMS | DF19M2 | Y | COOPER POWER SYSTEMS , DF19M2 |  |  | 3.97 | 2001-12-08 11:00 | Anjanece | 25 | 400 | #VALUE! | #VALUE!
COOPER POWER SYSTEMS | DF19M2 | Y | COOPER POWER SYSTEMS , DF19M2 |  |  | 4.46 | 2001-12-08 11:00 | Anjanece | 25 | 400 | #VALUE! | #VALUE!
COOPER POWER SYSTEMS | DF19M2 | Y | COOPER POWER SYSTEMS , DF19M2 |  |  | 4.84 | 2001-12-08 11:00 | Anjanece | 25 | 400 | #VALUE! | #VALUE!
COOPER POWER SYSTEMS | DF19M2 | Y | COOPER POWER SYSTEMS , DF19M2 |  |  | 5.02 | 2001-12-08 11:00 | Anjanece | 25 | 400 | #VALUE! | #VALUE!
COOPER POWER SYSTEMS | DF19M2 | Y | COOPER POWER SYSTEMS , DF19M2 |  |  | 5.23 | 2001-12-08 11:00 | Anjanece | 25 | 400 | #VALUE! | #VALUE!
COOPER POWER SYSTEMS | DF19M2 | Y | COOPER POWER SYSTEMS , DF19M2 |  |  | 5.76 | 2001-12-08 11:00 | Anjanece | 25 | 400 | #VALUE! | #VALUE!
HUGHES | 2752.2 | Y | HUGHES , 2752.2 | JEA OVERHEAD DISTRIBUTION | CSC Stores | 2.91 | 2001-12-08 11:00 | Anjanece | 25 | 400 | #VALUE! | #VALUE!
HUGHES | 2752.2 | Y | HUGHES , 2752.2 |  |  | 3.05 | 2001-12-08 11:00 | Anjanece | 25 | 400 | #VALUE! | #VALUE!
HUGHES | 2752.2 | Y | HUGHES , 2752.2 |  |  | 3.45 | 2001-12-08 11:00 | Anjanece | 25 | 400 | #VALUE! | #VALUE!
HUGHES | 2752.2 | Y | HUGHES , 2752.2 |  |  | 3.46 | 2001-12-08 11:00 | Anjanece | 25 | 400 | #VALUE! | #VALUE!
HUGHES | 2752.2 | Y | HUGHES , 2752.2 |  |  | 3.48 | 2001-12-08 11:00 | Anjanece | 25 | 400 | #VALUE! | #VALUE!
HUGHES | 2752.2 | Y | HUGHES , 2752.2 |  |  | 3.5 | 2001-12-08 11:00 | Anjanece | 25 | 400 | #VALUE! | #VALUE!
HUGHES | 2752.2 | Y | HUGHES , 2752.2 |  |  | 3.51 | 2001-12-08 11:00 | Anjanece | 25 | 400 | #VALUE! | #VALUE!
HUGHES | 2752.2 | Y | HUGHES , 2752.2 |  |  | 3.52 | 2001-12-08 11:00 | Anjanece | 25 | 400 | #VALUE! | #VALUE!
HUGHES | 2752.2 | Y | HUGHES , 2752.2 |  |  | 3.53 | 2001-12-08 11:00 | Anjanece | 25 | 400 | #VALUE! | #VALUE!
HUGHES | 2752.2 | Y | HUGHES , 2752.2 |  |  | 3.55 | 2001-12-08 11:00 | Anjanece | 25 | 400 | #VALUE! | #VALUE!
HUGHES | 2752.2 | Y | HUGHES , 2752.2 |  |  | 3.59 | 2001-12-08 11:00 | Anjanece | 25 | 400 | #VALUE! | #VALUE!
HUGHES | 2752.2 | Y | HUGHES , 2752.2 |  |  | 3.6 | 2001-12-08 11:00 | Anjanece | 25 | 400 | #VALUE! | #VALUE!
HUGHES | 2752.2 | Y | HUGHES , 2752.2 |  |  | 3.65 | 2001-12-08 11:00 | Anjanece | 25 | 400 | #VALUE! | #VALUE!
HUGHES | 2752.2 | Y | HUGHES , 2752.2 |  |  | 3.66 | 2001-12-08 11:00 | Anjanece | 25 | 400 | #VALUE! | #VALUE!
HUGHES | 2752.2 | Y | HUGHES , 2752.2 |  |  | 3.68 | 2001-12-08 11:00 | Anjanece | 25 | 400 | #VALUE! | #VALUE!
HUGHES | 2752.2 | Y | HUGHES , 2752.2 |  |  | 3.69 | 2001-12-08 11:00 | Anjanece | 25 | 400 | #VALUE! | #VALUE!
HUGHES | 2752.2 | Y | HUGHES , 2752.2 |  |  | 3.7 | 2001-12-08 11:00 | Anjanece | 25 | 400 | #VALUE! | #VALUE!
HUGHES | 2752.2 | Y | HUGHES , 2752.2 |  |  | 3.81 | 2001-12-08 11:00 | Anjanece | 25 | 400 | #VALUE! | #VALUE!
HUGHES | 2752.2 | Y | HUGHES , 2752.2 |  |  | 3.83 | 2001-12-08 11:00 | Anjanece | 25 | 400 | #VALUE! | #VALUE!
HUGHES | 2752.2 | Y | HUGHES , 2752.2 |  |  | 3.86 | 2001-12-08 11:00 | Anjanece | 25 | 400 | #VALUE! | #VALUE!
HUGHES | 2752.2 | Y | HUGHES , 2752.2 |  |  | 3.87 | 2001-12-08 11:00 | Anjanece | 25 | 400 | #VALUE! | #VALUE!
HUGHES | 2752.2 | Y | HUGHES , 2752.2 |  |  | 3.97 | 2001-12-08 11:00 | Anjanece | 25 | 400 | #VALUE! | #VALUE!
HUGHES | 2752.2 | Y | HUGHES , 2752.2 |  |  | 4.46 | 2001-12-08 11:00 | Anjanece | 25 | 400 | #VALUE! | #VALUE!
HUGHES | 2752.2 | Y | HUGHES , 2752.2 |  |  | 4.84 | 2001-12-08 11:00 | Anjanece | 25 | 400 | #VALUE! | #VALUE!
HUGHES | 2752.2 | Y | HUGHES , 2752.2 |  |  | 5.02 | 2001-12-08 11:00 | Anjanece | 25 | 400 | #VALUE! | #VALUE!
HUGHES | 2752.2 | Y | HUGHES , 2752.2 |  |  | 5.23 | 2001-12-08 11:00 | Anjanece | 25 | 400 | #VALUE! | #VALUE!
HUGHES | 2752.2 | Y | HUGHES , 2752.2 |  |  | 5.76 | 2001-12-08 11:00 | Anjanece | 25 | 400 | #VALUE! | #VALUE!
JOSLYN HI-VOLTAGE CORP. | J25248.7 | Y | JOSLYN HI-VOLTAGE CORP. , J25248.7 | JEA OVERHEAD DISTRIBUTION | CSC Stores | 2.91 | 2001-12-08 11:00 | Anjanece | 25 | 400 | #VALUE! | #VALUE!
JOSLYN HI-VOLTAGE CORP. | J25248.7 | Y | JOSLYN HI-VOLTAGE CORP. , J25248.7 |  |  | 3.05 | 2001-12-08 11:00 | Anjanece | 25 | 400 | #VALUE! | #VALUE!
JOSLYN HI-VOLTAGE CORP. | J25248.7 | Y | JOSLYN HI-VOLTAGE CORP. , J25248.7 |  |  | 3.45 | 2001-12-08 11:00 | Anjanece | 25 | 400 | #VALUE! | #VALUE!
JOSLYN HI-VOLTAGE CORP. | J25248.7 | Y | JOSLYN HI-VOLTAGE CORP. , J25248.7 |  |  | 3.46 | 2001-12-08 11:00 | Anjanece | 25 | 400 | #VALUE! | #VALUE!
JOSLYN HI-VOLTAGE CORP. | J25248.7 | Y | JOSLYN HI-VOLTAGE CORP. , J25248.7 |  |  | 3.48 | 2001-12-08 11:00 | Anjanece | 25 | 400 | #VALUE! | #VALUE!
JOSLYN HI-VOLTAGE CORP. | J25248.7 | Y | JOSLYN HI-VOLTAGE CORP. , J25248.7 |  |  | 3.5 | 2001-12-08 11:00 | Anjanece | 25 | 400 | #VALUE! | #VALUE!
JOSLYN HI-VOLTAGE CORP. | J25248.7 | Y | JOSLYN HI-VOLTAGE CORP. , J25248.7 |  |  | 3.51 | 2001-12-08 11:00 | Anjanece | 25 | 400 | #VALUE! | #VALUE!
JOSLYN HI-VOLTAGE CORP. | J25248.7 | Y | JOSLYN HI-VOLTAGE CORP. , J25248.7 |  |  | 3.52 | 2001-12-08 11:00 | Anjanece | 25 | 400 | #VALUE! | #VALUE!
JOSLYN HI-VOLTAGE CORP. | J25248.7 | Y | JOSLYN HI-VOLTAGE CORP. , J25248.7 |  |  | 3.53 | 2001-12-08 11:00 | Anjanece | 25 | 400 | #VALUE! | #VALUE!
JOSLYN HI-VOLTAGE CORP. | J25248.7 | Y | JOSLYN HI-VOLTAGE CORP. , J25248.7 |  |  | 3.55 | 2001-12-08 11:00 | Anjanece | 25 | 400 | #VALUE! | #VALUE!
JOSLYN HI-VOLTAGE CORP. | J25248.7 | Y | JOSLYN HI-VOLTAGE CORP. , J25248.7 |  |  | 3.59 | 2001-12-08 11:00 | Anjanece | 25 | 400 | #VALUE! | #VALUE!
JOSLYN HI-VOLTAGE CORP. | J25248.7 | Y | JOSLYN HI-VOLTAGE CORP. , J25248.7 |  |  | 3.6 | 2001-12-08 11:00 | Anjanece | 25 | 400 | #VALUE! | #VALUE!
JOSLYN HI-VOLTAGE CORP. | J25248.7 | Y | JOSLYN HI-VOLTAGE CORP. , J25248.7 |  |  | 3.65 | 2001-12-08 11:00 | Anjanece | 25 | 400 | #VALUE! | #VALUE!
JOSLYN HI-VOLTAGE CORP. | J25248.7 | Y | JOSLYN HI-VOLTAGE CORP. , J25248.7 |  |  | 3.66 | 2001-12-08 11:00 | Anjanece | 25 | 400 | #VALUE! | #VALUE!
JOSLYN HI-VOLTAGE CORP. | J25248.7 | Y | JOSLYN HI-VOLTAGE CORP. , J25248.7 |  |  | 3.68 | 2001-12-08 11:00 | Anjanece | 25 | 400 | #VALUE! | #VALUE!
JOSLYN HI-VOLTAGE CORP. | J25248.7 | Y | JOSLYN HI-VOLTAGE CORP. , J25248.7 |  |  | 3.69 | 2001-12-08 11:00 | Anjanece | 25 | 400 | #VALUE! | #VALUE!
JOSLYN HI-VOLTAGE CORP. | J25248.7 | Y | JOSLYN HI-VOLTAGE CORP. , J25248.7 |  |  | 3.7 | 2001-12-08 11:00 | Anjanece | 25 | 400 | #VALUE! | #VALUE!
JOSLYN HI-VOLTAGE CORP. | J25248.7 | Y | JOSLYN HI-VOLTAGE CORP. , J25248.7 |  |  | 3.81 | 2001-12-08 11:00 | Anjanece | 25 | 400 | #VALUE! | #VALUE!
JOSLYN HI-VOLTAGE CORP. | J25248.7 | Y | JOSLYN HI-VOLTAGE CORP. , J25248.7 |  |  | 3.83 | 2001-12-08 11:00 | Anjanece | 25 | 400 | #VALUE! | #VALUE!
JOSLYN HI-VOLTAGE CORP. | J25248.7 | Y | JOSLYN HI-VOLTAGE CORP. , J25248.7 |  |  | 3.86 | 2001-12-08 11:00 | Anjanece | 25 | 400 | #VALUE! | #VALUE!
JOSLYN HI-VOLTAGE CORP. | J25248.7 | Y | JOSLYN HI-VOLTAGE CORP. , J25248.7 |  |  | 3.87 | 2001-12-08 11:00 | Anjanece | 25 | 400 | #VALUE! | #VALUE!
JOSLYN HI-VOLTAGE CORP. | J25248.7 | Y | JOSLYN HI-VOLTAGE CORP. , J25248.7 |  |  | 3.97 | 2001-12-08 11:00 | Anjanece | 25 | 400 | #VALUE! | #VALUE!
JOSLYN HI-VOLTAGE CORP. | J25248.7 | Y | JOSLYN HI-VOLTAGE CORP. , J25248.7 |  |  | 4.46 | 2001-12-08 11:00 | Anjanece | 25 | 400 | #VALUE! | #VALUE!
JOSLYN HI-VOLTAGE CORP. | J25248.7 | Y | JOSLYN HI-VOLTAGE CORP. , J25248.7 |  |  | 4.84 | 2001-12-08 11:00 | Anjanece | 25 | 400 | #VALUE! | #VALUE!
JOSLYN HI-VOLTAGE CORP. | J25248.7 | Y | JOSLYN HI-VOLTAGE CORP. , J25248.7 |  |  | 5.02 | 2001-12-08 11:00 | Anjanece | 25 | 400 | #VALUE! | #VALUE!
JOSLYN HI-VOLTAGE CORP. | J25248.7 | Y | JOSLYN HI-VOLTAGE CORP. , J25248.7 |  |  | 5.23 | 2001-12-08 11:00 | Anjanece | 25 | 400 | #VALUE! | #VALUE!
JOSLYN HI-VOLTAGE CORP. | J25248.7 | Y | JOSLYN HI-VOLTAGE CORP. , J25248.7 |  |  | 5.76 | 2001-12-08 11:00 | Anjanece | 25 | 400 | #VALUE! | #VALUE!
LAPP | 11612A | Y | LAPP , 11612A | JEA OVERHEAD DISTRIBUTION | CSC Stores | 2.91 | 2001-12-08 11:00 | Anjanece | 25 | 400 | #VALUE! | #VALUE!
LAPP | 11612A | Y | LAPP , 11612A |  |  | 3.05 | 2001-12-08 11:00 | Anjanece | 25 | 400 | #VALUE! | #VALUE!
LAPP | 11612A | Y | LAPP , 11612A |  |  | 3.45 | 2001-12-08 11:00 | Anjanece | 25 | 400 | #VALUE! | #VALUE!
LAPP | 11612A | Y | LAPP , 11612A |  |  | 3.46 | 2001-12-08 11:00 | Anjanece | 25 | 400 | #VALUE! | #VALUE!
LAPP | 11612A | Y | LAPP , 11612A |  |  | 3.48 | 2001-12-08 11:00 | Anjanece | 25 | 400 | #VALUE! | #VALUE!
LAPP | 11612A | Y | LAPP , 11612A |  |  | 3.5 | 2001-12-08 11:00 | Anjanece | 25 | 400 | #VALUE! | #VALUE!
LAPP | 11612A | Y | LAPP , 11612A |  |  | 3.51 | 2001-12-08 11:00 | Anjanece | 25 | 400 | #VALUE! | #VALUE!
LAPP | 11612A | Y | LAPP , 11612A |  |  | 3.52 | 2001-12-08 11:00 | Anjanece | 25 | 400 | #VALUE! | #VALUE!
LAPP | 11612A | Y | LAPP , 11612A |  |  | 3.53 | 2001-12-08 11:00 | Anjanece | 25 | 400 | #VALUE! | #VALUE!
LAPP | 11612A | Y | LAPP , 11612A |  |  | 3.55 | 2001-12-08 11:00 | Anjanece | 25 | 400 | #VALUE! | #VALUE!
LAPP | 11612A | Y | LAPP , 11612A |  |  | 3.59 | 2001-12-08 11:00 | Anjanece | 25 | 400 | #VALUE! | #VALUE!
LAPP | 11612A | Y | LAPP , 11612A |  |  | 3.6 | 2001-12-08 11:00 | Anjanece | 25 | 400 | #VALUE! | #VALUE!
LAPP | 11612A | Y | LAPP , 11612A |  |  | 3.65 | 2001-12-08 11:00 | Anjanece | 25 | 400 | #VALUE! | #VALUE!
LAPP | 11612A | Y | LAPP , 11612A |  |  | 3.66 | 2001-12-08 11:00 | Anjanece | 25 | 400 | #VALUE! | #VALUE!
LAPP | 11612A | Y | LAPP , 11612A |  |  | 3.68 | 2001-12-08 11:00 | Anjanece | 25 | 400 | #VALUE! | #VALUE!
LAPP | 11612A | Y | LAPP , 11612A |  |  | 3.69 | 2001-12-08 11:00 | Anjanece | 25 | 400 | #VALUE! | #VALUE!
LAPP | 11612A | Y | LAPP , 11612A |  |  | 3.7 | 2001-12-08 11:00 | Anjanece | 25 | 400 | #VALUE! | #VALUE!
LAPP | 11612A | Y | LAPP , 11612A |  |  | 3.81 | 2001-12-08 11:00 | Anjanece | 25 | 400 | #VALUE! | #VALUE!
LAPP | 11612A | Y | LAPP , 11612A |  |  | 3.83 | 2001-12-08 11:00 | Anjanece | 25 | 400 | #VALUE! | #VALUE!
LAPP | 11612A | Y | LAPP , 11612A |  |  | 3.86 | 2001-12-08 11:00 | Anjanece | 25 | 400 | #VALUE! | #VALUE!
LAPP | 11612A | Y | LAPP , 11612A |  |  | 3.87 | 2001-12-08 11:00 | Anjanece | 25 | 400 | #VALUE! | #VALUE!
LAPP | 11612A | Y | LAPP , 11612A |  |  | 3.97 | 2001-12-08 11:00 | Anjanece | 25 | 400 | #VALUE! | #VALUE!
LAPP | 11612A | Y | LAPP , 11612A |  |  | 4.46 | 2001-12-08 11:00 | Anjanece | 25 | 400 | #VALUE! | #VALUE!
LAPP | 11612A | Y | LAPP , 11612A |  |  | 4.84 | 2001-12-08 11:00 | Anjanece | 25 | 400 | #VALUE! | #VALUE!
LAPP | 11612A | Y | LAPP , 11612A |  |  | 5.02 | 2001-12-08 11:00 | Anjanece | 25 | 400 | #VALUE! | #VALUE!
LAPP | 11612A | Y | LAPP , 11612A |  |  | 5.23 | 2001-12-08 11:00 | Anjanece | 25 | 400 | #VALUE! | #VALUE!
LAPP | 11612A | Y | LAPP , 11612A |  |  | 5.76 | 2001-12-08 11:00 | Anjanece | 25 | 400 | #VALUE! | #VALUE!
MACLEAN POWER SYSTEMS | J25248.1 | Y | MACLEAN POWER SYSTEMS , J25248.1 | JEA OVERHEAD DISTRIBUTION | CSC Stores | 2.91 | 2001-12-08 11:00 | Anjanece | 25 | 400 | #VALUE! | #VALUE!
MACLEAN POWER SYSTEMS | J25248.1 | Y | MACLEAN POWER SYSTEMS , J25248.1 |  |  | 3.05 | 2001-12-08 11:00 | Anjanece | 25 | 400 | #VALUE! | #VALUE!
MACLEAN POWER SYSTEMS | J25248.1 | Y | MACLEAN POWER SYSTEMS , J25248.1 |  |  | 3.45 | 2001-12-08 11:00 | Anjanece | 25 | 400 | #VALUE! | #VALUE!
MACLEAN POWER SYSTEMS | J25248.1 | Y | MACLEAN POWER SYSTEMS , J25248.1 |  |  | 3.46 | 2001-12-08 11:00 | Anjanece | 25 | 400 | #VALUE! | #VALUE!
MACLEAN POWER SYSTEMS | J25248.1 | Y | MACLEAN POWER SYSTEMS , J25248.1 |  |  | 3.48 | 2001-12-08 11:00 | Anjanece | 25 | 400 | #VALUE! | #VALUE!
MACLEAN POWER SYSTEMS | J25248.1 | Y | MACLEAN POWER SYSTEMS , J25248.1 |  |  | 3.5 | 2001-12-08 11:00 | Anjanece | 25 | 400 | #VALUE! | #VALUE!
MACLEAN POWER SYSTEMS | J25248.1 | Y | MACLEAN POWER SYSTEMS , J25248.1 |  |  | 3.51 | 2001-12-08 11:00 | Anjanece | 25 | 400 | #VALUE! | #VALUE!
MACLEAN POWER SYSTEMS | J25248.1 | Y | MACLEAN POWER SYSTEMS , J25248.1 |  |  | 3.52 | 2001-12-08 11:00 | Anjanece | 25 | 400 | #VALUE! | #VALUE!
MACLEAN POWER SYSTEMS | J25248.1 | Y | MACLEAN POWER SYSTEMS , J25248.1 |  |  | 3.53 | 2001-12-08 11:00 | Anjanece | 25 | 400 | #VALUE! | #VALUE!
MACLEAN POWER SYSTEMS | J25248.1 | Y | MACLEAN POWER SYSTEMS , J25248.1 |  |  | 3.55 | 2001-12-08 11:00 | Anjanece | 25 | 400 | #VALUE! | #VALUE!
MACLEAN POWER SYSTEMS | J25248.1 | Y | MACLEAN POWER SYSTEMS , J25248.1 |  |  | 3.59 | 2001-12-08 11:00 | Anjanece | 25 | 400 | #VALUE! | #VALUE!
MACLEAN POWER SYSTEMS | J25248.1 | Y | MACLEAN POWER SYSTEMS , J25248.1 |  |  | 3.6 | 2001-12-08 11:00 | Anjanece | 25 | 400 | #VALUE! | #VALUE!
MACLEAN POWER SYSTEMS | J25248.1 | Y | MACLEAN POWER SYSTEMS , J25248.1 |  |  | 3.65 | 2001-12-08 11:00 | Anjanece | 25 | 400 | #VALUE! | #VALUE!
MACLEAN POWER SYSTEMS | J25248.1 | Y | MACLEAN POWER SYSTEMS , J25248.1 |  |  | 3.66 | 2001-12-08 11:00 | Anjanece | 25 | 400 | #VALUE! | #VALUE!
MACLEAN POWER SYSTEMS | J25248.1 | Y | MACLEAN POWER SYSTEMS , J25248.1 |  |  | 3.68 | 2001-12-08 11:00 | Anjanece | 25 | 400 | #VALUE! | #VALUE!
MACLEAN POWER SYSTEMS | J25248.1 | Y | MACLEAN POWER SYSTEMS , J25248.1 |  |  | 3.69 | 2001-12-08 11:00 | Anjanece | 25 | 400 | #VALUE! | #VALUE!
MACLEAN POWER SYSTEMS | J25248.1 | Y | MACLEAN POWER SYSTEMS , J25248.1 |  |  | 3.7 | 2001-12-08 11:00 | Anjanece | 25 | 400 | #VALUE! | #VALUE!
MACLEAN POWER SYSTEMS | J25248.1 | Y | MACLEAN POWER SYSTEMS , J25248.1 |  |  | 3.81 | 2001-12-08 11:00 | Anjanece | 25 | 400 | #VALUE! | #VALUE!
MACLEAN POWER SYSTEMS | J25248.1 | Y | MACLEAN POWER SYSTEMS , J25248.1 |  |  | 3.83 | 2001-12-08 11:00 | Anjanece | 25 | 400 | #VALUE! | #VALUE!
MACLEAN POWER SYSTEMS | J25248.1 | Y | MACLEAN POWER SYSTEMS , J25248.1 |  |  | 3.86 | 2001-12-08 11:00 | Anjanece | 25 | 400 | #VALUE! | #VALUE!
MACLEAN POWER SYSTEMS | J25248.1 | Y | MACLEAN POWER SYSTEMS , J25248.1 |  |  | 3.87 | 2001-12-08 11:00 | Anjanece | 25 | 400 | #VALUE! | #VALUE!
MACLEAN POWER SYSTEMS | J25248.1 | Y | MACLEAN POWER SYSTEMS , J25248.1 |  |  | 3.97 | 2001-12-08 11:00 | Anjanece | 25 | 400 | #VALUE! | #VALUE!
MACLEAN POWER SYSTEMS | J25248.1 | Y | MACLEAN POWER SYSTEMS , J25248.1 |  |  | 4.46 | 2001-12-08 11:00 | Anjanece | 25 | 400 | #VALUE! | #VALUE!
MACLEAN POWER SYSTEMS | J25248.1 | Y | MACLEAN POWER SYSTEMS , J25248.1 |  |  | 4.84 | 2001-12-08 11:00 | Anjanece | 25 | 400 | #VALUE! | #VALUE!
MACLEAN POWER SYSTEMS | J25248.1 | Y | MACLEAN POWER SYSTEMS , J25248.1 |  |  | 5.02 | 2001-12-08 11:00 | Anjanece | 25 | 400 | #VALUE! | #VALUE!
MACLEAN POWER SYSTEMS | J25248.1 | Y | MACLEAN POWER SYSTEMS , J25248.1 |  |  | 5.23 | 2001-12-08 11:00 | Anjanece | 25 | 400 | #VALUE! | #VALUE!
MACLEAN POWER SYSTEMS | J25248.1 | Y | MACLEAN POWER SYSTEMS , J25248.1 |  |  | 5.76 | 2001-12-08 11:00 | Anjanece | 25 | 400 | #VALUE! | #VALUE!
OHIO BRASS | 87564 | Y | OHIO BRASS , 87564 | JEA OVERHEAD DISTRIBUTION | CSC Stores | 2.91 | 2001-12-08 11:00 | Anjanece | 25 | 400 | #VALUE! | #VALUE!
OHIO BRASS | 87564 | Y | OHIO BRASS , 87564 |  |  | 3.05 | 2001-12-08 11:00 | Anjanece | 25 | 400 | #VALUE! | #VALUE!
OHIO BRASS | 87564 | Y | OHIO BRASS , 87564 |  |  | 3.45 | 2001-12-08 11:00 | Anjanece | 25 | 400 | #VALUE! | #VALUE!
OHIO BRASS | 87564 | Y | OHIO BRASS , 87564 |  |  | 3.46 | 2001-12-08 11:00 | Anjanece | 25 | 400 | #VALUE! | #VALUE!
OHIO BRASS | 87564 | Y | OHIO BRASS , 87564 |  |  | 3.48 | 2001-12-08 11:00 | Anjanece | 25 | 400 | #VALUE! | #VALUE!
OHIO BRASS | 87564 | Y | OHIO BRASS , 87564 |  |  | 3.5 | 2001-12-08 11:00 | Anjanece | 25 | 400 | #VALUE! | #VALUE!
OHIO BRASS | 87564 | Y | OHIO BRASS , 87564 |  |  | 3.51 | 2001-12-08 11:00 | Anjanece | 25 | 400 | #VALUE! | #VALUE!
OHIO BRASS | 87564 | Y | OHIO BRASS , 87564 |  |  | 3.52 | 2001-12-08 11:00 | Anjanece | 25 | 400 | #VALUE! | #VALUE!
OHIO BRASS | 87564 | Y | OHIO BRASS , 87564 |  |  | 3.53 | 2001-12-08 11:00 | Anjanece | 25 | 400 | #VALUE! | #VALUE!
OHIO BRASS | 87564 | Y | OHIO BRASS , 87564 |  |  | 3.55 | 2001-12-08 11:00 | Anjanece | 25 | 400 | #VALUE! | #VALUE!
OHIO BRASS | 87564 | Y | OHIO BRASS , 87564 |  |  | 3.59 | 2001-12-08 11:00 | Anjanece | 25 | 400 | #VALUE! | #VALUE!
OHIO BRASS | 87564 | Y | OHIO BRASS , 87564 |  |  | 3.6 | 2001-12-08 11:00 | Anjanece | 25 | 400 | #VALUE! | #VALUE!
OHIO BRASS | 87564 | Y | OHIO BRASS , 87564 |  |  | 3.65 | 2001-12-08 11:00 | Anjanece | 25 | 400 | #VALUE! | #VALUE!
OHIO BRASS | 87564 | Y | OHIO BRASS , 87564 |  |  | 3.66 | 2001-12-08 11:00 | Anjanece | 25 | 400 | #VALUE! | #VALUE!
OHIO BRASS | 87564 | Y | OHIO BRASS , 87564 |  |  | 3.68 | 2001-12-08 11:00 | Anjanece | 25 | 400 | #VALUE! | #VALUE!
OHIO BRASS | 87564 | Y | OHIO BRASS , 87564 |  |  | 3.69 | 2001-12-08 11:00 | Anjanece | 25 | 400 | #VALUE! | #VALUE!
OHIO BRASS | 87564 | Y | OHIO BRASS , 87564 |  |  | 3.7 | 2001-12-08 11:00 | Anjanece | 25 | 400 | #VALUE! | #VALUE!
OHIO BRASS | 87564 | Y | OHIO BRASS , 87564 |  |  | 3.81 | 2001-12-08 11:00 | Anjanece | 25 | 400 | #VALUE! | #VALUE!
OHIO BRASS | 87564 | Y | OHIO BRASS , 87564 |  |  | 3.83 | 2001-12-08 11:00 | Anjanece | 25 | 400 | #VALUE! | #VALUE!
OHIO BRASS | 87564 | Y | OHIO BRASS , 87564 |  |  | 3.86 | 2001-12-08 11:00 | Anjanece | 25 | 400 | #VALUE! | #VALUE!
OHIO BRASS | 87564 | Y | OHIO BRASS , 87564 |  |  | 3.87 | 2001-12-08 11:00 | Anjanece | 25 | 400 | #VALUE! | #VALUE!
OHIO BRASS | 87564 | Y | OHIO BRASS , 87564 |  |  | 3.97 | 2001-12-08 11:00 | Anjanece | 25 | 400 | #VALUE! | #VALUE!
OHIO BRASS | 87564 | Y | OHIO BRASS , 87564 |  |  | 4.46 | 2001-12-08 11:00 | Anjanece | 25 | 400 | #VALUE! | #VALUE!
OHIO BRASS | 87564 | Y | OHIO BRASS , 87564 |  |  | 4.84 | 2001-12-08 11:00 | Anjanece | 25 | 400 | #VALUE! | #VALUE!
OHIO BRASS | 87564 | Y | OHIO BRASS , 87564 |  |  | 5.02 | 2001-12-08 11:00 | Anjanece | 25 | 400 | #VALUE! | #VALUE!
OHIO BRASS | 87564 | Y | OHIO BRASS , 87564 |  |  | 5.23 | 2001-12-08 11:00 | Anjanece | 25 | 400 | #VALUE! | #VALUE!
OHIO BRASS | 87564 | Y | OHIO BRASS , 87564 |  |  | 5.76 | 2001-12-08 11:00 | Anjanece | 25 | 400 | #VALUE! | #VALUE!
UTILITIES SERVICE | 6511-7 | Y | UTILITIES SERVICE , 6511-7 | JEA OVERHEAD DISTRIBUTION | CSC Stores | 2.91 | 2001-12-08 11:00 | Anjanece | 25 | 400 | #VALUE! | #VALUE!
UTILITIES SERVICE | 6511-7 | Y | UTILITIES SERVICE , 6511-7 |  |  | 3.05 | 2001-12-08 11:00 | Anjanece | 25 | 400 | #VALUE! | #VALUE!
UTILITIES SERVICE | 6511-7 | Y | UTILITIES SERVICE , 6511-7 |  |  | 3.45 | 2001-12-08 11:00 | Anjanece | 25 | 400 | #VALUE! | #VALUE!
UTILITIES SERVICE | 6511-7 | Y | UTILITIES SERVICE , 6511-7 |  |  | 3.46 | 2001-12-08 11:00 | Anjanece | 25 | 400 | #VALUE! | #VALUE!
UTILITIES SERVICE | 6511-7 | Y | UTILITIES SERVICE , 6511-7 |  |  | 3.48 | 2001-12-08 11:00 | Anjanece | 25 | 400 | #VALUE! | #VALUE!
UTILITIES SERVICE | 6511-7 | Y | UTILITIES SERVICE , 6511-7 |  |  | 3.5 | 2001-12-08 11:00 | Anjanece | 25 | 400 | #VALUE! | #VALUE!
UTILITIES SERVICE | 6511-7 | Y | UTILITIES SERVICE , 6511-7 |  |  | 3.51 | 2001-12-08 11:00 | Anjanece | 25 | 400 | #VALUE! | #VALUE!
UTILITIES SERVICE | 6511-7 | Y | UTILITIES SERVICE , 6511-7 |  |  | 3.52 | 2001-12-08 11:00 | Anjanece | 25 | 400 | #VALUE! | #VALUE!
UTILITIES SERVICE | 6511-7 | Y | UTILITIES SERVICE , 6511-7 |  |  | 3.53 | 2001-12-08 11:00 | Anjanece | 25 | 400 | #VALUE! | #VALUE!
UTILITIES SERVICE | 6511-7 | Y | UTILITIES SERVICE , 6511-7 |  |  | 3.55 | 2001-12-08 11:00 | Anjanece | 25 | 400 | #VALUE! | #VALUE!
UTILITIES SERVICE | 6511-7 | Y | UTILITIES SERVICE , 6511-7 |  |  | 3.59 | 2001-12-08 11:00 | Anjanece | 25 | 400 | #VALUE! | #VALUE!
UTILITIES SERVICE | 6511-7 | Y | UTILITIES SERVICE , 6511-7 |  |  | 3.6 | 2001-12-08 11:00 | Anjanece | 25 | 400 | #VALUE! | #VALUE!
UTILITIES SERVICE | 6511-7 | Y | UTILITIES SERVICE , 6511-7 |  |  | 3.65 | 2001-12-08 11:00 | Anjanece | 25 | 400 | #VALUE! | #VALUE!
UTILITIES SERVICE | 6511-7 | Y | UTILITIES SERVICE , 6511-7 |  |  | 3.66 | 2001-12-08 11:00 | Anjanece | 25 | 400 | #VALUE! | #VALUE!
UTILITIES SERVICE | 6511-7 | Y | UTILITIES SERVICE , 6511-7 |  |  | 3.68 | 2001-12-08 11:00 | Anjanece | 25 | 400 | #VALUE! | #VALUE!
UTILITIES SERVICE | 6511-7 | Y | UTILITIES SERVICE , 6511-7 |  |  | 3.69 | 2001-12-08 11:00 | Anjanece | 25 | 400 | #VALUE! | #VALUE!
UTILITIES SERVICE | 6511-7 | Y | UTILITIES SERVICE , 6511-7 |  |  | 3.7 | 2001-12-08 11:00 | Anjanece | 25 | 400 | #VALUE! | #VALUE!
UTILITIES SERVICE | 6511-7 | Y | UTILITIES SERVICE , 6511-7 |  |  | 3.81 | 2001-12-08 11:00 | Anjanece | 25 | 400 | #VALUE! | #VALUE!
UTILITIES SERVICE | 6511-7 | Y | UTILITIES SERVICE , 6511-7 |  |  | 3.83 | 2001-12-08 11:00 | Anjanece | 25 | 400 | #VALUE! | #VALUE!
UTILITIES SERVICE | 6511-7 | Y | UTILITIES SERVICE , 6511-7 |  |  | 3.86 | 2001-12-08 11:00 | Anjanece | 25 | 400 | #VALUE! | #VALUE!
UTILITIES SERVICE | 6511-7 | Y | UTILITIES SERVICE , 6511-7 |  |  | 3.87 | 2001-12-08 11:00 | Anjanece | 25 | 400 | #VALUE! | #VALUE!
UTILITIES SERVICE | 6511-7 | Y | UTILITIES SERVICE , 6511-7 |  |  | 3.97 | 2001-12-08 11:00 | Anjanece | 25 | 400 | #VALUE! | #VALUE!
UTILITIES SERVICE | 6511-7 | Y | UTILITIES SERVICE , 6511-7 |  |  | 4.46 | 2001-12-08 11:00 | Anjanece | 25 | 400 | #VALUE! | #VALUE!
UTILITIES SERVICE | 6511-7 | Y | UTILITIES SERVICE , 6511-7 |  |  | 4.84 | 2001-12-08 11:00 | Anjanece | 25 | 400 | #VALUE! | #VALUE!
UTILITIES SERVICE | 6511-7 | Y | UTILITIES SERVICE , 6511-7 |  |  | 5.02 | 2001-12-08 11:00 | Anjanece | 25 | 400 | #VALUE! | #VALUE!
UTILITIES SERVICE | 6511-7 | Y | UTILITIES SERVICE , 6511-7 |  |  | 5.23 | 2001-12-08 11:00 | Anjanece | 25 | 400 | #VALUE! | #VALUE!
UTILITIES SERVICE | 6511-7 | Y | UTILITIES SERVICE , 6511-7 |  |  | 5.76 | 2001-12-08 11:00 | Anjanece | 25 | 400 | #VALUE! | #VALUE!
CHANCE | C903-9517 | Y | CHANCE , C903-9517 | JEA OVERHEAD DISTRIBUTION | CSC Stores | 2.86 | 2001-12-08 11:01 | Anjanece | 25 | 600 | #VALUE! | #VALUE!
CHANCE | C903-9517 | Y | CHANCE , C903-9517 |  |  | 2.87 | 2001-12-08 11:01 | Anjanece | 25 | 600 | #VALUE! | #VALUE!
CHANCE | C903-9517 | Y | CHANCE , C903-9517 |  |  | 2.88 | 2001-12-08 11:01 | Anjanece | 25 | 600 | #VALUE! | #VALUE!
CHANCE | C903-9517 | Y | CHANCE , C903-9517 |  |  | 2.93 | 2001-12-08 11:01 | Anjanece | 25 | 600 | #VALUE! | #VALUE!
CHANCE | C903-9517 | Y | CHANCE , C903-9517 |  |  | 3.16 | 2001-12-08 11:01 | Anjanece | 25 | 600 | #VALUE! | #VALUE!
CHANCE | C903-9517 | Y | CHANCE , C903-9517 |  |  | 3.31 | 2001-12-08 11:01 | Anjanece | 25 | 600 | #VALUE! | #VALUE!
CHANCE | C903-9517 | Y | CHANCE , C903-9517 |  |  | 3.36 | 2001-12-08 11:01 | Anjanece | 25 | 600 | #VALUE! | #VALUE!
CHANCE | C903-9517 | Y | CHANCE , C903-9517 |  |  | 3.43 | 2001-12-08 11:01 | Anjanece | 25 | 600 | #VALUE! | #VALUE!
CHANCE | C903-9517 | Y | CHANCE , C903-9517 |  |  | 3.45 | 2001-12-08 11:01 | Anjanece | 25 | 600 | #VALUE! | #VALUE!
CHANCE | C903-9517 | Y | CHANCE , C903-9517 |  |  | 3.48 | 2001-12-08 11:01 | Anjanece | 25 | 600 | #VALUE! | #VALUE!
CHANCE | C903-9517 | Y | CHANCE , C903-9517 |  |  | 3.49 | 2001-12-08 11:01 | Anjanece | 25 | 600 | #VALUE! | #VALUE!
CHANCE | C903-9517 | Y | CHANCE , C903-9517 |  |  | 3.5 | 2001-12-08 11:01 | Anjanece | 25 | 600 | #VALUE! | #VALUE!
CHANCE | C903-9517 | Y | CHANCE , C903-9517 |  |  | 3.52 | 2001-12-08 11:01 | Anjanece | 25 | 600 | #VALUE! | #VALUE!
CHANCE | C903-9517 | Y | CHANCE , C903-9517 |  |  | 3.54 | 2001-12-08 11:01 | Anjanece | 25 | 600 | #VALUE! | #VALUE!
CHANCE | C903-9517 | Y | CHANCE , C903-9517 |  |  | 3.55 | 2001-12-08 11:01 | Anjanece | 25 | 600 | #VALUE! | #VALUE!
CHANCE | C903-9517 | Y | CHANCE , C903-9517 |  |  | 3.58 | 2001-12-08 11:01 | Anjanece | 25 | 600 | #VALUE! | #VALUE!
CHANCE | C903-9517 | Y | CHANCE , C903-9517 |  |  | 3.65 | 2001-12-08 11:01 | Anjanece | 25 | 600 | #VALUE! | #VALUE!
CHANCE | C903-9517 | Y | CHANCE , C903-9517 |  |  | 3.66 | 2001-12-08 11:01 | Anjanece | 25 | 600 | #VALUE! | #VALUE!
CHANCE | C903-9517 | Y | CHANCE , C903-9517 |  |  | 3.72 | 2001-12-08 11:01 | Anjanece | 25 | 600 | #VALUE! | #VALUE!
CHANCE | C903-9517 | Y | CHANCE , C903-9517 |  |  | 3.88 | 2001-12-08 11:01 | Anjanece | 25 | 600 | #VALUE! | #VALUE!
CHANCE | C903-9517 | Y | CHANCE , C903-9517 |  |  | 3.99 | 2001-12-08 11:01 | Anjanece | 25 | 600 | #VALUE! | #VALUE!
CHANCE | C903-9517 | Y | CHANCE , C903-9517 |  |  | 4 | 2001-12-08 11:01 | Anjanece | 25 | 600 | #VALUE! | #VALUE!
CHANCE | C903-9517 | Y | CHANCE , C903-9517 |  |  | 4.29 | 2001-12-08 11:01 | Anjanece | 25 | 600 | #VALUE! | #VALUE!
CHANCE | C903-9517 | Y | CHANCE , C903-9517 |  |  | 4.34 | 2001-12-08 11:01 | Anjanece | 25 | 600 | #VALUE! | #VALUE!
CHANCE | C903-9517 | Y | CHANCE , C903-9517 |  |  | 4.7 | 2001-12-08 11:01 | Anjanece | 25 | 600 | #VALUE! | #VALUE!
CHANCE | C903-9517 | Y | CHANCE , C903-9517 |  |  | 4.72 | 2001-12-08 11:01 | Anjanece | 25 | 600 | #VALUE! | #VALUE!
CHANCE | C903-9517 | Y | CHANCE , C903-9517 |  |  | 5.32 | 2001-12-08 11:01 | Anjanece | 25 | 600 | #VALUE! | #VALUE!
CHANCE | C903-9517 | Y | CHANCE , C903-9517 |  |  | 5.51 | 2001-12-08 11:01 | Anjanece | 25 | 600 | #VALUE! | #VALUE!
CHANCE | C903-9517 | Y | CHANCE , C903-9517 |  |  | 5.75 | 2001-12-08 11:01 | Anjanece | 25 | 600 | #VALUE! | #VALUE!
CHANCE | C903-9517 | Y | CHANCE , C903-9517 |  |  | 6.2 | 2001-12-08 11:01 | Anjanece | 25 | 600 | #VALUE! | #VALUE!
CHANCE | C903-9517 | Y | CHANCE , C903-9517 |  |  | 6.63 | 2001-12-08 11:01 | Anjanece | 25 | 600 | #VALUE! | #VALUE!
CHANCE | C903-9517 | Y | CHANCE , C903-9517 |  |  | 7.23 | 2001-12-08 11:01 | Anjanece | 25 | 600 | #VALUE! | #VALUE!
CHANCE | C903-9517 | Y | CHANCE , C903-9517 |  |  | 8.09 | 2001-12-08 11:01 | Anjanece | 25 | 600 | #VALUE! | #VALUE!
CHANCE | C903-9517 | Y | CHANCE , C903-9517 |  | Storm Stores | 0 | 2018-04-16 10:34 | Anjanece | 25 | 600 | #VALUE! | #VALUE!
CHANCE | C903-9517 | Y | CHANCE , C903-9517 |  |  | 3.53 | 2018-04-16 10:34 | Anjanece | 25 | 600 | #VALUE! | #VALUE!
CHANCE | C903-9517 | Y | CHANCE , C903-9517 |  |  | 3.54 | 2018-04-16 10:34 | Anjanece | 25 | 600 | #VALUE! | #VALUE!
CHANCE | C903-9517 | Y | CHANCE , C903-9517 |  |  | 4.31 | 2018-04-16 10:34 | Anjanece | 25 | 600 | #VALUE! | #VALUE!
CHANCE | C903-9517 | Y | CHANCE , C903-9517 |  |  | 4.48 | 2018-04-16 10:34 | Anjanece | 25 | 600 | #VALUE! | #VALUE!
COOPER POWER SYSTEMS | DF19M4 | Y | COOPER POWER SYSTEMS , DF19M4 | JEA OVERHEAD DISTRIBUTION | CSC Stores | 2.86 | 2001-12-08 11:01 | Anjanece | 25 | 600 | #VALUE! | #VALUE!
COOPER POWER SYSTEMS | DF19M4 | Y | COOPER POWER SYSTEMS , DF19M4 |  |  | 2.87 | 2001-12-08 11:01 | Anjanece | 25 | 600 | #VALUE! | #VALUE!
COOPER POWER SYSTEMS | DF19M4 | Y | COOPER POWER SYSTEMS , DF19M4 |  |  | 2.88 | 2001-12-08 11:01 | Anjanece | 25 | 600 | #VALUE! | #VALUE!
COOPER POWER SYSTEMS | DF19M4 | Y | COOPER POWER SYSTEMS , DF19M4 |  |  | 2.93 | 2001-12-08 11:01 | Anjanece | 25 | 600 | #VALUE! | #VALUE!
COOPER POWER SYSTEMS | DF19M4 | Y | COOPER POWER SYSTEMS , DF19M4 |  |  | 3.16 | 2001-12-08 11:01 | Anjanece | 25 | 600 | #VALUE! | #VALUE!
COOPER POWER SYSTEMS | DF19M4 | Y | COOPER POWER SYSTEMS , DF19M4 |  |  | 3.31 | 2001-12-08 11:01 | Anjanece | 25 | 600 | #VALUE! | #VALUE!
COOPER POWER SYSTEMS | DF19M4 | Y | COOPER POWER SYSTEMS , DF19M4 |  |  | 3.36 | 2001-12-08 11:01 | Anjanece | 25 | 600 | #VALUE! | #VALUE!
COOPER POWER SYSTEMS | DF19M4 | Y | COOPER POWER SYSTEMS , DF19M4 |  |  | 3.43 | 2001-12-08 11:01 | Anjanece | 25 | 600 | #VALUE! | #VALUE!
COOPER POWER SYSTEMS | DF19M4 | Y | COOPER POWER SYSTEMS , DF19M4 |  |  | 3.45 | 2001-12-08 11:01 | Anjanece | 25 | 600 | #VALUE! | #VALUE!
COOPER POWER SYSTEMS | DF19M4 | Y | COOPER POWER SYSTEMS , DF19M4 |  |  | 3.48 | 2001-12-08 11:01 | Anjanece | 25 | 600 | #VALUE! | #VALUE!
COOPER POWER SYSTEMS | DF19M4 | Y | COOPER POWER SYSTEMS , DF19M4 |  |  | 3.49 | 2001-12-08 11:01 | Anjanece | 25 | 600 | #VALUE! | #VALUE!
COOPER POWER SYSTEMS | DF19M4 | Y | COOPER POWER SYSTEMS , DF19M4 |  |  | 3.5 | 2001-12-08 11:01 | Anjanece | 25 | 600 | #VALUE! | #VALUE!
COOPER POWER SYSTEMS | DF19M4 | Y | COOPER POWER SYSTEMS , DF19M4 |  |  | 3.52 | 2001-12-08 11:01 | Anjanece | 25 | 600 | #VALUE! | #VALUE!
COOPER POWER SYSTEMS | DF19M4 | Y | COOPER POWER SYSTEMS , DF19M4 |  |  | 3.54 | 2001-12-08 11:01 | Anjanece | 25 | 600 | #VALUE! | #VALUE!
COOPER POWER SYSTEMS | DF19M4 | Y | COOPER POWER SYSTEMS , DF19M4 |  |  | 3.55 | 2001-12-08 11:01 | Anjanece | 25 | 600 | #VALUE! | #VALUE!
COOPER POWER SYSTEMS | DF19M4 | Y | COOPER POWER SYSTEMS , DF19M4 |  |  | 3.58 | 2001-12-08 11:01 | Anjanece | 25 | 600 | #VALUE! | #VALUE!
COOPER POWER SYSTEMS | DF19M4 | Y | COOPER POWER SYSTEMS , DF19M4 |  |  | 3.65 | 2001-12-08 11:01 | Anjanece | 25 | 600 | #VALUE! | #VALUE!
COOPER POWER SYSTEMS | DF19M4 | Y | COOPER POWER SYSTEMS , DF19M4 |  |  | 3.66 | 2001-12-08 11:01 | Anjanece | 25 | 600 | #VALUE! | #VALUE!
COOPER POWER SYSTEMS | DF19M4 | Y | COOPER POWER SYSTEMS , DF19M4 |  |  | 3.72 | 2001-12-08 11:01 | Anjanece | 25 | 600 | #VALUE! | #VALUE!
COOPER POWER SYSTEMS | DF19M4 | Y | COOPER POWER SYSTEMS , DF19M4 |  |  | 3.88 | 2001-12-08 11:01 | Anjanece | 25 | 600 | #VALUE! | #VALUE!
COOPER POWER SYSTEMS | DF19M4 | Y | COOPER POWER SYSTEMS , DF19M4 |  |  | 3.99 | 2001-12-08 11:01 | Anjanece | 25 | 600 | #VALUE! | #VALUE!
COOPER POWER SYSTEMS | DF19M4 | Y | COOPER POWER SYSTEMS , DF19M4 |  |  | 4 | 2001-12-08 11:01 | Anjanece | 25 | 600 | #VALUE! | #VALUE!
COOPER POWER SYSTEMS | DF19M4 | Y | COOPER POWER SYSTEMS , DF19M4 |  |  | 4.29 | 2001-12-08 11:01 | Anjanece | 25 | 600 | #VALUE! | #VALUE!
COOPER POWER SYSTEMS | DF19M4 | Y | COOPER POWER SYSTEMS , DF19M4 |  |  | 4.34 | 2001-12-08 11:01 | Anjanece | 25 | 600 | #VALUE! | #VALUE!
COOPER POWER SYSTEMS | DF19M4 | Y | COOPER POWER SYSTEMS , DF19M4 |  |  | 4.7 | 2001-12-08 11:01 | Anjanece | 25 | 600 | #VALUE! | #VALUE!
COOPER POWER SYSTEMS | DF19M4 | Y | COOPER POWER SYSTEMS , DF19M4 |  |  | 4.72 | 2001-12-08 11:01 | Anjanece | 25 | 600 | #VALUE! | #VALUE!
COOPER POWER SYSTEMS | DF19M4 | Y | COOPER POWER SYSTEMS , DF19M4 |  |  | 5.32 | 2001-12-08 11:01 | Anjanece | 25 | 600 | #VALUE! | #VALUE!
COOPER POWER SYSTEMS | DF19M4 | Y | COOPER POWER SYSTEMS , DF19M4 |  |  | 5.51 | 2001-12-08 11:01 | Anjanece | 25 | 600 | #VALUE! | #VALUE!
COOPER POWER SYSTEMS | DF19M4 | Y | COOPER POWER SYSTEMS , DF19M4 |  |  | 5.75 | 2001-12-08 11:01 | Anjanece | 25 | 600 | #VALUE! | #VALUE!
COOPER POWER SYSTEMS | DF19M4 | Y | COOPER POWER SYSTEMS , DF19M4 |  |  | 6.2 | 2001-12-08 11:01 | Anjanece | 25 | 600 | #VALUE! | #VALUE!
COOPER POWER SYSTEMS | DF19M4 | Y | COOPER POWER SYSTEMS , DF19M4 |  |  | 6.63 | 2001-12-08 11:01 | Anjanece | 25 | 600 | #VALUE! | #VALUE!
COOPER POWER SYSTEMS | DF19M4 | Y | COOPER POWER SYSTEMS , DF19M4 |  |  | 7.23 | 2001-12-08 11:01 | Anjanece | 25 | 600 | #VALUE! | #VALUE!
COOPER POWER SYSTEMS | DF19M4 | Y | COOPER POWER SYSTEMS , DF19M4 |  |  | 8.09 | 2001-12-08 11:01 | Anjanece | 25 | 600 | #VALUE! | #VALUE!
COOPER POWER SYSTEMS | DF19M4 | Y | COOPER POWER SYSTEMS , DF19M4 |  | Storm Stores | 0 | 2018-04-16 10:34 | Anjanece | 25 | 600 | #VALUE! | #VALUE!
COOPER POWER SYSTEMS | DF19M4 | Y | COOPER POWER SYSTEMS , DF19M4 |  |  | 3.53 | 2018-04-16 10:34 | Anjanece | 25 | 600 | #VALUE! | #VALUE!
COOPER POWER SYSTEMS | DF19M4 | Y | COOPER POWER SYSTEMS , DF19M4 |  |  | 3.54 | 2018-04-16 10:34 | Anjanece | 25 | 600 | #VALUE! | #VALUE!
COOPER POWER SYSTEMS | DF19M4 | Y | COOPER POWER SYSTEMS , DF19M4 |  |  | 4.31 | 2018-04-16 10:34 | Anjanece | 25 | 600 | #VALUE! | #VALUE!
COOPER POWER SYSTEMS | DF19M4 | Y | COOPER POWER SYSTEMS , DF19M4 |  |  | 4.48 | 2018-04-16 10:34 | Anjanece | 25 | 600 | #VALUE! | #VALUE!
HUGHES | 2753.1A | Y | HUGHES , 2753.1A | JEA OVERHEAD DISTRIBUTION | CSC Stores | 2.86 | 2001-12-08 11:01 | Anjanece | 25 | 600 | #VALUE! | #VALUE!
HUGHES | 2753.1A | Y | HUGHES , 2753.1A |  |  | 2.87 | 2001-12-08 11:01 | Anjanece | 25 | 600 | #VALUE! | #VALUE!
HUGHES | 2753.1A | Y | HUGHES , 2753.1A |  |  | 2.88 | 2001-12-08 11:01 | Anjanece | 25 | 600 | #VALUE! | #VALUE!
HUGHES | 2753.1A | Y | HUGHES , 2753.1A |  |  | 2.93 | 2001-12-08 11:01 | Anjanece | 25 | 600 | #VALUE! | #VALUE!
HUGHES | 2753.1A | Y | HUGHES , 2753.1A |  |  | 3.16 | 2001-12-08 11:01 | Anjanece | 25 | 600 | #VALUE! | #VALUE!
HUGHES | 2753.1A | Y | HUGHES , 2753.1A |  |  | 3.31 | 2001-12-08 11:01 | Anjanece | 25 | 600 | #VALUE! | #VALUE!
HUGHES | 2753.1A | Y | HUGHES , 2753.1A |  |  | 3.36 | 2001-12-08 11:01 | Anjanece | 25 | 600 | #VALUE! | #VALUE!
HUGHES | 2753.1A | Y | HUGHES , 2753.1A |  |  | 3.43 | 2001-12-08 11:01 | Anjanece | 25 | 600 | #VALUE! | #VALUE!
HUGHES | 2753.1A | Y | HUGHES , 2753.1A |  |  | 3.45 | 2001-12-08 11:01 | Anjanece | 25 | 600 | #VALUE! | #VALUE!
HUGHES | 2753.1A | Y | HUGHES , 2753.1A |  |  | 3.48 | 2001-12-08 11:01 | Anjanece | 25 | 600 | #VALUE! | #VALUE!
HUGHES | 2753.1A | Y | HUGHES , 2753.1A |  |  | 3.49 | 2001-12-08 11:01 | Anjanece | 25 | 600 | #VALUE! | #VALUE!
HUGHES | 2753.1A | Y | HUGHES , 2753.1A |  |  | 3.5 | 2001-12-08 11:01 | Anjanece | 25 | 600 | #VALUE! | #VALUE!
HUGHES | 2753.1A | Y | HUGHES , 2753.1A |  |  | 3.52 | 2001-12-08 11:01 | Anjanece | 25 | 600 | #VALUE! | #VALUE!
HUGHES | 2753.1A | Y | HUGHES , 2753.1A |  |  | 3.54 | 2001-12-08 11:01 | Anjanece | 25 | 600 | #VALUE! | #VALUE!
HUGHES | 2753.1A | Y | HUGHES , 2753.1A |  |  | 3.55 | 2001-12-08 11:01 | Anjanece | 25 | 600 | #VALUE! | #VALUE!
HUGHES | 2753.1A | Y | HUGHES , 2753.1A |  |  | 3.58 | 2001-12-08 11:01 | Anjanece | 25 | 600 | #VALUE! | #VALUE!
HUGHES | 2753.1A | Y | HUGHES , 2753.1A |  |  | 3.65 | 2001-12-08 11:01 | Anjanece | 25 | 600 | #VALUE! | #VALUE!
HUGHES | 2753.1A | Y | HUGHES , 2753.1A |  |  | 3.66 | 2001-12-08 11:01 | Anjanece | 25 | 600 | #VALUE! | #VALUE!
HUGHES | 2753.1A | Y | HUGHES , 2753.1A |  |  | 3.72 | 2001-12-08 11:01 | Anjanece | 25 | 600 | #VALUE! | #VALUE!
HUGHES | 2753.1A | Y | HUGHES , 2753.1A |  |  | 3.88 | 2001-12-08 11:01 | Anjanece | 25 | 600 | #VALUE! | #VALUE!
HUGHES | 2753.1A | Y | HUGHES , 2753.1A |  |  | 3.99 | 2001-12-08 11:01 | Anjanece | 25 | 600 | #VALUE! | #VALUE!
HUGHES | 2753.1A | Y | HUGHES , 2753.1A |  |  | 4 | 2001-12-08 11:01 | Anjanece | 25 | 600 | #VALUE! | #VALUE!
HUGHES | 2753.1A | Y | HUGHES , 2753.1A |  |  | 4.29 | 2001-12-08 11:01 | Anjanece | 25 | 600 | #VALUE! | #VALUE!
HUGHES | 2753.1A | Y | HUGHES , 2753.1A |  |  | 4.34 | 2001-12-08 11:01 | Anjanece | 25 | 600 | #VALUE! | #VALUE!
HUGHES | 2753.1A | Y | HUGHES , 2753.1A |  |  | 4.7 | 2001-12-08 11:01 | Anjanece | 25 | 600 | #VALUE! | #VALUE!
HUGHES | 2753.1A | Y | HUGHES , 2753.1A |  |  | 4.72 | 2001-12-08 11:01 | Anjanece | 25 | 600 | #VALUE! | #VALUE!
HUGHES | 2753.1A | Y | HUGHES , 2753.1A |  |  | 5.32 | 2001-12-08 11:01 | Anjanece | 25 | 600 | #VALUE! | #VALUE!
HUGHES | 2753.1A | Y | HUGHES , 2753.1A |  |  | 5.51 | 2001-12-08 11:01 | Anjanece | 25 | 600 | #VALUE! | #VALUE!
HUGHES | 2753.1A | Y | HUGHES , 2753.1A |  |  | 5.75 | 2001-12-08 11:01 | Anjanece | 25 | 600 | #VALUE! | #VALUE!
HUGHES | 2753.1A | Y | HUGHES , 2753.1A |  |  | 6.2 | 2001-12-08 11:01 | Anjanece | 25 | 600 | #VALUE! | #VALUE!
HUGHES | 2753.1A | Y | HUGHES , 2753.1A |  |  | 6.63 | 2001-12-08 11:01 | Anjanece | 25 | 600 | #VALUE! | #VALUE!
HUGHES | 2753.1A | Y | HUGHES , 2753.1A |  |  | 7.23 | 2001-12-08 11:01 | Anjanece | 25 | 600 | #VALUE! | #VALUE!
HUGHES | 2753.1A | Y | HUGHES , 2753.1A |  |  | 8.09 | 2001-12-08 11:01 | Anjanece | 25 | 600 | #VALUE! | #VALUE!
HUGHES | 2753.1A | Y | HUGHES , 2753.1A |  | Storm Stores | 0 | 2018-04-16 10:34 | Anjanece | 25 | 600 | #VALUE! | #VALUE!
HUGHES | 2753.1A | Y | HUGHES , 2753.1A |  |  | 3.53 | 2018-04-16 10:34 | Anjanece | 25 | 600 | #VALUE! | #VALUE!
HUGHES | 2753.1A | Y | HUGHES , 2753.1A |  |  | 3.54 | 2018-04-16 10:34 | Anjanece | 25 | 600 | #VALUE! | #VALUE!
HUGHES | 2753.1A | Y | HUGHES , 2753.1A |  |  | 4.31 | 2018-04-16 10:34 | Anjanece | 25 | 600 | #VALUE! | #VALUE!
HUGHES | 2753.1A | Y | HUGHES , 2753.1A |  |  | 4.48 | 2018-04-16 10:34 | Anjanece | 25 | 600 | #VALUE! | #VALUE!
JOSLYN HI-VOLTAGE CORP. | J25250.1 | Y | JOSLYN HI-VOLTAGE CORP. , J25250.1 | JEA OVERHEAD DISTRIBUTION | CSC Stores | 2.86 | 2001-12-08 11:01 | Anjanece | 25 | 600 | #VALUE! | #VALUE!
JOSLYN HI-VOLTAGE CORP. | J25250.1 | Y | JOSLYN HI-VOLTAGE CORP. , J25250.1 |  |  | 2.87 | 2001-12-08 11:01 | Anjanece | 25 | 600 | #VALUE! | #VALUE!
JOSLYN HI-VOLTAGE CORP. | J25250.1 | Y | JOSLYN HI-VOLTAGE CORP. , J25250.1 |  |  | 2.88 | 2001-12-08 11:01 | Anjanece | 25 | 600 | #VALUE! | #VALUE!
JOSLYN HI-VOLTAGE CORP. | J25250.1 | Y | JOSLYN HI-VOLTAGE CORP. , J25250.1 |  |  | 2.93 | 2001-12-08 11:01 | Anjanece | 25 | 600 | #VALUE! | #VALUE!
JOSLYN HI-VOLTAGE CORP. | J25250.1 | Y | JOSLYN HI-VOLTAGE CORP. , J25250.1 |  |  | 3.16 | 2001-12-08 11:01 | Anjanece | 25 | 600 | #VALUE! | #VALUE!
JOSLYN HI-VOLTAGE CORP. | J25250.1 | Y | JOSLYN HI-VOLTAGE CORP. , J25250.1 |  |  | 3.31 | 2001-12-08 11:01 | Anjanece | 25 | 600 | #VALUE! | #VALUE!
JOSLYN HI-VOLTAGE CORP. | J25250.1 | Y | JOSLYN HI-VOLTAGE CORP. , J25250.1 |  |  | 3.36 | 2001-12-08 11:01 | Anjanece | 25 | 600 | #VALUE! | #VALUE!
JOSLYN HI-VOLTAGE CORP. | J25250.1 | Y | JOSLYN HI-VOLTAGE CORP. , J25250.1 |  |  | 3.43 | 2001-12-08 11:01 | Anjanece | 25 | 600 | #VALUE! | #VALUE!
JOSLYN HI-VOLTAGE CORP. | J25250.1 | Y | JOSLYN HI-VOLTAGE CORP. , J25250.1 |  |  | 3.45 | 2001-12-08 11:01 | Anjanece | 25 | 600 | #VALUE! | #VALUE!
JOSLYN HI-VOLTAGE CORP. | J25250.1 | Y | JOSLYN HI-VOLTAGE CORP. , J25250.1 |  |  | 3.48 | 2001-12-08 11:01 | Anjanece | 25 | 600 | #VALUE! | #VALUE!
JOSLYN HI-VOLTAGE CORP. | J25250.1 | Y | JOSLYN HI-VOLTAGE CORP. , J25250.1 |  |  | 3.49 | 2001-12-08 11:01 | Anjanece | 25 | 600 | #VALUE! | #VALUE!
JOSLYN HI-VOLTAGE CORP. | J25250.1 | Y | JOSLYN HI-VOLTAGE CORP. , J25250.1 |  |  | 3.5 | 2001-12-08 11:01 | Anjanece | 25 | 600 | #VALUE! | #VALUE!
JOSLYN HI-VOLTAGE CORP. | J25250.1 | Y | JOSLYN HI-VOLTAGE CORP. , J25250.1 |  |  | 3.52 | 2001-12-08 11:01 | Anjanece | 25 | 600 | #VALUE! | #VALUE!
JOSLYN HI-VOLTAGE CORP. | J25250.1 | Y | JOSLYN HI-VOLTAGE CORP. , J25250.1 |  |  | 3.54 | 2001-12-08 11:01 | Anjanece | 25 | 600 | #VALUE! | #VALUE!
JOSLYN HI-VOLTAGE CORP. | J25250.1 | Y | JOSLYN HI-VOLTAGE CORP. , J25250.1 |  |  | 3.55 | 2001-12-08 11:01 | Anjanece | 25 | 600 | #VALUE! | #VALUE!
JOSLYN HI-VOLTAGE CORP. | J25250.1 | Y | JOSLYN HI-VOLTAGE CORP. , J25250.1 |  |  | 3.58 | 2001-12-08 11:01 | Anjanece | 25 | 600 | #VALUE! | #VALUE!
JOSLYN HI-VOLTAGE CORP. | J25250.1 | Y | JOSLYN HI-VOLTAGE CORP. , J25250.1 |  |  | 3.65 | 2001-12-08 11:01 | Anjanece | 25 | 600 | #VALUE! | #VALUE!
JOSLYN HI-VOLTAGE CORP. | J25250.1 | Y | JOSLYN HI-VOLTAGE CORP. , J25250.1 |  |  | 3.66 | 2001-12-08 11:01 | Anjanece | 25 | 600 | #VALUE! | #VALUE!
JOSLYN HI-VOLTAGE CORP. | J25250.1 | Y | JOSLYN HI-VOLTAGE CORP. , J25250.1 |  |  | 3.72 | 2001-12-08 11:01 | Anjanece | 25 | 600 | #VALUE! | #VALUE!
JOSLYN HI-VOLTAGE CORP. | J25250.1 | Y | JOSLYN HI-VOLTAGE CORP. , J25250.1 |  |  | 3.88 | 2001-12-08 11:01 | Anjanece | 25 | 600 | #VALUE! | #VALUE!
JOSLYN HI-VOLTAGE CORP. | J25250.1 | Y | JOSLYN HI-VOLTAGE CORP. , J25250.1 |  |  | 3.99 | 2001-12-08 11:01 | Anjanece | 25 | 600 | #VALUE! | #VALUE!
JOSLYN HI-VOLTAGE CORP. | J25250.1 | Y | JOSLYN HI-VOLTAGE CORP. , J25250.1 |  |  | 4 | 2001-12-08 11:01 | Anjanece | 25 | 600 | #VALUE! | #VALUE!
JOSLYN HI-VOLTAGE CORP. | J25250.1 | Y | JOSLYN HI-VOLTAGE CORP. , J25250.1 |  |  | 4.29 | 2001-12-08 11:01 | Anjanece | 25 | 600 | #VALUE! | #VALUE!
JOSLYN HI-VOLTAGE CORP. | J25250.1 | Y | JOSLYN HI-VOLTAGE CORP. , J25250.1 |  |  | 4.34 | 2001-12-08 11:01 | Anjanece | 25 | 600 | #VALUE! | #VALUE!
JOSLYN HI-VOLTAGE CORP. | J25250.1 | Y | JOSLYN HI-VOLTAGE CORP. , J25250.1 |  |  | 4.7 | 2001-12-08 11:01 | Anjanece | 25 | 600 | #VALUE! | #VALUE!
JOSLYN HI-VOLTAGE CORP. | J25250.1 | Y | JOSLYN HI-VOLTAGE CORP. , J25250.1 |  |  | 4.72 | 2001-12-08 11:01 | Anjanece | 25 | 600 | #VALUE! | #VALUE!
JOSLYN HI-VOLTAGE CORP. | J25250.1 | Y | JOSLYN HI-VOLTAGE CORP. , J25250.1 |  |  | 5.32 | 2001-12-08 11:01 | Anjanece | 25 | 600 | #VALUE! | #VALUE!
JOSLYN HI-VOLTAGE CORP. | J25250.1 | Y | JOSLYN HI-VOLTAGE CORP. , J25250.1 |  |  | 5.51 | 2001-12-08 11:01 | Anjanece | 25 | 600 | #VALUE! | #VALUE!
JOSLYN HI-VOLTAGE CORP. | J25250.1 | Y | JOSLYN HI-VOLTAGE CORP. , J25250.1 |  |  | 5.75 | 2001-12-08 11:01 | Anjanece | 25 | 600 | #VALUE! | #VALUE!
JOSLYN HI-VOLTAGE CORP. | J25250.1 | Y | JOSLYN HI-VOLTAGE CORP. , J25250.1 |  |  | 6.2 | 2001-12-08 11:01 | Anjanece | 25 | 600 | #VALUE! | #VALUE!
JOSLYN HI-VOLTAGE CORP. | J25250.1 | Y | JOSLYN HI-VOLTAGE CORP. , J25250.1 |  |  | 6.63 | 2001-12-08 11:01 | Anjanece | 25 | 600 | #VALUE! | #VALUE!
JOSLYN HI-VOLTAGE CORP. | J25250.1 | Y | JOSLYN HI-VOLTAGE CORP. , J25250.1 |  |  | 7.23 | 2001-12-08 11:01 | Anjanece | 25 | 600 | #VALUE! | #VALUE!
JOSLYN HI-VOLTAGE CORP. | J25250.1 | Y | JOSLYN HI-VOLTAGE CORP. , J25250.1 |  |  | 8.09 | 2001-12-08 11:01 | Anjanece | 25 | 600 | #VALUE! | #VALUE!
JOSLYN HI-VOLTAGE CORP. | J25250.1 | Y | JOSLYN HI-VOLTAGE CORP. , J25250.1 |  | Storm Stores | 0 | 2018-04-16 10:34 | Anjanece | 25 | 600 | #VALUE! | #VALUE!
JOSLYN HI-VOLTAGE CORP. | J25250.1 | Y | JOSLYN HI-VOLTAGE CORP. , J25250.1 |  |  | 3.53 | 2018-04-16 10:34 | Anjanece | 25 | 600 | #VALUE! | #VALUE!
JOSLYN HI-VOLTAGE CORP. | J25250.1 | Y | JOSLYN HI-VOLTAGE CORP. , J25250.1 |  |  | 3.54 | 2018-04-16 10:34 | Anjanece | 25 | 600 | #VALUE! | #VALUE!
JOSLYN HI-VOLTAGE CORP. | J25250.1 | Y | JOSLYN HI-VOLTAGE CORP. , J25250.1 |  |  | 4.31 | 2018-04-16 10:34 | Anjanece | 25 | 600 | #VALUE! | #VALUE!
JOSLYN HI-VOLTAGE CORP. | J25250.1 | Y | JOSLYN HI-VOLTAGE CORP. , J25250.1 |  |  | 4.48 | 2018-04-16 10:34 | Anjanece | 25 | 600 | #VALUE! | #VALUE!
LAPP | 10187A | Y | LAPP , 10187A | JEA OVERHEAD DISTRIBUTION | CSC Stores | 2.86 | 2001-12-08 11:01 | Anjanece | 25 | 600 | #VALUE! | #VALUE!
LAPP | 10187A | Y | LAPP , 10187A |  |  | 2.87 | 2001-12-08 11:01 | Anjanece | 25 | 600 | #VALUE! | #VALUE!
LAPP | 10187A | Y | LAPP , 10187A |  |  | 2.88 | 2001-12-08 11:01 | Anjanece | 25 | 600 | #VALUE! | #VALUE!
LAPP | 10187A | Y | LAPP , 10187A |  |  | 2.93 | 2001-12-08 11:01 | Anjanece | 25 | 600 | #VALUE! | #VALUE!
LAPP | 10187A | Y | LAPP , 10187A |  |  | 3.16 | 2001-12-08 11:01 | Anjanece | 25 | 600 | #VALUE! | #VALUE!
LAPP | 10187A | Y | LAPP , 10187A |  |  | 3.31 | 2001-12-08 11:01 | Anjanece | 25 | 600 | #VALUE! | #VALUE!
LAPP | 10187A | Y | LAPP , 10187A |  |  | 3.36 | 2001-12-08 11:01 | Anjanece | 25 | 600 | #VALUE! | #VALUE!
LAPP | 10187A | Y | LAPP , 10187A |  |  | 3.43 | 2001-12-08 11:01 | Anjanece | 25 | 600 | #VALUE! | #VALUE!
LAPP | 10187A | Y | LAPP , 10187A |  |  | 3.45 | 2001-12-08 11:01 | Anjanece | 25 | 600 | #VALUE! | #VALUE!
LAPP | 10187A | Y | LAPP , 10187A |  |  | 3.48 | 2001-12-08 11:01 | Anjanece | 25 | 600 | #VALUE! | #VALUE!
LAPP | 10187A | Y | LAPP , 10187A |  |  | 3.49 | 2001-12-08 11:01 | Anjanece | 25 | 600 | #VALUE! | #VALUE!
LAPP | 10187A | Y | LAPP , 10187A |  |  | 3.5 | 2001-12-08 11:01 | Anjanece | 25 | 600 | #VALUE! | #VALUE!
LAPP | 10187A | Y | LAPP , 10187A |  |  | 3.52 | 2001-12-08 11:01 | Anjanece | 25 | 600 | #VALUE! | #VALUE!
LAPP | 10187A | Y | LAPP , 10187A |  |  | 3.54 | 2001-12-08 11:01 | Anjanece | 25 | 600 | #VALUE! | #VALUE!
LAPP | 10187A | Y | LAPP , 10187A |  |  | 3.55 | 2001-12-08 11:01 | Anjanece | 25 | 600 | #VALUE! | #VALUE!
LAPP | 10187A | Y | LAPP , 10187A |  |  | 3.58 | 2001-12-08 11:01 | Anjanece | 25 | 600 | #VALUE! | #VALUE!
LAPP | 10187A | Y | LAPP , 10187A |  |  | 3.65 | 2001-12-08 11:01 | Anjanece | 25 | 600 | #VALUE! | #VALUE!
LAPP | 10187A | Y | LAPP , 10187A |  |  | 3.66 | 2001-12-08 11:01 | Anjanece | 25 | 600 | #VALUE! | #VALUE!
LAPP | 10187A | Y | LAPP , 10187A |  |  | 3.72 | 2001-12-08 11:01 | Anjanece | 25 | 600 | #VALUE! | #VALUE!
LAPP | 10187A | Y | LAPP , 10187A |  |  | 3.88 | 2001-12-08 11:01 | Anjanece | 25 | 600 | #VALUE! | #VALUE!
LAPP | 10187A | Y | LAPP , 10187A |  |  | 3.99 | 2001-12-08 11:01 | Anjanece | 25 | 600 | #VALUE! | #VALUE!
LAPP | 10187A | Y | LAPP , 10187A |  |  | 4 | 2001-12-08 11:01 | Anjanece | 25 | 600 | #VALUE! | #VALUE!
LAPP | 10187A | Y | LAPP , 10187A |  |  | 4.29 | 2001-12-08 11:01 | Anjanece | 25 | 600 | #VALUE! | #VALUE!
LAPP | 10187A | Y | LAPP , 10187A |  |  | 4.34 | 2001-12-08 11:01 | Anjanece | 25 | 600 | #VALUE! | #VALUE!
LAPP | 10187A | Y | LAPP , 10187A |  |  | 4.7 | 2001-12-08 11:01 | Anjanece | 25 | 600 | #VALUE! | #VALUE!
LAPP | 10187A | Y | LAPP , 10187A |  |  | 4.72 | 2001-12-08 11:01 | Anjanece | 25 | 600 | #VALUE! | #VALUE!
LAPP | 10187A | Y | LAPP , 10187A |  |  | 5.32 | 2001-12-08 11:01 | Anjanece | 25 | 600 | #VALUE! | #VALUE!
LAPP | 10187A | Y | LAPP , 10187A |  |  | 5.51 | 2001-12-08 11:01 | Anjanece | 25 | 600 | #VALUE! | #VALUE!
LAPP | 10187A | Y | LAPP , 10187A |  |  | 5.75 | 2001-12-08 11:01 | Anjanece | 25 | 600 | #VALUE! | #VALUE!
LAPP | 10187A | Y | LAPP , 10187A |  |  | 6.2 | 2001-12-08 11:01 | Anjanece | 25 | 600 | #VALUE! | #VALUE!
LAPP | 10187A | Y | LAPP , 10187A |  |  | 6.63 | 2001-12-08 11:01 | Anjanece | 25 | 600 | #VALUE! | #VALUE!
LAPP | 10187A | Y | LAPP , 10187A |  |  | 7.23 | 2001-12-08 11:01 | Anjanece | 25 | 600 | #VALUE! | #VALUE!
LAPP | 10187A | Y | LAPP , 10187A |  |  | 8.09 | 2001-12-08 11:01 | Anjanece | 25 | 600 | #VALUE! | #VALUE!
LAPP | 10187A | Y | LAPP , 10187A |  | Storm Stores | 0 | 2018-04-16 10:34 | Anjanece | 25 | 600 | #VALUE! | #VALUE!
LAPP | 10187A | Y | LAPP , 10187A |  |  | 3.53 | 2018-04-16 10:34 | Anjanece | 25 | 600 | #VALUE! | #VALUE!
LAPP | 10187A | Y | LAPP , 10187A |  |  | 3.54 | 2018-04-16 10:34 | Anjanece | 25 | 600 | #VALUE! | #VALUE!
LAPP | 10187A | Y | LAPP , 10187A |  |  | 4.31 | 2018-04-16 10:34 | Anjanece | 25 | 600 | #VALUE! | #VALUE!
LAPP | 10187A | Y | LAPP , 10187A |  |  | 4.48 | 2018-04-16 10:34 | Anjanece | 25 | 600 | #VALUE! | #VALUE!
LINE HARDWARE MFG. CO. | LPS-34-700 | Y | LINE HARDWARE MFG. CO. , LPS-34-700 | JEA OVERHEAD DISTRIBUTION | CSC Stores | 2.86 | 2001-12-08 11:01 | Anjanece | 25 | 600 | #VALUE! | #VALUE!
LINE HARDWARE MFG. CO. | LPS-34-700 | Y | LINE HARDWARE MFG. CO. , LPS-34-700 |  |  | 2.87 | 2001-12-08 11:01 | Anjanece | 25 | 600 | #VALUE! | #VALUE!
LINE HARDWARE MFG. CO. | LPS-34-700 | Y | LINE HARDWARE MFG. CO. , LPS-34-700 |  |  | 2.88 | 2001-12-08 11:01 | Anjanece | 25 | 600 | #VALUE! | #VALUE!
LINE HARDWARE MFG. CO. | LPS-34-700 | Y | LINE HARDWARE MFG. CO. , LPS-34-700 |  |  | 2.93 | 2001-12-08 11:01 | Anjanece | 25 | 600 | #VALUE! | #VALUE!
LINE HARDWARE MFG. CO. | LPS-34-700 | Y | LINE HARDWARE MFG. CO. , LPS-34-700 |  |  | 3.16 | 2001-12-08 11:01 | Anjanece | 25 | 600 | #VALUE! | #VALUE!
LINE HARDWARE MFG. CO. | LPS-34-700 | Y | LINE HARDWARE MFG. CO. , LPS-34-700 |  |  | 3.31 | 2001-12-08 11:01 | Anjanece | 25 | 600 | #VALUE! | #VALUE!
LINE HARDWARE MFG. CO. | LPS-34-700 | Y | LINE HARDWARE MFG. CO. , LPS-34-700 |  |  | 3.36 | 2001-12-08 11:01 | Anjanece | 25 | 600 | #VALUE! | #VALUE!
LINE HARDWARE MFG. CO. | LPS-34-700 | Y | LINE HARDWARE MFG. CO. , LPS-34-700 |  |  | 3.43 | 2001-12-08 11:01 | Anjanece | 25 | 600 | #VALUE! | #VALUE!
LINE HARDWARE MFG. CO. | LPS-34-700 | Y | LINE HARDWARE MFG. CO. , LPS-34-700 |  |  | 3.45 | 2001-12-08 11:01 | Anjanece | 25 | 600 | #VALUE! | #VALUE!
LINE HARDWARE MFG. CO. | LPS-34-700 | Y | LINE HARDWARE MFG. CO. , LPS-34-700 |  |  | 3.48 | 2001-12-08 11:01 | Anjanece | 25 | 600 | #VALUE! | #VALUE!
LINE HARDWARE MFG. CO. | LPS-34-700 | Y | LINE HARDWARE MFG. CO. , LPS-34-700 |  |  | 3.49 | 2001-12-08 11:01 | Anjanece | 25 | 600 | #VALUE! | #VALUE!
LINE HARDWARE MFG. CO. | LPS-34-700 | Y | LINE HARDWARE MFG. CO. , LPS-34-700 |  |  | 3.5 | 2001-12-08 11:01 | Anjanece | 25 | 600 | #VALUE! | #VALUE!
LINE HARDWARE MFG. CO. | LPS-34-700 | Y | LINE HARDWARE MFG. CO. , LPS-34-700 |  |  | 3.52 | 2001-12-08 11:01 | Anjanece | 25 | 600 | #VALUE! | #VALUE!
LINE HARDWARE MFG. CO. | LPS-34-700 | Y | LINE HARDWARE MFG. CO. , LPS-34-700 |  |  | 3.54 | 2001-12-08 11:01 | Anjanece | 25 | 600 | #VALUE! | #VALUE!
LINE HARDWARE MFG. CO. | LPS-34-700 | Y | LINE HARDWARE MFG. CO. , LPS-34-700 |  |  | 3.55 | 2001-12-08 11:01 | Anjanece | 25 | 600 | #VALUE! | #VALUE!
LINE HARDWARE MFG. CO. | LPS-34-700 | Y | LINE HARDWARE MFG. CO. , LPS-34-700 |  |  | 3.58 | 2001-12-08 11:01 | Anjanece | 25 | 600 | #VALUE! | #VALUE!
LINE HARDWARE MFG. CO. | LPS-34-700 | Y | LINE HARDWARE MFG. CO. , LPS-34-700 |  |  | 3.65 | 2001-12-08 11:01 | Anjanece | 25 | 600 | #VALUE! | #VALUE!
LINE HARDWARE MFG. CO. | LPS-34-700 | Y | LINE HARDWARE MFG. CO. , LPS-34-700 |  |  | 3.66 | 2001-12-08 11:01 | Anjanece | 25 | 600 | #VALUE! | #VALUE!
LINE HARDWARE MFG. CO. | LPS-34-700 | Y | LINE HARDWARE MFG. CO. , LPS-34-700 |  |  | 3.72 | 2001-12-08 11:01 | Anjanece | 25 | 600 | #VALUE! | #VALUE!
LINE HARDWARE MFG. CO. | LPS-34-700 | Y | LINE HARDWARE MFG. CO. , LPS-34-700 |  |  | 3.88 | 2001-12-08 11:01 | Anjanece | 25 | 600 | #VALUE! | #VALUE!
LINE HARDWARE MFG. CO. | LPS-34-700 | Y | LINE HARDWARE MFG. CO. , LPS-34-700 |  |  | 3.99 | 2001-12-08 11:01 | Anjanece | 25 | 600 | #VALUE! | #VALUE!
LINE HARDWARE MFG. CO. | LPS-34-700 | Y | LINE HARDWARE MFG. CO. , LPS-34-700 |  |  | 4 | 2001-12-08 11:01 | Anjanece | 25 | 600 | #VALUE! | #VALUE!
LINE HARDWARE MFG. CO. | LPS-34-700 | Y | LINE HARDWARE MFG. CO. , LPS-34-700 |  |  | 4.29 | 2001-12-08 11:01 | Anjanece | 25 | 600 | #VALUE! | #VALUE!
LINE HARDWARE MFG. CO. | LPS-34-700 | Y | LINE HARDWARE MFG. CO. , LPS-34-700 |  |  | 4.34 | 2001-12-08 11:01 | Anjanece | 25 | 600 | #VALUE! | #VALUE!
LINE HARDWARE MFG. CO. | LPS-34-700 | Y | LINE HARDWARE MFG. CO. , LPS-34-700 |  |  | 4.7 | 2001-12-08 11:01 | Anjanece | 25 | 600 | #VALUE! | #VALUE!
LINE HARDWARE MFG. CO. | LPS-34-700 | Y | LINE HARDWARE MFG. CO. , LPS-34-700 |  |  | 4.72 | 2001-12-08 11:01 | Anjanece | 25 | 600 | #VALUE! | #VALUE!
LINE HARDWARE MFG. CO. | LPS-34-700 | Y | LINE HARDWARE MFG. CO. , LPS-34-700 |  |  | 5.32 | 2001-12-08 11:01 | Anjanece | 25 | 600 | #VALUE! | #VALUE!
LINE HARDWARE MFG. CO. | LPS-34-700 | Y | LINE HARDWARE MFG. CO. , LPS-34-700 |  |  | 5.51 | 2001-12-08 11:01 | Anjanece | 25 | 600 | #VALUE! | #VALUE!
LINE HARDWARE MFG. CO. | LPS-34-700 | Y | LINE HARDWARE MFG. CO. , LPS-34-700 |  |  | 5.75 | 2001-12-08 11:01 | Anjanece | 25 | 600 | #VALUE! | #VALUE!
LINE HARDWARE MFG. CO. | LPS-34-700 | Y | LINE HARDWARE MFG. CO. , LPS-34-700 |  |  | 6.2 | 2001-12-08 11:01 | Anjanece | 25 | 600 | #VALUE! | #VALUE!
LINE HARDWARE MFG. CO. | LPS-34-700 | Y | LINE HARDWARE MFG. CO. , LPS-34-700 |  |  | 6.63 | 2001-12-08 11:01 | Anjanece | 25 | 600 | #VALUE! | #VALUE!
LINE HARDWARE MFG. CO. | LPS-34-700 | Y | LINE HARDWARE MFG. CO. , LPS-34-700 |  |  | 7.23 | 2001-12-08 11:01 | Anjanece | 25 | 600 | #VALUE! | #VALUE!
LINE HARDWARE MFG. CO. | LPS-34-700 | Y | LINE HARDWARE MFG. CO. , LPS-34-700 |  |  | 8.09 | 2001-12-08 11:01 | Anjanece | 25 | 600 | #VALUE! | #VALUE!
LINE HARDWARE MFG. CO. | LPS-34-700 | Y | LINE HARDWARE MFG. CO. , LPS-34-700 |  | Storm Stores | 0 | 2018-04-16 10:34 | Anjanece | 25 | 600 | #VALUE! | #VALUE!
LINE HARDWARE MFG. CO. | LPS-34-700 | Y | LINE HARDWARE MFG. CO. , LPS-34-700 |  |  | 3.53 | 2018-04-16 10:34 | Anjanece | 25 | 600 | #VALUE! | #VALUE!
LINE HARDWARE MFG. CO. | LPS-34-700 | Y | LINE HARDWARE MFG. CO. , LPS-34-700 |  |  | 3.54 | 2018-04-16 10:34 | Anjanece | 25 | 600 | #VALUE! | #VALUE!
LINE HARDWARE MFG. CO. | LPS-34-700 | Y | LINE HARDWARE MFG. CO. , LPS-34-700 |  |  | 4.31 | 2018-04-16 10:34 | Anjanece | 25 | 600 | #VALUE! | #VALUE!
LINE HARDWARE MFG. CO. | LPS-34-700 | Y | LINE HARDWARE MFG. CO. , LPS-34-700 |  |  | 4.48 | 2018-04-16 10:34 | Anjanece | 25 | 600 | #VALUE! | #VALUE!
OHIO BRASS | 87574 | Y | OHIO BRASS , 87574 | JEA OVERHEAD DISTRIBUTION | CSC Stores | 2.86 | 2001-12-08 11:01 | Anjanece | 25 | 600 | #VALUE! | #VALUE!
OHIO BRASS | 87574 | Y | OHIO BRASS , 87574 |  |  | 2.87 | 2001-12-08 11:01 | Anjanece | 25 | 600 | #VALUE! | #VALUE!
OHIO BRASS | 87574 | Y | OHIO BRASS , 87574 |  |  | 2.88 | 2001-12-08 11:01 | Anjanece | 25 | 600 | #VALUE! | #VALUE!
OHIO BRASS | 87574 | Y | OHIO BRASS , 87574 |  |  | 2.93 | 2001-12-08 11:01 | Anjanece | 25 | 600 | #VALUE! | #VALUE!
OHIO BRASS | 87574 | Y | OHIO BRASS , 87574 |  |  | 3.16 | 2001-12-08 11:01 | Anjanece | 25 | 600 | #VALUE! | #VALUE!
OHIO BRASS | 87574 | Y | OHIO BRASS , 87574 |  |  | 3.31 | 2001-12-08 11:01 | Anjanece | 25 | 600 | #VALUE! | #VALUE!
OHIO BRASS | 87574 | Y | OHIO BRASS , 87574 |  |  | 3.36 | 2001-12-08 11:01 | Anjanece | 25 | 600 | #VALUE! | #VALUE!
OHIO BRASS | 87574 | Y | OHIO BRASS , 87574 |  |  | 3.43 | 2001-12-08 11:01 | Anjanece | 25 | 600 | #VALUE! | #VALUE!
OHIO BRASS | 87574 | Y | OHIO BRASS , 87574 |  |  | 3.45 | 2001-12-08 11:01 | Anjanece | 25 | 600 | #VALUE! | #VALUE!
OHIO BRASS | 87574 | Y | OHIO BRASS , 87574 |  |  | 3.48 | 2001-12-08 11:01 | Anjanece | 25 | 600 | #VALUE! | #VALUE!
OHIO BRASS | 87574 | Y | OHIO BRASS , 87574 |  |  | 3.49 | 2001-12-08 11:01 | Anjanece | 25 | 600 | #VALUE! | #VALUE!
OHIO BRASS | 87574 | Y | OHIO BRASS , 87574 |  |  | 3.5 | 2001-12-08 11:01 | Anjanece | 25 | 600 | #VALUE! | #VALUE!
OHIO BRASS | 87574 | Y | OHIO BRASS , 87574 |  |  | 3.52 | 2001-12-08 11:01 | Anjanece | 25 | 600 | #VALUE! | #VALUE!
OHIO BRASS | 87574 | Y | OHIO BRASS , 87574 |  |  | 3.54 | 2001-12-08 11:01 | Anjanece | 25 | 600 | #VALUE! | #VALUE!
OHIO BRASS | 87574 | Y | OHIO BRASS , 87574 |  |  | 3.55 | 2001-12-08 11:01 | Anjanece | 25 | 600 | #VALUE! | #VALUE!
OHIO BRASS | 87574 | Y | OHIO BRASS , 87574 |  |  | 3.58 | 2001-12-08 11:01 | Anjanece | 25 | 600 | #VALUE! | #VALUE!
OHIO BRASS | 87574 | Y | OHIO BRASS , 87574 |  |  | 3.65 | 2001-12-08 11:01 | Anjanece | 25 | 600 | #VALUE! | #VALUE!
OHIO BRASS | 87574 | Y | OHIO BRASS , 87574 |  |  | 3.66 | 2001-12-08 11:01 | Anjanece | 25 | 600 | #VALUE! | #VALUE!
OHIO BRASS | 87574 | Y | OHIO BRASS , 87574 |  |  | 3.72 | 2001-12-08 11:01 | Anjanece | 25 | 600 | #VALUE! | #VALUE!
OHIO BRASS | 87574 | Y | OHIO BRASS , 87574 |  |  | 3.88 | 2001-12-08 11:01 | Anjanece | 25 | 600 | #VALUE! | #VALUE!
OHIO BRASS | 87574 | Y | OHIO BRASS , 87574 |  |  | 3.99 | 2001-12-08 11:01 | Anjanece | 25 | 600 | #VALUE! | #VALUE!
OHIO BRASS | 87574 | Y | OHIO BRASS , 87574 |  |  | 4 | 2001-12-08 11:01 | Anjanece | 25 | 600 | #VALUE! | #VALUE!
OHIO BRASS | 87574 | Y | OHIO BRASS , 87574 |  |  | 4.29 | 2001-12-08 11:01 | Anjanece | 25 | 600 | #VALUE! | #VALUE!
OHIO BRASS | 87574 | Y | OHIO BRASS , 87574 |  |  | 4.34 | 2001-12-08 11:01 | Anjanece | 25 | 600 | #VALUE! | #VALUE!
OHIO BRASS | 87574 | Y | OHIO BRASS , 87574 |  |  | 4.7 | 2001-12-08 11:01 | Anjanece | 25 | 600 | #VALUE! | #VALUE!
OHIO BRASS | 87574 | Y | OHIO BRASS , 87574 |  |  | 4.72 | 2001-12-08 11:01 | Anjanece | 25 | 600 | #VALUE! | #VALUE!
OHIO BRASS | 87574 | Y | OHIO BRASS , 87574 |  |  | 5.32 | 2001-12-08 11:01 | Anjanece | 25 | 600 | #VALUE! | #VALUE!
OHIO BRASS | 87574 | Y | OHIO BRASS , 87574 |  |  | 5.51 | 2001-12-08 11:01 | Anjanece | 25 | 600 | #VALUE! | #VALUE!
OHIO BRASS | 87574 | Y | OHIO BRASS , 87574 |  |  | 5.75 | 2001-12-08 11:01 | Anjanece | 25 | 600 | #VALUE! | #VALUE!
OHIO BRASS | 87574 | Y | OHIO BRASS , 87574 |  |  | 6.2 | 2001-12-08 11:01 | Anjanece | 25 | 600 | #VALUE! | #VALUE!
OHIO BRASS | 87574 | Y | OHIO BRASS , 87574 |  |  | 6.63 | 2001-12-08 11:01 | Anjanece | 25 | 600 | #VALUE! | #VALUE!
OHIO BRASS | 87574 | Y | OHIO BRASS , 87574 |  |  | 7.23 | 2001-12-08 11:01 | Anjanece | 25 | 600 | #VALUE! | #VALUE!
OHIO BRASS | 87574 | Y | OHIO BRASS , 87574 |  |  | 8.09 | 2001-12-08 11:01 | Anjanece | 25 | 600 | #VALUE! | #VALUE!
OHIO BRASS | 87574 | Y | OHIO BRASS , 87574 |  | Storm Stores | 0 | 2018-04-16 10:34 | Anjanece | 25 | 600 | #VALUE! | #VALUE!
OHIO BRASS | 87574 | Y | OHIO BRASS , 87574 |  |  | 3.53 | 2018-04-16 10:34 | Anjanece | 25 | 600 | #VALUE! | #VALUE!
OHIO BRASS | 87574 | Y | OHIO BRASS , 87574 |  |  | 3.54 | 2018-04-16 10:34 | Anjanece | 25 | 600 | #VALUE! | #VALUE!
OHIO BRASS | 87574 | Y | OHIO BRASS , 87574 |  |  | 4.31 | 2018-04-16 10:34 | Anjanece | 25 | 600 | #VALUE! | #VALUE!
OHIO BRASS | 87574 | Y | OHIO BRASS , 87574 |  |  | 4.48 | 2018-04-16 10:34 | Anjanece | 25 | 600 | #VALUE! | #VALUE!
UTILITIES SERVICE | 6512-7 | Y | UTILITIES SERVICE , 6512-7 | JEA OVERHEAD DISTRIBUTION | CSC Stores | 2.86 | 2001-12-08 11:01 | Anjanece | 25 | 600 | #VALUE! | #VALUE!
UTILITIES SERVICE | 6512-7 | Y | UTILITIES SERVICE , 6512-7 |  |  | 2.87 | 2001-12-08 11:01 | Anjanece | 25 | 600 | #VALUE! | #VALUE!
UTILITIES SERVICE | 6512-7 | Y | UTILITIES SERVICE , 6512-7 |  |  | 2.88 | 2001-12-08 11:01 | Anjanece | 25 | 600 | #VALUE! | #VALUE!
UTILITIES SERVICE | 6512-7 | Y | UTILITIES SERVICE , 6512-7 |  |  | 2.93 | 2001-12-08 11:01 | Anjanece | 25 | 600 | #VALUE! | #VALUE!
UTILITIES SERVICE | 6512-7 | Y | UTILITIES SERVICE , 6512-7 |  |  | 3.16 | 2001-12-08 11:01 | Anjanece | 25 | 600 | #VALUE! | #VALUE!
UTILITIES SERVICE | 6512-7 | Y | UTILITIES SERVICE , 6512-7 |  |  | 3.31 | 2001-12-08 11:01 | Anjanece | 25 | 600 | #VALUE! | #VALUE!
UTILITIES SERVICE | 6512-7 | Y | UTILITIES SERVICE , 6512-7 |  |  | 3.36 | 2001-12-08 11:01 | Anjanece | 25 | 600 | #VALUE! | #VALUE!
UTILITIES SERVICE | 6512-7 | Y | UTILITIES SERVICE , 6512-7 |  |  | 3.43 | 2001-12-08 11:01 | Anjanece | 25 | 600 | #VALUE! | #VALUE!
UTILITIES SERVICE | 6512-7 | Y | UTILITIES SERVICE , 6512-7 |  |  | 3.45 | 2001-12-08 11:01 | Anjanece | 25 | 600 | #VALUE! | #VALUE!
UTILITIES SERVICE | 6512-7 | Y | UTILITIES SERVICE , 6512-7 |  |  | 3.48 | 2001-12-08 11:01 | Anjanece | 25 | 600 | #VALUE! | #VALUE!
UTILITIES SERVICE | 6512-7 | Y | UTILITIES SERVICE , 6512-7 |  |  | 3.49 | 2001-12-08 11:01 | Anjanece | 25 | 600 | #VALUE! | #VALUE!
UTILITIES SERVICE | 6512-7 | Y | UTILITIES SERVICE , 6512-7 |  |  | 3.5 | 2001-12-08 11:01 | Anjanece | 25 | 600 | #VALUE! | #VALUE!
UTILITIES SERVICE | 6512-7 | Y | UTILITIES SERVICE , 6512-7 |  |  | 3.52 | 2001-12-08 11:01 | Anjanece | 25 | 600 | #VALUE! | #VALUE!
UTILITIES SERVICE | 6512-7 | Y | UTILITIES SERVICE , 6512-7 |  |  | 3.54 | 2001-12-08 11:01 | Anjanece | 25 | 600 | #VALUE! | #VALUE!
UTILITIES SERVICE | 6512-7 | Y | UTILITIES SERVICE , 6512-7 |  |  | 3.55 | 2001-12-08 11:01 | Anjanece | 25 | 600 | #VALUE! | #VALUE!
UTILITIES SERVICE | 6512-7 | Y | UTILITIES SERVICE , 6512-7 |  |  | 3.58 | 2001-12-08 11:01 | Anjanece | 25 | 600 | #VALUE! | #VALUE!
UTILITIES SERVICE | 6512-7 | Y | UTILITIES SERVICE , 6512-7 |  |  | 3.65 | 2001-12-08 11:01 | Anjanece | 25 | 600 | #VALUE! | #VALUE!
UTILITIES SERVICE | 6512-7 | Y | UTILITIES SERVICE , 6512-7 |  |  | 3.66 | 2001-12-08 11:01 | Anjanece | 25 | 600 | #VALUE! | #VALUE!
UTILITIES SERVICE | 6512-7 | Y | UTILITIES SERVICE , 6512-7 |  |  | 3.72 | 2001-12-08 11:01 | Anjanece | 25 | 600 | #VALUE! | #VALUE!
UTILITIES SERVICE | 6512-7 | Y | UTILITIES SERVICE , 6512-7 |  |  | 3.88 | 2001-12-08 11:01 | Anjanece | 25 | 600 | #VALUE! | #VALUE!
UTILITIES SERVICE | 6512-7 | Y | UTILITIES SERVICE , 6512-7 |  |  | 3.99 | 2001-12-08 11:01 | Anjanece | 25 | 600 | #VALUE! | #VALUE!
UTILITIES SERVICE | 6512-7 | Y | UTILITIES SERVICE , 6512-7 |  |  | 4 | 2001-12-08 11:01 | Anjanece | 25 | 600 | #VALUE! | #VALUE!
UTILITIES SERVICE | 6512-7 | Y | UTILITIES SERVICE , 6512-7 |  |  | 4.29 | 2001-12-08 11:01 | Anjanece | 25 | 600 | #VALUE! | #VALUE!
UTILITIES SERVICE | 6512-7 | Y | UTILITIES SERVICE , 6512-7 |  |  | 4.34 | 2001-12-08 11:01 | Anjanece | 25 | 600 | #VALUE! | #VALUE!
UTILITIES SERVICE | 6512-7 | Y | UTILITIES SERVICE , 6512-7 |  |  | 4.7 | 2001-12-08 11:01 | Anjanece | 25 | 600 | #VALUE! | #VALUE!
UTILITIES SERVICE | 6512-7 | Y | UTILITIES SERVICE , 6512-7 |  |  | 4.72 | 2001-12-08 11:01 | Anjanece | 25 | 600 | #VALUE! | #VALUE!
UTILITIES SERVICE | 6512-7 | Y | UTILITIES SERVICE , 6512-7 |  |  | 5.32 | 2001-12-08 11:01 | Anjanece | 25 | 600 | #VALUE! | #VALUE!
UTILITIES SERVICE | 6512-7 | Y | UTILITIES SERVICE , 6512-7 |  |  | 5.51 | 2001-12-08 11:01 | Anjanece | 25 | 600 | #VALUE! | #VALUE!
UTILITIES SERVICE | 6512-7 | Y | UTILITIES SERVICE , 6512-7 |  |  | 5.75 | 2001-12-08 11:01 | Anjanece | 25 | 600 | #VALUE! | #VALUE!
UTILITIES SERVICE | 6512-7 | Y | UTILITIES SERVICE , 6512-7 |  |  | 6.2 | 2001-12-08 11:01 | Anjanece | 25 | 600 | #VALUE! | #VALUE!
UTILITIES SERVICE | 6512-7 | Y | UTILITIES SERVICE , 6512-7 |  |  | 6.63 | 2001-12-08 11:01 | Anjanece | 25 | 600 | #VALUE! | #VALUE!
UTILITIES SERVICE | 6512-7 | Y | UTILITIES SERVICE , 6512-7 |  |  | 7.23 | 2001-12-08 11:01 | Anjanece | 25 | 600 | #VALUE! | #VALUE!
UTILITIES SERVICE | 6512-7 | Y | UTILITIES SERVICE , 6512-7 |  |  | 8.09 | 2001-12-08 11:01 | Anjanece | 25 | 600 | #VALUE! | #VALUE!
UTILITIES SERVICE | 6512-7 | Y | UTILITIES SERVICE , 6512-7 |  | Storm Stores | 0 | 2018-04-16 10:34 | Anjanece | 25 | 600 | #VALUE! | #VALUE!
UTILITIES SERVICE | 6512-7 | Y | UTILITIES SERVICE , 6512-7 |  |  | 3.53 | 2018-04-16 10:34 | Anjanece | 25 | 600 | #VALUE! | #VALUE!
UTILITIES SERVICE | 6512-7 | Y | UTILITIES SERVICE , 6512-7 |  |  | 3.54 | 2018-04-16 10:34 | Anjanece | 25 | 600 | #VALUE! | #VALUE!
UTILITIES SERVICE | 6512-7 | Y | UTILITIES SERVICE , 6512-7 |  |  | 4.31 | 2018-04-16 10:34 | Anjanece | 25 | 600 | #VALUE! | #VALUE!
UTILITIES SERVICE | 6512-7 | Y | UTILITIES SERVICE , 6512-7 |  |  | 4.48 | 2018-04-16 10:34 | Anjanece | 25 | 600 | #VALUE! | #VALUE!
HUGHES BROTHERS | AS2613-H1 | Y | HUGHES BROTHERS , AS2613-H1 | JEA TRANSMISSION | CSC Stores | 24.67 | 2001-12-08 11:02 | John | 30 | 0 | N | N
HUGHES BROTHERS | AS2613-H1 | Y | HUGHES BROTHERS , AS2613-H1 |  |  | 24.68 | 2001-12-08 11:02 | John | 30 | 0 | N | N
HUGHES BROTHERS | AS2613-H1 | Y | HUGHES BROTHERS , AS2613-H1 |  |  | 24.89 | 2001-12-08 11:02 | John | 30 | 0 | N | N
HUGHES BROTHERS | AS2613-H1 | Y | HUGHES BROTHERS , AS2613-H1 |  |  | 24.98 | 2001-12-08 11:02 | John | 30 | 0 | N | N
HUGHES BROTHERS | AS2613-H1 | Y | HUGHES BROTHERS , AS2613-H1 |  |  | 25.37 | 2001-12-08 11:02 | John | 30 | 0 | N | N
HUGHES BROTHERS | AS2613-H1 | Y | HUGHES BROTHERS , AS2613-H1 |  |  | 25.57 | 2001-12-08 11:02 | John | 30 | 0 | N | N
HUGHES BROTHERS | AS2613-H1 | Y | HUGHES BROTHERS , AS2613-H1 |  |  | 37.01 | 2001-12-08 11:02 | John | 30 | 0 | N | N
HUGHES BROTHERS | AS2613-H1 | Y | HUGHES BROTHERS , AS2613-H1 |  |  | 42.38 | 2001-12-08 11:02 | John | 30 | 0 | N | N
HUGHES BROTHERS | AS2613-H1 | Y | HUGHES BROTHERS , AS2613-H1 |  |  | 44.3 | 2001-12-08 11:02 | John | 30 | 0 | N | N
HUGHES BROTHERS | AS2613-H1 | Y | HUGHES BROTHERS , AS2613-H1 |  |  | 44.56 | 2001-12-08 11:02 | John | 30 | 0 | N | N
S AND C ELECTRIC CO. | 135734R2 PER ED-153-R5 | Y | S AND C ELECTRIC CO. , 135734R2 PER ED-153-R5 | JEA OVERHEAD DISTRIBUTION | CSC Stores | 3915.02 | 2001-12-08 11:03 | Anjanece | 1 | 16 | #VALUE! | #VALUE!
S AND C ELECTRIC CO. | 135734R2 PER ED-153-R5 | Y | S AND C ELECTRIC CO. , 135734R2 PER ED-153-R5 |  |  | 3982 | 2001-12-08 11:03 | Anjanece | 1 | 16 | #VALUE! | #VALUE!
S AND C ELECTRIC CO. | 135734R2 PER ED-153-R5 | Y | S AND C ELECTRIC CO. , 135734R2 PER ED-153-R5 |  |  | 3998.15 | 2001-12-08 11:03 | Anjanece | 1 | 16 | #VALUE! | #VALUE!
S AND C ELECTRIC CO. | 135734R2 PER ED-153-R5 | Y | S AND C ELECTRIC CO. , 135734R2 PER ED-153-R5 |  |  | 4002.93 | 2001-12-08 11:03 | Anjanece | 1 | 16 | #VALUE! | #VALUE!
S AND C ELECTRIC CO. | 135734R2 PER ED-153-R5 | Y | S AND C ELECTRIC CO. , 135734R2 PER ED-153-R5 |  |  | 4496.01 | 2001-12-08 11:03 | Anjanece | 1 | 16 | #VALUE! | #VALUE!
SIEMENS | JE994X-40 | Y | SIEMENS , JE994X-40 | JEA OVERHEAD DISTRIBUTION | CSC Stores | 3915.02 | 2001-12-08 11:03 | Anjanece | 1 | 16 | #VALUE! | #VALUE!
SIEMENS | JE994X-40 | Y | SIEMENS , JE994X-40 |  |  | 3982 | 2001-12-08 11:03 | Anjanece | 1 | 16 | #VALUE! | #VALUE!
SIEMENS | JE994X-40 | Y | SIEMENS , JE994X-40 |  |  | 3998.15 | 2001-12-08 11:03 | Anjanece | 1 | 16 | #VALUE! | #VALUE!
SIEMENS | JE994X-40 | Y | SIEMENS , JE994X-40 |  |  | 4002.93 | 2001-12-08 11:03 | Anjanece | 1 | 16 | #VALUE! | #VALUE!
SIEMENS | JE994X-40 | Y | SIEMENS , JE994X-40 |  |  | 4496.01 | 2001-12-08 11:03 | Anjanece | 1 | 16 | #VALUE! | #VALUE!
S AND C ELECTRIC CO. | 135754R2-SXXX | Y | S AND C ELECTRIC CO. , 135754R2-SXXX | JEA OVERHEAD DISTRIBUTION | CSC Stores | 3963.33 | 2001-12-08 11:04 | Anjanece | 1 | 30 | #VALUE! | #VALUE!
S AND C ELECTRIC CO. | 135754R2-SXXX | Y | S AND C ELECTRIC CO. , 135754R2-SXXX |  |  | 4029.11 | 2001-12-08 11:04 | Anjanece | 1 | 30 | #VALUE! | #VALUE!
S AND C ELECTRIC CO. | 135754R2-SXXX | Y | S AND C ELECTRIC CO. , 135754R2-SXXX |  |  | 4042.96 | 2001-12-08 11:04 | Anjanece | 1 | 30 | #VALUE! | #VALUE!
S AND C ELECTRIC CO. | 135754R2-SXXX | Y | S AND C ELECTRIC CO. , 135754R2-SXXX |  |  | 4052.03 | 2001-12-08 11:04 | Anjanece | 1 | 30 | #VALUE! | #VALUE!
S AND C ELECTRIC CO. | 135754R2-SXXX | Y | S AND C ELECTRIC CO. , 135754R2-SXXX |  |  | 4163.14 | 2001-12-08 11:04 | Anjanece | 1 | 30 | #VALUE! | #VALUE!
S AND C ELECTRIC CO. | 135754R2-SXXX | Y | S AND C ELECTRIC CO. , 135754R2-SXXX |  |  | 4304.5 | 2001-12-08 11:04 | Anjanece | 1 | 30 | #VALUE! | #VALUE!
S AND C ELECTRIC CO. | 135754R2-SXXX | Y | S AND C ELECTRIC CO. , 135754R2-SXXX |  |  | 4308.9 | 2001-12-08 11:04 | Anjanece | 1 | 30 | #VALUE! | #VALUE!
S AND C ELECTRIC CO. | 135754R2-SXXX | Y | S AND C ELECTRIC CO. , 135754R2-SXXX |  |  | 4940.21 | 2001-12-08 11:04 | Anjanece | 1 | 30 | #VALUE! | #VALUE!
S AND C ELECTRIC CO. | 135754R2-SXXX | Y | S AND C ELECTRIC CO. , 135754R2-SXXX |  |  | 5033.05 | 2001-12-08 11:04 | Anjanece | 1 | 30 | #VALUE! | #VALUE!
S AND C ELECTRIC CO. | 135754R2-SXXX | Y | S AND C ELECTRIC CO. , 135754R2-SXXX |  |  | 5062.71 | 2001-12-08 11:04 | Anjanece | 1 | 30 | #VALUE! | #VALUE!
S AND C ELECTRIC CO. | 135754R2-SXXX | Y | S AND C ELECTRIC CO. , 135754R2-SXXX |  |  | 5064.42 | 2001-12-08 11:04 | Anjanece | 1 | 30 | #VALUE! | #VALUE!
S AND C ELECTRIC CO. | 135754R2-SXXX | Y | S AND C ELECTRIC CO. , 135754R2-SXXX |  |  | 5067.17 | 2001-12-08 11:04 | Anjanece | 1 | 30 | #VALUE! | #VALUE!
S AND C ELECTRIC CO. | 135754R2-SXXX | Y | S AND C ELECTRIC CO. , 135754R2-SXXX |  |  | 5069.71 | 2001-12-08 11:04 | Anjanece | 1 | 30 | #VALUE! | #VALUE!
S AND C ELECTRIC CO. | 135754R2-SXXX | Y | S AND C ELECTRIC CO. , 135754R2-SXXX |  |  | 5072.89 | 2001-12-08 11:04 | Anjanece | 1 | 30 | #VALUE! | #VALUE!
S AND C ELECTRIC CO. | 135754R2-SXXX | Y | S AND C ELECTRIC CO. , 135754R2-SXXX |  |  | 5076.57 | 2001-12-08 11:04 | Anjanece | 1 | 30 | #VALUE! | #VALUE!
S AND C ELECTRIC CO. | 135754R2-SXXX | Y | S AND C ELECTRIC CO. , 135754R2-SXXX |  |  | 5078.04 | 2001-12-08 11:04 | Anjanece | 1 | 30 | #VALUE! | #VALUE!
S AND C ELECTRIC CO. | 135754R2-SXXX | Y | S AND C ELECTRIC CO. , 135754R2-SXXX |  |  | 5078.84 | 2001-12-08 11:04 | Anjanece | 1 | 30 | #VALUE! | #VALUE!
S AND C ELECTRIC CO. | 135754R2-SXXX | Y | S AND C ELECTRIC CO. , 135754R2-SXXX |  |  | 5092.44 | 2001-12-08 11:04 | Anjanece | 1 | 30 | #VALUE! | #VALUE!
S AND C ELECTRIC CO. | 135754R2-SXXX | Y | S AND C ELECTRIC CO. , 135754R2-SXXX |  |  | 5124.68 | 2001-12-08 11:04 | Anjanece | 1 | 30 | #VALUE! | #VALUE!
S AND C ELECTRIC CO. | 135754R2-SXXX | Y | S AND C ELECTRIC CO. , 135754R2-SXXX |  |  | 5139.1 | 2001-12-08 11:04 | Anjanece | 1 | 30 | #VALUE! | #VALUE!
S AND C ELECTRIC CO. | 135754R2-SXXX | Y | S AND C ELECTRIC CO. , 135754R2-SXXX |  |  | 5139.34 | 2001-12-08 11:04 | Anjanece | 1 | 30 | #VALUE! | #VALUE!
S AND C ELECTRIC CO. | 135754R2-SXXX | Y | S AND C ELECTRIC CO. , 135754R2-SXXX |  |  | 5151.22 | 2001-12-08 11:04 | Anjanece | 1 | 30 | #VALUE! | #VALUE!
S AND C ELECTRIC CO. | 135754R2-SXXX | Y | S AND C ELECTRIC CO. , 135754R2-SXXX |  |  | 5162.4 | 2001-12-08 11:04 | Anjanece | 1 | 30 | #VALUE! | #VALUE!
S AND C ELECTRIC CO. | 135754R2-SXXX | Y | S AND C ELECTRIC CO. , 135754R2-SXXX |  |  | 5198.03 | 2001-12-08 11:04 | Anjanece | 1 | 30 | #VALUE! | #VALUE!
S AND C ELECTRIC CO. | 135754R2-SXXX | Y | S AND C ELECTRIC CO. , 135754R2-SXXX |  |  | 5247.37 | 2001-12-08 11:04 | Anjanece | 1 | 30 | #VALUE! | #VALUE!
SIEMENS | JE984P-H | Y | SIEMENS , JE984P-H | JEA OVERHEAD DISTRIBUTION | CSC Stores | 3963.33 | 2001-12-08 11:04 | Anjanece | 1 | 30 | #VALUE! | #VALUE!
SIEMENS | JE984P-H | Y | SIEMENS , JE984P-H |  |  | 4029.11 | 2001-12-08 11:04 | Anjanece | 1 | 30 | #VALUE! | #VALUE!
SIEMENS | JE984P-H | Y | SIEMENS , JE984P-H |  |  | 4042.96 | 2001-12-08 11:04 | Anjanece | 1 | 30 | #VALUE! | #VALUE!
SIEMENS | JE984P-H | Y | SIEMENS , JE984P-H |  |  | 4052.03 | 2001-12-08 11:04 | Anjanece | 1 | 30 | #VALUE! | #VALUE!
SIEMENS | JE984P-H | Y | SIEMENS , JE984P-H |  |  | 4163.14 | 2001-12-08 11:04 | Anjanece | 1 | 30 | #VALUE! | #VALUE!
SIEMENS | JE984P-H | Y | SIEMENS , JE984P-H |  |  | 4304.5 | 2001-12-08 11:04 | Anjanece | 1 | 30 | #VALUE! | #VALUE!
SIEMENS | JE984P-H | Y | SIEMENS , JE984P-H |  |  | 4308.9 | 2001-12-08 11:04 | Anjanece | 1 | 30 | #VALUE! | #VALUE!
SIEMENS | JE984P-H | Y | SIEMENS , JE984P-H |  |  | 4940.21 | 2001-12-08 11:04 | Anjanece | 1 | 30 | #VALUE! | #VALUE!
SIEMENS | JE984P-H | Y | SIEMENS , JE984P-H |  |  | 5033.05 | 2001-12-08 11:04 | Anjanece | 1 | 30 | #VALUE! | #VALUE!
SIEMENS | JE984P-H | Y | SIEMENS , JE984P-H |  |  | 5062.71 | 2001-12-08 11:04 | Anjanece | 1 | 30 | #VALUE! | #VALUE!
SIEMENS | JE984P-H | Y | SIEMENS , JE984P-H |  |  | 5064.42 | 2001-12-08 11:04 | Anjanece | 1 | 30 | #VALUE! | #VALUE!
SIEMENS | JE984P-H | Y | SIEMENS , JE984P-H |  |  | 5067.17 | 2001-12-08 11:04 | Anjanece | 1 | 30 | #VALUE! | #VALUE!
SIEMENS | JE984P-H | Y | SIEMENS , JE984P-H |  |  | 5069.71 | 2001-12-08 11:04 | Anjanece | 1 | 30 | #VALUE! | #VALUE!
SIEMENS | JE984P-H | Y | SIEMENS , JE984P-H |  |  | 5072.89 | 2001-12-08 11:04 | Anjanece | 1 | 30 | #VALUE! | #VALUE!
SIEMENS | JE984P-H | Y | SIEMENS , JE984P-H |  |  | 5076.57 | 2001-12-08 11:04 | Anjanece | 1 | 30 | #VALUE! | #VALUE!
SIEMENS | JE984P-H | Y | SIEMENS , JE984P-H |  |  | 5078.04 | 2001-12-08 11:04 | Anjanece | 1 | 30 | #VALUE! | #VALUE!
SIEMENS | JE984P-H | Y | SIEMENS , JE984P-H |  |  | 5078.84 | 2001-12-08 11:04 | Anjanece | 1 | 30 | #VALUE! | #VALUE!
SIEMENS | JE984P-H | Y | SIEMENS , JE984P-H |  |  | 5092.44 | 2001-12-08 11:04 | Anjanece | 1 | 30 | #VALUE! | #VALUE!
SIEMENS | JE984P-H | Y | SIEMENS , JE984P-H |  |  | 5124.68 | 2001-12-08 11:04 | Anjanece | 1 | 30 | #VALUE! | #VALUE!
SIEMENS | JE984P-H | Y | SIEMENS , JE984P-H |  |  | 5139.1 | 2001-12-08 11:04 | Anjanece | 1 | 30 | #VALUE! | #VALUE!
SIEMENS | JE984P-H | Y | SIEMENS , JE984P-H |  |  | 5139.34 | 2001-12-08 11:04 | Anjanece | 1 | 30 | #VALUE! | #VALUE!
SIEMENS | JE984P-H | Y | SIEMENS , JE984P-H |  |  | 5151.22 | 2001-12-08 11:04 | Anjanece | 1 | 30 | #VALUE! | #VALUE!
SIEMENS | JE984P-H | Y | SIEMENS , JE984P-H |  |  | 5162.4 | 2001-12-08 11:04 | Anjanece | 1 | 30 | #VALUE! | #VALUE!
SIEMENS | JE984P-H | Y | SIEMENS , JE984P-H |  |  | 5198.03 | 2001-12-08 11:04 | Anjanece | 1 | 30 | #VALUE! | #VALUE!
SIEMENS | JE984P-H | Y | SIEMENS , JE984P-H |  |  | 5247.37 | 2001-12-08 11:04 | Anjanece | 1 | 30 | #VALUE! | #VALUE!
SIEMENS | JE994P-40 | Y | SIEMENS , JE994P-40 | JEA OVERHEAD DISTRIBUTION | CSC Stores | 3963.33 | 2001-12-08 11:04 | Anjanece | 1 | 30 | #VALUE! | #VALUE!
SIEMENS | JE994P-40 | Y | SIEMENS , JE994P-40 |  |  | 4029.11 | 2001-12-08 11:04 | Anjanece | 1 | 30 | #VALUE! | #VALUE!
SIEMENS | JE994P-40 | Y | SIEMENS , JE994P-40 |  |  | 4042.96 | 2001-12-08 11:04 | Anjanece | 1 | 30 | #VALUE! | #VALUE!
SIEMENS | JE994P-40 | Y | SIEMENS , JE994P-40 |  |  | 4052.03 | 2001-12-08 11:04 | Anjanece | 1 | 30 | #VALUE! | #VALUE!
SIEMENS | JE994P-40 | Y | SIEMENS , JE994P-40 |  |  | 4163.14 | 2001-12-08 11:04 | Anjanece | 1 | 30 | #VALUE! | #VALUE!
SIEMENS | JE994P-40 | Y | SIEMENS , JE994P-40 |  |  | 4304.5 | 2001-12-08 11:04 | Anjanece | 1 | 30 | #VALUE! | #VALUE!
SIEMENS | JE994P-40 | Y | SIEMENS , JE994P-40 |  |  | 4308.9 | 2001-12-08 11:04 | Anjanece | 1 | 30 | #VALUE! | #VALUE!
SIEMENS | JE994P-40 | Y | SIEMENS , JE994P-40 |  |  | 4940.21 | 2001-12-08 11:04 | Anjanece | 1 | 30 | #VALUE! | #VALUE!
SIEMENS | JE994P-40 | Y | SIEMENS , JE994P-40 |  |  | 5033.05 | 2001-12-08 11:04 | Anjanece | 1 | 30 | #VALUE! | #VALUE!
SIEMENS | JE994P-40 | Y | SIEMENS , JE994P-40 |  |  | 5062.71 | 2001-12-08 11:04 | Anjanece | 1 | 30 | #VALUE! | #VALUE!
SIEMENS | JE994P-40 | Y | SIEMENS , JE994P-40 |  |  | 5064.42 | 2001-12-08 11:04 | Anjanece | 1 | 30 | #VALUE! | #VALUE!
SIEMENS | JE994P-40 | Y | SIEMENS , JE994P-40 |  |  | 5067.17 | 2001-12-08 11:04 | Anjanece | 1 | 30 | #VALUE! | #VALUE!
SIEMENS | JE994P-40 | Y | SIEMENS , JE994P-40 |  |  | 5069.71 | 2001-12-08 11:04 | Anjanece | 1 | 30 | #VALUE! | #VALUE!
SIEMENS | JE994P-40 | Y | SIEMENS , JE994P-40 |  |  | 5072.89 | 2001-12-08 11:04 | Anjanece | 1 | 30 | #VALUE! | #VALUE!
SIEMENS | JE994P-40 | Y | SIEMENS , JE994P-40 |  |  | 5076.57 | 2001-12-08 11:04 | Anjanece | 1 | 30 | #VALUE! | #VALUE!
SIEMENS | JE994P-40 | Y | SIEMENS , JE994P-40 |  |  | 5078.04 | 2001-12-08 11:04 | Anjanece | 1 | 30 | #VALUE! | #VALUE!
SIEMENS | JE994P-40 | Y | SIEMENS , JE994P-40 |  |  | 5078.84 | 2001-12-08 11:04 | Anjanece | 1 | 30 | #VALUE! | #VALUE!
SIEMENS | JE994P-40 | Y | SIEMENS , JE994P-40 |  |  | 5092.44 | 2001-12-08 11:04 | Anjanece | 1 | 30 | #VALUE! | #VALUE!
SIEMENS | JE994P-40 | Y | SIEMENS , JE994P-40 |  |  | 5124.68 | 2001-12-08 11:04 | Anjanece | 1 | 30 | #VALUE! | #VALUE!
SIEMENS | JE994P-40 | Y | SIEMENS , JE994P-40 |  |  | 5139.1 | 2001-12-08 11:04 | Anjanece | 1 | 30 | #VALUE! | #VALUE!
SIEMENS | JE994P-40 | Y | SIEMENS , JE994P-40 |  |  | 5139.34 | 2001-12-08 11:04 | Anjanece | 1 | 30 | #VALUE! | #VALUE!
SIEMENS | JE994P-40 | Y | SIEMENS , JE994P-40 |  |  | 5151.22 | 2001-12-08 11:04 | Anjanece | 1 | 30 | #VALUE! | #VALUE!
SIEMENS | JE994P-40 | Y | SIEMENS , JE994P-40 |  |  | 5162.4 | 2001-12-08 11:04 | Anjanece | 1 | 30 | #VALUE! | #VALUE!
SIEMENS | JE994P-40 | Y | SIEMENS , JE994P-40 |  |  | 5198.03 | 2001-12-08 11:04 | Anjanece | 1 | 30 | #VALUE! | #VALUE!
SIEMENS | JE994P-40 | Y | SIEMENS , JE994P-40 |  |  | 5247.37 | 2001-12-08 11:04 | Anjanece | 1 | 30 | #VALUE! | #VALUE!
KEARNEY | 125824-20JEA | Y | KEARNEY , 125824-20JEA | JEA OVERHEAD DISTRIBUTION | CSC Stores | 732.75 | 2001-12-08 11:04 | Anjanece | 1 | 0 | #VALUE! | #VALUE!
KEARNEY | 125824-20JEA | Y | KEARNEY , 125824-20JEA |  |  | 1050 | 2001-12-08 11:04 | Anjanece | 1 | 0 | #VALUE! | #VALUE!
KEARNEY | 125824-20JEA | Y | KEARNEY , 125824-20JEA |  |  | 1061.89 | 2001-12-08 11:04 | Anjanece | 1 | 0 | #VALUE! | #VALUE!
KEARNEY | 125824-20JEA | Y | KEARNEY , 125824-20JEA |  |  | 1136.67 | 2001-12-08 11:04 | Anjanece | 1 | 0 | #VALUE! | #VALUE!
KEARNEY | 125825-20JEA | Y | KEARNEY , 125825-20JEA | JEA OVERHEAD DISTRIBUTION | CSC Stores | 1018.5 | 2001-12-08 11:05 | Anjanece | 1 | 0 | #VALUE! | #VALUE!
KEARNEY | 125825-20JEA | Y | KEARNEY , 125825-20JEA |  |  | 1097.18 | 2001-12-08 11:05 | Anjanece | 1 | 0 | #VALUE! | #VALUE!
KEARNEY | 125825-20JEA | Y | KEARNEY , 125825-20JEA |  |  | 1162.55 | 2001-12-08 11:05 | Anjanece | 1 | 0 | #VALUE! | #VALUE!
KEARNEY | 125825-20JEA | Y | KEARNEY , 125825-20JEA |  |  | 1165 | 2001-12-08 11:05 | Anjanece | 1 | 0 | #VALUE! | #VALUE!
KEARNEY | 125825-20JEA | Y | KEARNEY , 125825-20JEA |  |  | 1182.99 | 2001-12-08 11:05 | Anjanece | 1 | 0 | #VALUE! | #VALUE!
KEARNEY | 125825-20JEA | Y | KEARNEY , 125825-20JEA |  |  | 1268.5 | 2001-12-08 11:05 | Anjanece | 1 | 0 | #VALUE! | #VALUE!
KEARNEY | 125825-20JEA | Y | KEARNEY , 125825-20JEA |  |  | 1381 | 2001-12-08 11:05 | Anjanece | 1 | 0 | #VALUE! | #VALUE!
KEARNEY | 125825-20JEA | Y | KEARNEY , 125825-20JEA |  |  | 1415.63 | 2001-12-08 11:05 | Anjanece | 1 | 0 | #VALUE! | #VALUE!
KEARNEY | 125825-20JEA | Y | KEARNEY , 125825-20JEA |  |  | 1448 | 2001-12-08 11:05 | Anjanece | 1 | 0 | #VALUE! | #VALUE!
KEARNEY | 125825-20JEA | Y | KEARNEY , 125825-20JEA |  |  | 1458 | 2001-12-08 11:05 | Anjanece | 1 | 0 | #VALUE! | #VALUE!
USCO POWER EQUIPMENT CORP. | HH6V-03812-LP | Y | USCO POWER EQUIPMENT CORP. , HH6V-03812-LP | JEA OVERHEAD DISTRIBUTION | CSC Stores | 584 | 1990-05-17 | Anjanece | 1 | 0 | #VALUE! | #VALUE!
USCO POWER EQUIPMENT CORP. | HH6V-03812-LP | Y | USCO POWER EQUIPMENT CORP. , HH6V-03812-LP |  |  | 585.73 | 1990-05-17 | Anjanece | 1 | 0 | #VALUE! | #VALUE!
USCO POWER EQUIPMENT CORP. | HH6V-03812-LP | Y | USCO POWER EQUIPMENT CORP. , HH6V-03812-LP |  |  | 617.24 | 1990-05-17 | Anjanece | 1 | 0 | #VALUE! | #VALUE!
USCO POWER EQUIPMENT CORP. | HH6V-03812-LP | Y | USCO POWER EQUIPMENT CORP. , HH6V-03812-LP |  |  | 787.93 | 1990-05-17 | Anjanece | 1 | 0 | #VALUE! | #VALUE!
USCO POWER EQUIPMENT CORP. | HH6V-03812-LP | Y | USCO POWER EQUIPMENT CORP. , HH6V-03812-LP |  |  | 1300 | 1990-05-17 | Anjanece | 1 | 0 | #VALUE! | #VALUE!
BRIDGES ELECTRIC INC. | 350-M | Y | BRIDGES ELECTRIC INC. , 350-M | JEA OVERHEAD DISTRIBUTION | CSC Stores | 243 | 2001-12-08 11:07 | Anjanece | 12 | 0 | #VALUE! | #VALUE!
BRIDGES ELECTRIC INC. | 350-M | Y | BRIDGES ELECTRIC INC. , 350-M |  |  | 249 | 2001-12-08 11:07 | Anjanece | 12 | 0 | #VALUE! | #VALUE!
BRIDGES ELECTRIC INC. | 350-M | Y | BRIDGES ELECTRIC INC. , 350-M |  |  | 249.75 | 2001-12-08 11:07 | Anjanece | 12 | 0 | #VALUE! | #VALUE!
BRIDGES ELECTRIC INC. | 350-M | Y | BRIDGES ELECTRIC INC. , 350-M |  |  | 250.77 | 2001-12-08 11:07 | Anjanece | 12 | 0 | #VALUE! | #VALUE!
BRIDGES ELECTRIC INC. | 350-M | Y | BRIDGES ELECTRIC INC. , 350-M |  |  | 251.91 | 2001-12-08 11:07 | Anjanece | 12 | 0 | #VALUE! | #VALUE!
BRIDGES ELECTRIC INC. | 350-M | Y | BRIDGES ELECTRIC INC. , 350-M |  |  | 252.75 | 2001-12-08 11:07 | Anjanece | 12 | 0 | #VALUE! | #VALUE!
BRIDGES ELECTRIC INC. | 350-M | Y | BRIDGES ELECTRIC INC. , 350-M |  |  | 253 | 2001-12-08 11:07 | Anjanece | 12 | 0 | #VALUE! | #VALUE!
BRIDGES ELECTRIC INC. | 350-M | Y | BRIDGES ELECTRIC INC. , 350-M |  |  | 253.67 | 2001-12-08 11:07 | Anjanece | 12 | 0 | #VALUE! | #VALUE!
BRIDGES ELECTRIC INC. | 350-M | Y | BRIDGES ELECTRIC INC. , 350-M |  |  | 253.85 | 2001-12-08 11:07 | Anjanece | 12 | 0 | #VALUE! | #VALUE!
BRIDGES ELECTRIC INC. | 350-M | Y | BRIDGES ELECTRIC INC. , 350-M |  |  | 261.53 | 2001-12-08 11:07 | Anjanece | 12 | 0 | #VALUE! | #VALUE!
BRIDGES ELECTRIC INC. | 350-M | Y | BRIDGES ELECTRIC INC. , 350-M |  |  | 262.78 | 2001-12-08 11:07 | Anjanece | 12 | 0 | #VALUE! | #VALUE!
BRIDGES ELECTRIC INC. | 350-M | Y | BRIDGES ELECTRIC INC. , 350-M |  |  | 268 | 2001-12-08 11:07 | Anjanece | 12 | 0 | #VALUE! | #VALUE!
BRIDGES ELECTRIC INC. | 350-M | Y | BRIDGES ELECTRIC INC. , 350-M |  |  | 268.23 | 2001-12-08 11:07 | Anjanece | 12 | 0 | #VALUE! | #VALUE!
BRIDGES ELECTRIC INC. | 350-M | Y | BRIDGES ELECTRIC INC. , 350-M |  |  | 270.8 | 2001-12-08 11:07 | Anjanece | 12 | 0 | #VALUE! | #VALUE!
BRIDGES ELECTRIC INC. | 350-M | Y | BRIDGES ELECTRIC INC. , 350-M |  |  | 270.81 | 2001-12-08 11:07 | Anjanece | 12 | 0 | #VALUE! | #VALUE!
BRIDGES ELECTRIC INC. | 350-M | Y | BRIDGES ELECTRIC INC. , 350-M |  |  | 276.64 | 2001-12-08 11:07 | Anjanece | 12 | 0 | #VALUE! | #VALUE!
BRIDGES ELECTRIC INC. | 350-M | Y | BRIDGES ELECTRIC INC. , 350-M |  |  | 280.93 | 2001-12-08 11:07 | Anjanece | 12 | 0 | #VALUE! | #VALUE!
BRIDGES ELECTRIC INC. | 350-M | Y | BRIDGES ELECTRIC INC. , 350-M |  |  | 342.39 | 2001-12-08 11:07 | Anjanece | 12 | 0 | #VALUE! | #VALUE!
BRIDGES ELECTRIC INC. | 350-M | Y | BRIDGES ELECTRIC INC. , 350-M |  |  | 370.44 | 2001-12-08 11:07 | Anjanece | 12 | 0 | #VALUE! | #VALUE!
BRIDGES ELECTRIC INC. | 350-M | Y | BRIDGES ELECTRIC INC. , 350-M |  |  | 397.46 | 2001-12-08 11:07 | Anjanece | 12 | 0 | #VALUE! | #VALUE!
BRIDGES ELECTRIC INC. | 350-M | Y | BRIDGES ELECTRIC INC. , 350-M |  |  | 397.99 | 2001-12-08 11:07 | Anjanece | 12 | 0 | #VALUE! | #VALUE!
BRIDGES ELECTRIC INC. | 350-M | Y | BRIDGES ELECTRIC INC. , 350-M |  |  | 398.02 | 2001-12-08 11:07 | Anjanece | 12 | 0 | #VALUE! | #VALUE!
BRIDGES ELECTRIC INC. | 350-M | Y | BRIDGES ELECTRIC INC. , 350-M |  |  | 398.81 | 2001-12-08 11:07 | Anjanece | 12 | 0 | #VALUE! | #VALUE!
CHANCE | M3H62A0067 | Y | CHANCE , M3H62A0067 | JEA UNDERGROUND DISTRIBUTION | CSC Stores | 155.78 | 2001-12-08 11:31 | Anjanece | 1 | 0 | #VALUE! | #VALUE!
CHANCE | M3H62A0067 | Y | CHANCE , M3H62A0067 |  |  | 157.43 | 2001-12-08 11:31 | Anjanece | 1 | 0 | #VALUE! | #VALUE!
CHANCE | M3H62A0067 | Y | CHANCE , M3H62A0067 |  |  | 162.72 | 2001-12-08 11:31 | Anjanece | 1 | 0 | #VALUE! | #VALUE!
CHANCE | M3H62A0067 | Y | CHANCE , M3H62A0067 |  |  | 173.14 | 2001-12-08 11:31 | Anjanece | 1 | 0 | #VALUE! | #VALUE!
CHANCE | M3H62A0067 | Y | CHANCE , M3H62A0067 |  |  | 178.13 | 2001-12-08 11:31 | Anjanece | 1 | 0 | #VALUE! | #VALUE!
CHANCE | M3H62A0067 | Y | CHANCE , M3H62A0067 |  |  | 180.17 | 2001-12-08 11:31 | Anjanece | 1 | 0 | #VALUE! | #VALUE!
CHANCE | M3H62A0067 | Y | CHANCE , M3H62A0067 |  |  | 182.21 | 2001-12-08 11:31 | Anjanece | 1 | 0 | #VALUE! | #VALUE!
CHANCE | M3H62A0067 | Y | CHANCE , M3H62A0067 |  |  | 185.38 | 2001-12-08 11:31 | Anjanece | 1 | 0 | #VALUE! | #VALUE!
CHANCE | M3H62A0067 | Y | CHANCE , M3H62A0067 |  |  | 193.34 | 2001-12-08 11:31 | Anjanece | 1 | 0 | #VALUE! | #VALUE!
CHANCE | M3H62A0067 | Y | CHANCE , M3H62A0067 |  |  | 196.35 | 2001-12-08 11:31 | Anjanece | 1 | 0 | #VALUE! | #VALUE!
CHANCE | M3H62A0067 | Y | CHANCE , M3H62A0067 |  |  | 207.1 | 2001-12-08 11:31 | Anjanece | 1 | 0 | #VALUE! | #VALUE!
CHANCE | M3H62A0067 | Y | CHANCE , M3H62A0067 |  |  | 209.59 | 2001-12-08 11:31 | Anjanece | 1 | 0 | #VALUE! | #VALUE!
CHANCE | M3H62A0067 | Y | CHANCE , M3H62A0067 |  |  | 220.34 | 2001-12-08 11:31 | Anjanece | 1 | 0 | #VALUE! | #VALUE!
CHANCE | M3H62A0067 | Y | CHANCE , M3H62A0067 |  |  | 244.56 | 2001-12-08 11:31 | Anjanece | 1 | 0 | #VALUE! | #VALUE!
CLEAVELAND/PRICE INCORPORATED | C102A262G01 | Y | CLEAVELAND/PRICE INCORPORATED , C102A262G01 | JEA UNDERGROUND DISTRIBUTION | CSC Stores | 155.78 | 2001-12-08 11:31 | Anjanece | 1 | 0 | #VALUE! | #VALUE!
CLEAVELAND/PRICE INCORPORATED | C102A262G01 | Y | CLEAVELAND/PRICE INCORPORATED , C102A262G01 |  |  | 157.43 | 2001-12-08 11:31 | Anjanece | 1 | 0 | #VALUE! | #VALUE!
CLEAVELAND/PRICE INCORPORATED | C102A262G01 | Y | CLEAVELAND/PRICE INCORPORATED , C102A262G01 |  |  | 162.72 | 2001-12-08 11:31 | Anjanece | 1 | 0 | #VALUE! | #VALUE!
CLEAVELAND/PRICE INCORPORATED | C102A262G01 | Y | CLEAVELAND/PRICE INCORPORATED , C102A262G01 |  |  | 173.14 | 2001-12-08 11:31 | Anjanece | 1 | 0 | #VALUE! | #VALUE!
CLEAVELAND/PRICE INCORPORATED | C102A262G01 | Y | CLEAVELAND/PRICE INCORPORATED , C102A262G01 |  |  | 178.13 | 2001-12-08 11:31 | Anjanece | 1 | 0 | #VALUE! | #VALUE!
CLEAVELAND/PRICE INCORPORATED | C102A262G01 | Y | CLEAVELAND/PRICE INCORPORATED , C102A262G01 |  |  | 180.17 | 2001-12-08 11:31 | Anjanece | 1 | 0 | #VALUE! | #VALUE!
CLEAVELAND/PRICE INCORPORATED | C102A262G01 | Y | CLEAVELAND/PRICE INCORPORATED , C102A262G01 |  |  | 182.21 | 2001-12-08 11:31 | Anjanece | 1 | 0 | #VALUE! | #VALUE!
CLEAVELAND/PRICE INCORPORATED | C102A262G01 | Y | CLEAVELAND/PRICE INCORPORATED , C102A262G01 |  |  | 185.38 | 2001-12-08 11:31 | Anjanece | 1 | 0 | #VALUE! | #VALUE!
CLEAVELAND/PRICE INCORPORATED | C102A262G01 | Y | CLEAVELAND/PRICE INCORPORATED , C102A262G01 |  |  | 193.34 | 2001-12-08 11:31 | Anjanece | 1 | 0 | #VALUE! | #VALUE!
CLEAVELAND/PRICE INCORPORATED | C102A262G01 | Y | CLEAVELAND/PRICE INCORPORATED , C102A262G01 |  |  | 196.35 | 2001-12-08 11:31 | Anjanece | 1 | 0 | #VALUE! | #VALUE!
CLEAVELAND/PRICE INCORPORATED | C102A262G01 | Y | CLEAVELAND/PRICE INCORPORATED , C102A262G01 |  |  | 207.1 | 2001-12-08 11:31 | Anjanece | 1 | 0 | #VALUE! | #VALUE!
CLEAVELAND/PRICE INCORPORATED | C102A262G01 | Y | CLEAVELAND/PRICE INCORPORATED , C102A262G01 |  |  | 209.59 | 2001-12-08 11:31 | Anjanece | 1 | 0 | #VALUE! | #VALUE!
CLEAVELAND/PRICE INCORPORATED | C102A262G01 | Y | CLEAVELAND/PRICE INCORPORATED , C102A262G01 |  |  | 220.34 | 2001-12-08 11:31 | Anjanece | 1 | 0 | #VALUE! | #VALUE!
CLEAVELAND/PRICE INCORPORATED | C102A262G01 | Y | CLEAVELAND/PRICE INCORPORATED , C102A262G01 |  |  | 244.56 | 2001-12-08 11:31 | Anjanece | 1 | 0 | #VALUE! | #VALUE!
COOPER POWER SYSTEMS | D73P26S0E-JEA | Y | COOPER POWER SYSTEMS , D73P26S0E-JEA | JEA UNDERGROUND DISTRIBUTION | CSC Stores | 155.78 | 2001-12-08 11:31 | Anjanece | 1 | 0 | #VALUE! | #VALUE!
COOPER POWER SYSTEMS | D73P26S0E-JEA | Y | COOPER POWER SYSTEMS , D73P26S0E-JEA |  |  | 157.43 | 2001-12-08 11:31 | Anjanece | 1 | 0 | #VALUE! | #VALUE!
COOPER POWER SYSTEMS | D73P26S0E-JEA | Y | COOPER POWER SYSTEMS , D73P26S0E-JEA |  |  | 162.72 | 2001-12-08 11:31 | Anjanece | 1 | 0 | #VALUE! | #VALUE!
COOPER POWER SYSTEMS | D73P26S0E-JEA | Y | COOPER POWER SYSTEMS , D73P26S0E-JEA |  |  | 173.14 | 2001-12-08 11:31 | Anjanece | 1 | 0 | #VALUE! | #VALUE!
COOPER POWER SYSTEMS | D73P26S0E-JEA | Y | COOPER POWER SYSTEMS , D73P26S0E-JEA |  |  | 178.13 | 2001-12-08 11:31 | Anjanece | 1 | 0 | #VALUE! | #VALUE!
COOPER POWER SYSTEMS | D73P26S0E-JEA | Y | COOPER POWER SYSTEMS , D73P26S0E-JEA |  |  | 180.17 | 2001-12-08 11:31 | Anjanece | 1 | 0 | #VALUE! | #VALUE!
COOPER POWER SYSTEMS | D73P26S0E-JEA | Y | COOPER POWER SYSTEMS , D73P26S0E-JEA |  |  | 182.21 | 2001-12-08 11:31 | Anjanece | 1 | 0 | #VALUE! | #VALUE!
COOPER POWER SYSTEMS | D73P26S0E-JEA | Y | COOPER POWER SYSTEMS , D73P26S0E-JEA |  |  | 185.38 | 2001-12-08 11:31 | Anjanece | 1 | 0 | #VALUE! | #VALUE!
COOPER POWER SYSTEMS | D73P26S0E-JEA | Y | COOPER POWER SYSTEMS , D73P26S0E-JEA |  |  | 193.34 | 2001-12-08 11:31 | Anjanece | 1 | 0 | #VALUE! | #VALUE!
COOPER POWER SYSTEMS | D73P26S0E-JEA | Y | COOPER POWER SYSTEMS , D73P26S0E-JEA |  |  | 196.35 | 2001-12-08 11:31 | Anjanece | 1 | 0 | #VALUE! | #VALUE!
COOPER POWER SYSTEMS | D73P26S0E-JEA | Y | COOPER POWER SYSTEMS , D73P26S0E-JEA |  |  | 207.1 | 2001-12-08 11:31 | Anjanece | 1 | 0 | #VALUE! | #VALUE!
COOPER POWER SYSTEMS | D73P26S0E-JEA | Y | COOPER POWER SYSTEMS , D73P26S0E-JEA |  |  | 209.59 | 2001-12-08 11:31 | Anjanece | 1 | 0 | #VALUE! | #VALUE!
COOPER POWER SYSTEMS | D73P26S0E-JEA | Y | COOPER POWER SYSTEMS , D73P26S0E-JEA |  |  | 220.34 | 2001-12-08 11:31 | Anjanece | 1 | 0 | #VALUE! | #VALUE!
COOPER POWER SYSTEMS | D73P26S0E-JEA | Y | COOPER POWER SYSTEMS , D73P26S0E-JEA |  |  | 244.56 | 2001-12-08 11:31 | Anjanece | 1 | 0 | #VALUE! | #VALUE!
ROYAL | 19916CJEA100.B | Y | ROYAL , 19916CJEA100.B | JEA UNDERGROUND DISTRIBUTION | CSC Stores | 155.78 | 2001-12-08 11:31 | Anjanece | 1 | 0 | #VALUE! | #VALUE!
ROYAL | 19916CJEA100.B | Y | ROYAL , 19916CJEA100.B |  |  | 157.43 | 2001-12-08 11:31 | Anjanece | 1 | 0 | #VALUE! | #VALUE!
ROYAL | 19916CJEA100.B | Y | ROYAL , 19916CJEA100.B |  |  | 162.72 | 2001-12-08 11:31 | Anjanece | 1 | 0 | #VALUE! | #VALUE!
ROYAL | 19916CJEA100.B | Y | ROYAL , 19916CJEA100.B |  |  | 173.14 | 2001-12-08 11:31 | Anjanece | 1 | 0 | #VALUE! | #VALUE!
ROYAL | 19916CJEA100.B | Y | ROYAL , 19916CJEA100.B |  |  | 178.13 | 2001-12-08 11:31 | Anjanece | 1 | 0 | #VALUE! | #VALUE!
ROYAL | 19916CJEA100.B | Y | ROYAL , 19916CJEA100.B |  |  | 180.17 | 2001-12-08 11:31 | Anjanece | 1 | 0 | #VALUE! | #VALUE!
ROYAL | 19916CJEA100.B | Y | ROYAL , 19916CJEA100.B |  |  | 182.21 | 2001-12-08 11:31 | Anjanece | 1 | 0 | #VALUE! | #VALUE!
ROYAL | 19916CJEA100.B | Y | ROYAL , 19916CJEA100.B |  |  | 185.38 | 2001-12-08 11:31 | Anjanece | 1 | 0 | #VALUE! | #VALUE!
ROYAL | 19916CJEA100.B | Y | ROYAL , 19916CJEA100.B |  |  | 193.34 | 2001-12-08 11:31 | Anjanece | 1 | 0 | #VALUE! | #VALUE!
ROYAL | 19916CJEA100.B | Y | ROYAL , 19916CJEA100.B |  |  | 196.35 | 2001-12-08 11:31 | Anjanece | 1 | 0 | #VALUE! | #VALUE!
ROYAL | 19916CJEA100.B | Y | ROYAL , 19916CJEA100.B |  |  | 207.1 | 2001-12-08 11:31 | Anjanece | 1 | 0 | #VALUE! | #VALUE!
ROYAL | 19916CJEA100.B | Y | ROYAL , 19916CJEA100.B |  |  | 209.59 | 2001-12-08 11:31 | Anjanece | 1 | 0 | #VALUE! | #VALUE!
ROYAL | 19916CJEA100.B | Y | ROYAL , 19916CJEA100.B |  |  | 220.34 | 2001-12-08 11:31 | Anjanece | 1 | 0 | #VALUE! | #VALUE!
ROYAL | 19916CJEA100.B | Y | ROYAL , 19916CJEA100.B |  |  | 244.56 | 2001-12-08 11:31 | Anjanece | 1 | 0 | #VALUE! | #VALUE!
S AND C ELECTRIC CO. | 14712-ED5 | Y | S AND C ELECTRIC CO. , 14712-ED5 | JEA UNDERGROUND DISTRIBUTION | CSC Stores | 155.78 | 2001-12-08 11:31 | Anjanece | 1 | 0 | #VALUE! | #VALUE!
S AND C ELECTRIC CO. | 14712-ED5 | Y | S AND C ELECTRIC CO. , 14712-ED5 |  |  | 157.43 | 2001-12-08 11:31 | Anjanece | 1 | 0 | #VALUE! | #VALUE!
S AND C ELECTRIC CO. | 14712-ED5 | Y | S AND C ELECTRIC CO. , 14712-ED5 |  |  | 162.72 | 2001-12-08 11:31 | Anjanece | 1 | 0 | #VALUE! | #VALUE!
S AND C ELECTRIC CO. | 14712-ED5 | Y | S AND C ELECTRIC CO. , 14712-ED5 |  |  | 173.14 | 2001-12-08 11:31 | Anjanece | 1 | 0 | #VALUE! | #VALUE!
S AND C ELECTRIC CO. | 14712-ED5 | Y | S AND C ELECTRIC CO. , 14712-ED5 |  |  | 178.13 | 2001-12-08 11:31 | Anjanece | 1 | 0 | #VALUE! | #VALUE!
S AND C ELECTRIC CO. | 14712-ED5 | Y | S AND C ELECTRIC CO. , 14712-ED5 |  |  | 180.17 | 2001-12-08 11:31 | Anjanece | 1 | 0 | #VALUE! | #VALUE!
S AND C ELECTRIC CO. | 14712-ED5 | Y | S AND C ELECTRIC CO. , 14712-ED5 |  |  | 182.21 | 2001-12-08 11:31 | Anjanece | 1 | 0 | #VALUE! | #VALUE!
S AND C ELECTRIC CO. | 14712-ED5 | Y | S AND C ELECTRIC CO. , 14712-ED5 |  |  | 185.38 | 2001-12-08 11:31 | Anjanece | 1 | 0 | #VALUE! | #VALUE!
S AND C ELECTRIC CO. | 14712-ED5 | Y | S AND C ELECTRIC CO. , 14712-ED5 |  |  | 193.34 | 2001-12-08 11:31 | Anjanece | 1 | 0 | #VALUE! | #VALUE!
S AND C ELECTRIC CO. | 14712-ED5 | Y | S AND C ELECTRIC CO. , 14712-ED5 |  |  | 196.35 | 2001-12-08 11:31 | Anjanece | 1 | 0 | #VALUE! | #VALUE!
S AND C ELECTRIC CO. | 14712-ED5 | Y | S AND C ELECTRIC CO. , 14712-ED5 |  |  | 207.1 | 2001-12-08 11:31 | Anjanece | 1 | 0 | #VALUE! | #VALUE!
S AND C ELECTRIC CO. | 14712-ED5 | Y | S AND C ELECTRIC CO. , 14712-ED5 |  |  | 209.59 | 2001-12-08 11:31 | Anjanece | 1 | 0 | #VALUE! | #VALUE!
S AND C ELECTRIC CO. | 14712-ED5 | Y | S AND C ELECTRIC CO. , 14712-ED5 |  |  | 220.34 | 2001-12-08 11:31 | Anjanece | 1 | 0 | #VALUE! | #VALUE!
S AND C ELECTRIC CO. | 14712-ED5 | Y | S AND C ELECTRIC CO. , 14712-ED5 |  |  | 244.56 | 2001-12-08 11:31 | Anjanece | 1 | 0 | #VALUE! | #VALUE!
ELECTROMARK | URD-PS-KIT WHITE | Y | ELECTROMARK , URD-PS-KIT WHITE | JEA OVERHEAD DISTRIBUTION | CSC Stores | 0.28 | 2005-08-02 14:52 | Sean | 25 | 0 | N | N
ELECTROMARK | URD-PS-KIT WHITE | Y | ELECTROMARK , URD-PS-KIT WHITE |  |  | 0.35 | 2005-08-02 14:52 | Sean | 25 | 0 | N | N
ELECTROMARK | URD-PS-KIT WHITE | Y | ELECTROMARK , URD-PS-KIT WHITE |  |  | 0.42 | 2005-08-02 14:52 | Sean | 25 | 0 | N | N
ELECTROMARK | URD-PS-KIT WHITE | Y | ELECTROMARK , URD-PS-KIT WHITE |  |  | 0.55 | 2005-08-02 14:52 | Sean | 25 | 0 | N | N
ELECTROMARK | URD-PS-KIT WHITE | Y | ELECTROMARK , URD-PS-KIT WHITE |  |  | 0.64 | 2005-08-02 14:52 | Sean | 25 | 0 | N | N
ELECTROMARK | URD-PS-KIT WHITE | Y | ELECTROMARK , URD-PS-KIT WHITE |  |  | 0.66 | 2005-08-02 14:52 | Sean | 25 | 0 | N | N
ELECTROMARK | URD-PS-KIT WHITE | Y | ELECTROMARK , URD-PS-KIT WHITE |  |  | 0.67 | 2005-08-02 14:52 | Sean | 25 | 0 | N | N
ELECTROMARK | URD-PS-KIT WHITE | Y | ELECTROMARK , URD-PS-KIT WHITE |  |  | 0.68 | 2005-08-02 14:52 | Sean | 25 | 0 | N | N
ELECTROMARK | URD-PS-KIT WHITE | Y | ELECTROMARK , URD-PS-KIT WHITE |  |  | 0.7 | 2005-08-02 14:52 | Sean | 25 | 0 | N | N
ELECTROMARK | URD-PS-KIT WHITE | Y | ELECTROMARK , URD-PS-KIT WHITE |  |  | 0.73 | 2005-08-02 14:52 | Sean | 25 | 0 | N | N
ELECTROMARK | URD-PS-KIT WHITE | Y | ELECTROMARK , URD-PS-KIT WHITE |  |  | 0.82 | 2005-08-02 14:52 | Sean | 25 | 0 | N | N
ELECTROMARK | URD-PS-KIT WHITE | Y | ELECTROMARK , URD-PS-KIT WHITE |  |  | 0.97 | 2005-08-02 14:52 | Sean | 25 | 0 | N | N
ELECTROMARK | URD-PS-KIT WHITE | Y | ELECTROMARK , URD-PS-KIT WHITE |  |  | 1.4 | 2005-08-02 14:52 | Sean | 25 | 0 | N | N
ELECTROMARK | URD-PS-KIT WHITE | Y | ELECTROMARK , URD-PS-KIT WHITE |  |  | 1.41 | 2005-08-02 14:52 | Sean | 25 | 0 | N | N
ELECTROMARK | URD-PS-KIT WHITE | Y | ELECTROMARK , URD-PS-KIT WHITE |  |  | 1.45 | 2005-08-02 14:52 | Sean | 25 | 0 | N | N
ELECTROMARK | URD-PS-KIT WHITE | Y | ELECTROMARK , URD-PS-KIT WHITE |  |  | 1.46 | 2005-08-02 14:52 | Sean | 25 | 0 | N | N
ELECTROMARK | URD-PS-KIT WHITE | Y | ELECTROMARK , URD-PS-KIT WHITE |  |  | 1.52 | 2005-08-02 14:52 | Sean | 25 | 0 | N | N
ELECTROMARK | URD-PS-KIT WHITE | Y | ELECTROMARK , URD-PS-KIT WHITE |  |  | 1.54 | 2005-08-02 14:52 | Sean | 25 | 0 | N | N
ELECTROMARK | URD-PS-KIT WHITE | Y | ELECTROMARK , URD-PS-KIT WHITE |  |  | 1.86 | 2005-08-02 14:52 | Sean | 25 | 0 | N | N
ELECTROMARK | URD-PS-KIT WHITE | Y | ELECTROMARK , URD-PS-KIT WHITE |  |  | 2.09 | 2005-08-02 14:52 | Sean | 25 | 0 | N | N
LEM PRODUCTS | LTSURD1 | Y | LEM PRODUCTS , LTSURD1 | JEA OVERHEAD DISTRIBUTION | CSC Stores | 0.28 | 2005-08-02 14:52 | Sean | 25 | 0 | N | N
LEM PRODUCTS | LTSURD1 | Y | LEM PRODUCTS , LTSURD1 |  |  | 0.35 | 2005-08-02 14:52 | Sean | 25 | 0 | N | N
LEM PRODUCTS | LTSURD1 | Y | LEM PRODUCTS , LTSURD1 |  |  | 0.42 | 2005-08-02 14:52 | Sean | 25 | 0 | N | N
LEM PRODUCTS | LTSURD1 | Y | LEM PRODUCTS , LTSURD1 |  |  | 0.55 | 2005-08-02 14:52 | Sean | 25 | 0 | N | N
LEM PRODUCTS | LTSURD1 | Y | LEM PRODUCTS , LTSURD1 |  |  | 0.64 | 2005-08-02 14:52 | Sean | 25 | 0 | N | N
LEM PRODUCTS | LTSURD1 | Y | LEM PRODUCTS , LTSURD1 |  |  | 0.66 | 2005-08-02 14:52 | Sean | 25 | 0 | N | N
LEM PRODUCTS | LTSURD1 | Y | LEM PRODUCTS , LTSURD1 |  |  | 0.67 | 2005-08-02 14:52 | Sean | 25 | 0 | N | N
LEM PRODUCTS | LTSURD1 | Y | LEM PRODUCTS , LTSURD1 |  |  | 0.68 | 2005-08-02 14:52 | Sean | 25 | 0 | N | N
LEM PRODUCTS | LTSURD1 | Y | LEM PRODUCTS , LTSURD1 |  |  | 0.7 | 2005-08-02 14:52 | Sean | 25 | 0 | N | N
LEM PRODUCTS | LTSURD1 | Y | LEM PRODUCTS , LTSURD1 |  |  | 0.73 | 2005-08-02 14:52 | Sean | 25 | 0 | N | N
LEM PRODUCTS | LTSURD1 | Y | LEM PRODUCTS , LTSURD1 |  |  | 0.82 | 2005-08-02 14:52 | Sean | 25 | 0 | N | N
LEM PRODUCTS | LTSURD1 | Y | LEM PRODUCTS , LTSURD1 |  |  | 0.97 | 2005-08-02 14:52 | Sean | 25 | 0 | N | N
LEM PRODUCTS | LTSURD1 | Y | LEM PRODUCTS , LTSURD1 |  |  | 1.4 | 2005-08-02 14:52 | Sean | 25 | 0 | N | N
LEM PRODUCTS | LTSURD1 | Y | LEM PRODUCTS , LTSURD1 |  |  | 1.41 | 2005-08-02 14:52 | Sean | 25 | 0 | N | N
LEM PRODUCTS | LTSURD1 | Y | LEM PRODUCTS , LTSURD1 |  |  | 1.45 | 2005-08-02 14:52 | Sean | 25 | 0 | N | N
LEM PRODUCTS | LTSURD1 | Y | LEM PRODUCTS , LTSURD1 |  |  | 1.46 | 2005-08-02 14:52 | Sean | 25 | 0 | N | N
LEM PRODUCTS | LTSURD1 | Y | LEM PRODUCTS , LTSURD1 |  |  | 1.52 | 2005-08-02 14:52 | Sean | 25 | 0 | N | N
LEM PRODUCTS | LTSURD1 | Y | LEM PRODUCTS , LTSURD1 |  |  | 1.54 | 2005-08-02 14:52 | Sean | 25 | 0 | N | N
LEM PRODUCTS | LTSURD1 | Y | LEM PRODUCTS , LTSURD1 |  |  | 1.86 | 2005-08-02 14:52 | Sean | 25 | 0 | N | N
LEM PRODUCTS | LTSURD1 | Y | LEM PRODUCTS , LTSURD1 |  |  | 2.09 | 2005-08-02 14:52 | Sean | 25 | 0 | N | N
3M | 33+SUPER-3/4X76FT | Y | 3M , 33+SUPER-3/4X76FT | JEA COMMON SUPPLIES | CSC Stores | 3.6 | 1988-12-17 | John | 100 | 0 | Y | Y
3M | 33+SUPER-3/4X76FT | Y | 3M , 33+SUPER-3/4X76FT |  |  | 3.65 | 1988-12-17 | John | 100 | 0 | Y | Y
3M | 33+SUPER-3/4X76FT | Y | 3M , 33+SUPER-3/4X76FT |  |  | 3.67 | 1988-12-17 | John | 100 | 0 | Y | Y
3M | 33+SUPER-3/4X76FT | Y | 3M , 33+SUPER-3/4X76FT |  |  | 3.69 | 1988-12-17 | John | 100 | 0 | Y | Y
3M | 33+SUPER-3/4X76FT | Y | 3M , 33+SUPER-3/4X76FT |  |  | 3.73 | 1988-12-17 | John | 100 | 0 | Y | Y
3M | 33+SUPER-3/4X76FT | Y | 3M , 33+SUPER-3/4X76FT |  |  | 3.75 | 1988-12-17 | John | 100 | 0 | Y | Y
3M | 33+SUPER-3/4X76FT | Y | 3M , 33+SUPER-3/4X76FT |  |  | 3.94 | 1988-12-17 | John | 100 | 0 | Y | Y
3M | 33+SUPER-3/4X76FT | Y | 3M , 33+SUPER-3/4X76FT |  |  | 4.01 | 1988-12-17 | John | 100 | 0 | Y | Y
3M | 33+SUPER-3/4X76FT | Y | 3M , 33+SUPER-3/4X76FT |  |  | 4.19 | 1988-12-17 | John | 100 | 0 | Y | Y
3M | 33+SUPER-3/4X76FT | Y | 3M , 33+SUPER-3/4X76FT |  |  | 4.27 | 1988-12-17 | John | 100 | 0 | Y | Y
3M | 33+SUPER-3/4X76FT | Y | 3M , 33+SUPER-3/4X76FT |  |  | 4.41 | 1988-12-17 | John | 100 | 0 | Y | Y
3M | 33+SUPER-3/4X76FT | Y | 3M , 33+SUPER-3/4X76FT |  |  | 4.48 | 1988-12-17 | John | 100 | 0 | Y | Y
3M | 33+SUPER-3/4X76FT | Y | 3M , 33+SUPER-3/4X76FT |  |  | 4.6 | 1988-12-17 | John | 100 | 0 | Y | Y
3M | 33+SUPER-3/4X76FT | Y | 3M , 33+SUPER-3/4X76FT |  |  | 4.69 | 1988-12-17 | John | 100 | 0 | Y | Y
3M | 33+SUPER-3/4X76FT | Y | 3M , 33+SUPER-3/4X76FT |  |  | 4.8 | 1988-12-17 | John | 100 | 0 | Y | Y
3M | 33+SUPER-3/4X76FT | Y | 3M , 33+SUPER-3/4X76FT |  |  | 4.81 | 1988-12-17 | John | 100 | 0 | Y | Y
3M | 33+SUPER-3/4X76FT | Y | 3M , 33+SUPER-3/4X76FT |  |  | 4.82 | 1988-12-17 | John | 100 | 0 | Y | Y
3M | 33+SUPER-3/4X76FT | Y | 3M , 33+SUPER-3/4X76FT |  |  | 4.85 | 1988-12-17 | John | 100 | 0 | Y | Y
3M | 33+SUPER-3/4X76FT | Y | 3M , 33+SUPER-3/4X76FT |  |  | 4.86 | 1988-12-17 | John | 100 | 0 | Y | Y
3M | 33+SUPER-3/4X76FT | Y | 3M , 33+SUPER-3/4X76FT |  |  | 4.9 | 1988-12-17 | John | 100 | 0 | Y | Y
3M | 33+SUPER-3/4X76FT | Y | 3M , 33+SUPER-3/4X76FT |  |  | 4.93 | 1988-12-17 | John | 100 | 0 | Y | Y
3M | 33+SUPER-3/4X76FT | Y | 3M , 33+SUPER-3/4X76FT |  |  | 4.94 | 1988-12-17 | John | 100 | 0 | Y | Y
3M | 33+SUPER-3/4X76FT | Y | 3M , 33+SUPER-3/4X76FT |  |  | 4.95 | 1988-12-17 | John | 100 | 0 | Y | Y
3M | 33+SUPER-3/4X76FT | Y | 3M , 33+SUPER-3/4X76FT |  | NGS Stores | 3.61 | 1989-07-27 | John | 100 | 0 | Y | Y
3M | 33+SUPER-3/4X76FT | Y | 3M , 33+SUPER-3/4X76FT |  |  | 3.78 | 1989-07-27 | John | 100 | 0 | Y | Y
3M | 33+SUPER-3/4X76FT | Y | 3M , 33+SUPER-3/4X76FT |  |  | 4.78 | 1989-07-27 | John | 100 | 0 | Y | Y
3M | 33+SUPER-3/4X76FT | Y | 3M , 33+SUPER-3/4X76FT |  |  | 4.79 | 1989-07-27 | John | 100 | 0 | Y | Y
3M | 33+SUPER-3/4X76FT | Y | 3M , 33+SUPER-3/4X76FT |  |  | 4.82 | 1989-07-27 | John | 100 | 0 | Y | Y
3M | 33+SUPER-3/4X76FT | Y | 3M , 33+SUPER-3/4X76FT |  |  | 4.83 | 1989-07-27 | John | 100 | 0 | Y | Y
3M | 33+SUPER-3/4X76FT | Y | 3M , 33+SUPER-3/4X76FT |  |  | 4.85 | 1989-07-27 | John | 100 | 0 | Y | Y
3M | 33+SUPER-3/4X76FT | Y | 3M , 33+SUPER-3/4X76FT |  |  | 4.87 | 1989-07-27 | John | 100 | 0 | Y | Y
3M | 33+SUPER-3/4X76FT | Y | 3M , 33+SUPER-3/4X76FT |  |  | 4.91 | 1989-07-27 | John | 100 | 0 | Y | Y
3M | 33+SUPER-3/4X76FT | Y | 3M , 33+SUPER-3/4X76FT |  |  | 4.94 | 1989-07-27 | John | 100 | 0 | Y | Y
3M | 33+SUPER-3/4X76FT | Y | 3M , 33+SUPER-3/4X76FT |  |  | 5.09 | 1989-07-27 | John | 100 | 0 | Y | Y
3M | 33+SUPER-3/4X76FT | Y | 3M , 33+SUPER-3/4X76FT |  | Storm Stores | 3.52 | 2018-04-16 10:35 | John | 100 | 0 | Y | Y
3M | 33+SUPER-3/4X76FT | Y | 3M , 33+SUPER-3/4X76FT |  |  | 3.71 | 2018-04-16 10:35 | John | 100 | 0 | Y | Y
3M | 33+SUPER-3/4X76FT | Y | 3M , 33+SUPER-3/4X76FT |  |  | 4.23 | 2018-04-16 10:35 | John | 100 | 0 | Y | Y
3M | 33+SUPER-3/4X76FT | Y | 3M , 33+SUPER-3/4X76FT |  |  | 4.36 | 2018-04-16 10:35 | John | 100 | 0 | Y | Y
3M | 33+SUPER-3/4X76FT | Y | 3M , 33+SUPER-3/4X76FT |  |  | 4.55 | 2018-04-16 10:35 | John | 100 | 0 | Y | Y
BGENERAL | 33+ | Y | BGENERAL , 33+ | JEA COMMON SUPPLIES | CSC Stores | 3.6 | 1988-12-17 | John | 100 | 0 | Y | Y
BGENERAL | 33+ | Y | BGENERAL , 33+ |  |  | 3.65 | 1988-12-17 | John | 100 | 0 | Y | Y
BGENERAL | 33+ | Y | BGENERAL , 33+ |  |  | 3.67 | 1988-12-17 | John | 100 | 0 | Y | Y
BGENERAL | 33+ | Y | BGENERAL , 33+ |  |  | 3.69 | 1988-12-17 | John | 100 | 0 | Y | Y
BGENERAL | 33+ | Y | BGENERAL , 33+ |  |  | 3.73 | 1988-12-17 | John | 100 | 0 | Y | Y
BGENERAL | 33+ | Y | BGENERAL , 33+ |  |  | 3.75 | 1988-12-17 | John | 100 | 0 | Y | Y
BGENERAL | 33+ | Y | BGENERAL , 33+ |  |  | 3.94 | 1988-12-17 | John | 100 | 0 | Y | Y
BGENERAL | 33+ | Y | BGENERAL , 33+ |  |  | 4.01 | 1988-12-17 | John | 100 | 0 | Y | Y
BGENERAL | 33+ | Y | BGENERAL , 33+ |  |  | 4.19 | 1988-12-17 | John | 100 | 0 | Y | Y
BGENERAL | 33+ | Y | BGENERAL , 33+ |  |  | 4.27 | 1988-12-17 | John | 100 | 0 | Y | Y
BGENERAL | 33+ | Y | BGENERAL , 33+ |  |  | 4.41 | 1988-12-17 | John | 100 | 0 | Y | Y
BGENERAL | 33+ | Y | BGENERAL , 33+ |  |  | 4.48 | 1988-12-17 | John | 100 | 0 | Y | Y
BGENERAL | 33+ | Y | BGENERAL , 33+ |  |  | 4.6 | 1988-12-17 | John | 100 | 0 | Y | Y
BGENERAL | 33+ | Y | BGENERAL , 33+ |  |  | 4.69 | 1988-12-17 | John | 100 | 0 | Y | Y
BGENERAL | 33+ | Y | BGENERAL , 33+ |  |  | 4.8 | 1988-12-17 | John | 100 | 0 | Y | Y
BGENERAL | 33+ | Y | BGENERAL , 33+ |  |  | 4.81 | 1988-12-17 | John | 100 | 0 | Y | Y
BGENERAL | 33+ | Y | BGENERAL , 33+ |  |  | 4.82 | 1988-12-17 | John | 100 | 0 | Y | Y
BGENERAL | 33+ | Y | BGENERAL , 33+ |  |  | 4.85 | 1988-12-17 | John | 100 | 0 | Y | Y
BGENERAL | 33+ | Y | BGENERAL , 33+ |  |  | 4.86 | 1988-12-17 | John | 100 | 0 | Y | Y
BGENERAL | 33+ | Y | BGENERAL , 33+ |  |  | 4.9 | 1988-12-17 | John | 100 | 0 | Y | Y
BGENERAL | 33+ | Y | BGENERAL , 33+ |  |  | 4.93 | 1988-12-17 | John | 100 | 0 | Y | Y
BGENERAL | 33+ | Y | BGENERAL , 33+ |  |  | 4.94 | 1988-12-17 | John | 100 | 0 | Y | Y
BGENERAL | 33+ | Y | BGENERAL , 33+ |  |  | 4.95 | 1988-12-17 | John | 100 | 0 | Y | Y
BGENERAL | 33+ | Y | BGENERAL , 33+ |  | NGS Stores | 3.61 | 1989-07-27 | John | 100 | 0 | Y | Y
BGENERAL | 33+ | Y | BGENERAL , 33+ |  |  | 3.78 | 1989-07-27 | John | 100 | 0 | Y | Y
BGENERAL | 33+ | Y | BGENERAL , 33+ |  |  | 4.78 | 1989-07-27 | John | 100 | 0 | Y | Y
BGENERAL | 33+ | Y | BGENERAL , 33+ |  |  | 4.79 | 1989-07-27 | John | 100 | 0 | Y | Y
BGENERAL | 33+ | Y | BGENERAL , 33+ |  |  | 4.82 | 1989-07-27 | John | 100 | 0 | Y | Y
BGENERAL | 33+ | Y | BGENERAL , 33+ |  |  | 4.83 | 1989-07-27 | John | 100 | 0 | Y | Y
BGENERAL | 33+ | Y | BGENERAL , 33+ |  |  | 4.85 | 1989-07-27 | John | 100 | 0 | Y | Y
BGENERAL | 33+ | Y | BGENERAL , 33+ |  |  | 4.87 | 1989-07-27 | John | 100 | 0 | Y | Y
BGENERAL | 33+ | Y | BGENERAL , 33+ |  |  | 4.91 | 1989-07-27 | John | 100 | 0 | Y | Y
BGENERAL | 33+ | Y | BGENERAL , 33+ |  |  | 4.94 | 1989-07-27 | John | 100 | 0 | Y | Y
BGENERAL | 33+ | Y | BGENERAL , 33+ |  |  | 5.09 | 1989-07-27 | John | 100 | 0 | Y | Y
BGENERAL | 33+ | Y | BGENERAL , 33+ |  | Storm Stores | 3.52 | 2018-04-16 10:35 | John | 100 | 0 | Y | Y
BGENERAL | 33+ | Y | BGENERAL , 33+ |  |  | 3.71 | 2018-04-16 10:35 | John | 100 | 0 | Y | Y
BGENERAL | 33+ | Y | BGENERAL , 33+ |  |  | 4.23 | 2018-04-16 10:35 | John | 100 | 0 | Y | Y
BGENERAL | 33+ | Y | BGENERAL , 33+ |  |  | 4.36 | 2018-04-16 10:35 | John | 100 | 0 | Y | Y
BGENERAL | 33+ | Y | BGENERAL , 33+ |  |  | 4.55 | 2018-04-16 10:35 | John | 100 | 0 | Y | Y
GTG ENGINEERING | R1-5-8A | Y | GTG ENGINEERING , R1-5-8A | JEA GENERATION | NGS Stores | 51 | 2023-10-13 10:05 | John | 1 | 0 | N | N
GTG ENGINEERING | R1-5-8A | Y | GTG ENGINEERING , R1-5-8A |  |  | 74.29 | 2023-10-13 10:05 | John | 1 | 0 | N | N
GTG ENGINEERING | R1-5-8A | Y | GTG ENGINEERING , R1-5-8A |  |  | 75.71 | 2023-10-13 10:05 | John | 1 | 0 | N | N
GTG ENGINEERING | R1-5-8K40 | Y | GTG ENGINEERING , R1-5-8K40 | JEA GENERATION | NGS Stores | 72 | 2023-10-13 10:22 | John | 10 | 0 | N | N
GTG ENGINEERING | R1-5-8K40 | Y | GTG ENGINEERING , R1-5-8K40 |  |  | 104.79 | 2023-10-13 10:22 | John | 10 | 0 | N | N
GTG ENGINEERING | R1-5-8K40 | Y | GTG ENGINEERING , R1-5-8K40 |  |  | 107.39 | 2023-10-13 10:22 | John | 10 | 0 | N | N
3M | 2228-2"x36" | Y | 3M , 2228-2"x36" | JEA UNDERGROUND DISTRIBUTION | CSC Stores | 6.21 | 2019-06-14 14:14 | Anjanece | 125 | 0 | #VALUE! | #VALUE!
3M | 2228-2"x36" | Y | 3M , 2228-2"x36" |  |  | 6.57 | 2019-06-14 14:14 | Anjanece | 125 | 0 | #VALUE! | #VALUE!
3M | 2228-2"x36" | Y | 3M , 2228-2"x36" |  |  | 6.99 | 2019-06-14 14:14 | Anjanece | 125 | 0 | #VALUE! | #VALUE!
3M | 2228-2"x36" | Y | 3M , 2228-2"x36" |  |  | 8 | 2019-06-14 14:14 | Anjanece | 125 | 0 | #VALUE! | #VALUE!
GRAINGER | ITEM: 3PDLS; MODEL: 26130 | Y | GRAINGER , ITEM: 3PDLS; MODEL: 26130 | JEA COMMON SUPPLIES | CSC Stores | 0.37 | 1991-01-02 | John | 144 | 0 | N | N
GRAINGER | ITEM: 3PDLS; MODEL: 26130 | Y | GRAINGER , ITEM: 3PDLS; MODEL: 26130 |  |  | 0.39 | 1991-01-02 | John | 144 | 0 | N | N
GRAINGER | ITEM: 3PDLS; MODEL: 26130 | Y | GRAINGER , ITEM: 3PDLS; MODEL: 26130 |  |  | 0.49 | 1991-01-02 | John | 144 | 0 | N | N
GRAINGER | ITEM: 3PDLS; MODEL: 26130 | Y | GRAINGER , ITEM: 3PDLS; MODEL: 26130 |  |  | 0.5 | 1991-01-02 | John | 144 | 0 | N | N
GRAINGER | ITEM: 3PDLS; MODEL: 26130 | Y | GRAINGER , ITEM: 3PDLS; MODEL: 26130 |  |  | 0.52 | 1991-01-02 | John | 144 | 0 | N | N
GRAINGER | ITEM: 3PDLS; MODEL: 26130 | Y | GRAINGER , ITEM: 3PDLS; MODEL: 26130 |  |  | 0.55 | 1991-01-02 | John | 144 | 0 | N | N
GRAINGER | ITEM: 3PDLS; MODEL: 26130 | Y | GRAINGER , ITEM: 3PDLS; MODEL: 26130 |  |  | 0.63 | 1991-01-02 | John | 144 | 0 | N | N
GRAINGER | ITEM: 3PDLS; MODEL: 26130 | Y | GRAINGER , ITEM: 3PDLS; MODEL: 26130 |  |  | 0.65 | 1991-01-02 | John | 144 | 0 | N | N
GRAINGER | ITEM: 3PDLS; MODEL: 26130 | Y | GRAINGER , ITEM: 3PDLS; MODEL: 26130 |  |  | 0.85 | 1991-01-02 | John | 144 | 0 | N | N
GRAINGER | ITEM: 3PDLS; MODEL: 26130 | Y | GRAINGER , ITEM: 3PDLS; MODEL: 26130 |  |  | 0.9 | 1991-01-02 | John | 144 | 0 | N | N
GRAINGER | ITEM: 3PDLS; MODEL: 26130 | Y | GRAINGER , ITEM: 3PDLS; MODEL: 26130 |  |  | 1.53 | 1991-01-02 | John | 144 | 0 | N | N
GRAINGER | ITEM: 3PDLS; MODEL: 26130 | Y | GRAINGER , ITEM: 3PDLS; MODEL: 26130 |  |  | 1.71 | 1991-01-02 | John | 144 | 0 | N | N
GRAINGER | ITEM: 3PDLS; MODEL: 26130 | Y | GRAINGER , ITEM: 3PDLS; MODEL: 26130 |  |  | 2.39 | 1991-01-02 | John | 144 | 0 | N | N
GRAINGER | ITEM: 3PDLS; MODEL: 26130 | Y | GRAINGER , ITEM: 3PDLS; MODEL: 26130 |  |  | 2.52 | 1991-01-02 | John | 144 | 0 | N | N
GRAINGER | ITEM: 3PDLS; MODEL: 26130 | Y | GRAINGER , ITEM: 3PDLS; MODEL: 26130 |  |  | 2.65 | 1991-01-02 | John | 144 | 0 | N | N
GRAINGER | ITEM: 3PDLS; MODEL: 26130 | Y | GRAINGER , ITEM: 3PDLS; MODEL: 26130 |  |  | 2.66 | 1991-01-02 | John | 144 | 0 | N | N
GRAINGER | ITEM: 3PDLS; MODEL: 26130 | Y | GRAINGER , ITEM: 3PDLS; MODEL: 26130 |  |  | 2.82 | 1991-01-02 | John | 144 | 0 | N | N
GRAINGER | ITEM: 3PDLS; MODEL: 26130 | Y | GRAINGER , ITEM: 3PDLS; MODEL: 26130 |  | Storm Stores | 0 | 2023-01-11 15:16 | John |  | 0 | N | N
GRAINGER | ITEM: 3PDLS; MODEL: 26130 | Y | GRAINGER , ITEM: 3PDLS; MODEL: 26130 |  |  | 0.49 | 2023-01-11 15:16 | John |  | 0 | N | N
ALCOA | TTOC13 | Y | ALCOA , TTOC13 | JEA OVERHEAD DISTRIBUTION | CSC Stores | 52.18 | 2001-11-29 09:17 | Anjanece | 1 | 0 | #VALUE! | #VALUE!
ALCOA | TTOC13 | Y | ALCOA , TTOC13 |  |  | 62.61 | 2001-11-29 09:17 | Anjanece | 1 | 0 | #VALUE! | #VALUE!
ALCOA | TTOC10 | Y | ALCOA , TTOC10 | JEA OVERHEAD DISTRIBUTION | CSC Stores | 0 | 2016-01-21 16:57 | Anjanece | 1 | 0 | #VALUE! | #VALUE!
ALCOA | TTOC10 | Y | ALCOA , TTOC10 |  |  | 43.71 | 2016-01-21 16:57 | Anjanece | 1 | 0 | #VALUE! | #VALUE!
BARRON BETHEA | GEP-78 | Y | BARRON BETHEA , GEP-78 | JEA TRANSMISSION | CSC Stores | 20.42 | 2001-11-29 09:19 | John | 10 | 0 | N | N
BARRON BETHEA | GEP-78 | Y | BARRON BETHEA , GEP-78 |  |  | 20.46 | 2001-11-29 09:19 | John | 10 | 0 | N | N
BARRON BETHEA | GEP-78 | Y | BARRON BETHEA , GEP-78 |  |  | 20.57 | 2001-11-29 09:19 | John | 10 | 0 | N | N
BARRON BETHEA | GEP-78 | Y | BARRON BETHEA , GEP-78 |  |  | 20.73 | 2001-11-29 09:19 | John | 10 | 0 | N | N
BARRON BETHEA | GEP-78 | Y | BARRON BETHEA , GEP-78 |  |  | 21.17 | 2001-11-29 09:19 | John | 10 | 0 | N | N
BARRON BETHEA | GEP-78 | Y | BARRON BETHEA , GEP-78 |  |  | 21.71 | 2001-11-29 09:19 | John | 10 | 0 | N | N
BARRON BETHEA | GEP-78 | Y | BARRON BETHEA , GEP-78 |  |  | 22.08 | 2001-11-29 09:19 | John | 10 | 0 | N | N
BARRON BETHEA | GEP-78 | Y | BARRON BETHEA , GEP-78 |  |  | 22.51 | 2001-11-29 09:19 | John | 10 | 0 | N | N
BARRON BETHEA | GEP-78 | Y | BARRON BETHEA , GEP-78 |  |  | 27.94 | 2001-11-29 09:19 | John | 10 | 0 | N | N
BARRON BETHEA | GEP-78 | Y | BARRON BETHEA , GEP-78 |  |  | 29.54 | 2001-11-29 09:19 | John | 10 | 0 | N | N
BARRON BETHEA | GEP-78 | Y | BARRON BETHEA , GEP-78 |  |  | 29.66 | 2001-11-29 09:19 | John | 10 | 0 | N | N
BARRON BETHEA | GEP-78 | Y | BARRON BETHEA , GEP-78 |  |  | 29.72 | 2001-11-29 09:19 | John | 10 | 0 | N | N
BARRON BETHEA | GEP-78 | Y | BARRON BETHEA , GEP-78 |  |  | 29.8 | 2001-11-29 09:19 | John | 10 | 0 | N | N
BARRON BETHEA | GEP-78 | Y | BARRON BETHEA , GEP-78 |  |  | 29.9 | 2001-11-29 09:19 | John | 10 | 0 | N | N
BARRON BETHEA | GEP-78 | Y | BARRON BETHEA , GEP-78 |  |  | 29.91 | 2001-11-29 09:19 | John | 10 | 0 | N | N
CONTINENTAL ELECTRIC | EPR-77-7 | Y | CONTINENTAL ELECTRIC , EPR-77-7 | JEA TRANSMISSION | CSC Stores | 20.42 | 2001-11-29 09:19 | John | 10 | 0 | N | N
CONTINENTAL ELECTRIC | EPR-77-7 | Y | CONTINENTAL ELECTRIC , EPR-77-7 |  |  | 20.46 | 2001-11-29 09:19 | John | 10 | 0 | N | N
CONTINENTAL ELECTRIC | EPR-77-7 | Y | CONTINENTAL ELECTRIC , EPR-77-7 |  |  | 20.57 | 2001-11-29 09:19 | John | 10 | 0 | N | N
CONTINENTAL ELECTRIC | EPR-77-7 | Y | CONTINENTAL ELECTRIC , EPR-77-7 |  |  | 20.73 | 2001-11-29 09:19 | John | 10 | 0 | N | N
CONTINENTAL ELECTRIC | EPR-77-7 | Y | CONTINENTAL ELECTRIC , EPR-77-7 |  |  | 21.17 | 2001-11-29 09:19 | John | 10 | 0 | N | N
CONTINENTAL ELECTRIC | EPR-77-7 | Y | CONTINENTAL ELECTRIC , EPR-77-7 |  |  | 21.71 | 2001-11-29 09:19 | John | 10 | 0 | N | N
CONTINENTAL ELECTRIC | EPR-77-7 | Y | CONTINENTAL ELECTRIC , EPR-77-7 |  |  | 22.08 | 2001-11-29 09:19 | John | 10 | 0 | N | N
CONTINENTAL ELECTRIC | EPR-77-7 | Y | CONTINENTAL ELECTRIC , EPR-77-7 |  |  | 22.51 | 2001-11-29 09:19 | John | 10 | 0 | N | N
CONTINENTAL ELECTRIC | EPR-77-7 | Y | CONTINENTAL ELECTRIC , EPR-77-7 |  |  | 27.94 | 2001-11-29 09:19 | John | 10 | 0 | N | N
CONTINENTAL ELECTRIC | EPR-77-7 | Y | CONTINENTAL ELECTRIC , EPR-77-7 |  |  | 29.54 | 2001-11-29 09:19 | John | 10 | 0 | N | N
CONTINENTAL ELECTRIC | EPR-77-7 | Y | CONTINENTAL ELECTRIC , EPR-77-7 |  |  | 29.66 | 2001-11-29 09:19 | John | 10 | 0 | N | N
CONTINENTAL ELECTRIC | EPR-77-7 | Y | CONTINENTAL ELECTRIC , EPR-77-7 |  |  | 29.72 | 2001-11-29 09:19 | John | 10 | 0 | N | N
CONTINENTAL ELECTRIC | EPR-77-7 | Y | CONTINENTAL ELECTRIC , EPR-77-7 |  |  | 29.8 | 2001-11-29 09:19 | John | 10 | 0 | N | N
CONTINENTAL ELECTRIC | EPR-77-7 | Y | CONTINENTAL ELECTRIC , EPR-77-7 |  |  | 29.9 | 2001-11-29 09:19 | John | 10 | 0 | N | N
CONTINENTAL ELECTRIC | EPR-77-7 | Y | CONTINENTAL ELECTRIC , EPR-77-7 |  |  | 29.91 | 2001-11-29 09:19 | John | 10 | 0 | N | N
FLAGG (MIF) | PX37B | Y | FLAGG (MIF) , PX37B | JEA TRANSMISSION | CSC Stores | 20.42 | 2001-11-29 09:19 | John | 10 | 0 | N | N
FLAGG (MIF) | PX37B | Y | FLAGG (MIF) , PX37B |  |  | 20.46 | 2001-11-29 09:19 | John | 10 | 0 | N | N
FLAGG (MIF) | PX37B | Y | FLAGG (MIF) , PX37B |  |  | 20.57 | 2001-11-29 09:19 | John | 10 | 0 | N | N
FLAGG (MIF) | PX37B | Y | FLAGG (MIF) , PX37B |  |  | 20.73 | 2001-11-29 09:19 | John | 10 | 0 | N | N
FLAGG (MIF) | PX37B | Y | FLAGG (MIF) , PX37B |  |  | 21.17 | 2001-11-29 09:19 | John | 10 | 0 | N | N
FLAGG (MIF) | PX37B | Y | FLAGG (MIF) , PX37B |  |  | 21.71 | 2001-11-29 09:19 | John | 10 | 0 | N | N
FLAGG (MIF) | PX37B | Y | FLAGG (MIF) , PX37B |  |  | 22.08 | 2001-11-29 09:19 | John | 10 | 0 | N | N
FLAGG (MIF) | PX37B | Y | FLAGG (MIF) , PX37B |  |  | 22.51 | 2001-11-29 09:19 | John | 10 | 0 | N | N
FLAGG (MIF) | PX37B | Y | FLAGG (MIF) , PX37B |  |  | 27.94 | 2001-11-29 09:19 | John | 10 | 0 | N | N
FLAGG (MIF) | PX37B | Y | FLAGG (MIF) , PX37B |  |  | 29.54 | 2001-11-29 09:19 | John | 10 | 0 | N | N
FLAGG (MIF) | PX37B | Y | FLAGG (MIF) , PX37B |  |  | 29.66 | 2001-11-29 09:19 | John | 10 | 0 | N | N
FLAGG (MIF) | PX37B | Y | FLAGG (MIF) , PX37B |  |  | 29.72 | 2001-11-29 09:19 | John | 10 | 0 | N | N
FLAGG (MIF) | PX37B | Y | FLAGG (MIF) , PX37B |  |  | 29.8 | 2001-11-29 09:19 | John | 10 | 0 | N | N
FLAGG (MIF) | PX37B | Y | FLAGG (MIF) , PX37B |  |  | 29.9 | 2001-11-29 09:19 | John | 10 | 0 | N | N
FLAGG (MIF) | PX37B | Y | FLAGG (MIF) , PX37B |  |  | 29.91 | 2001-11-29 09:19 | John | 10 | 0 | N | N
PLP | EP6-77 | Y | PLP , EP6-77 | JEA TRANSMISSION | CSC Stores | 20.42 | 2001-11-29 09:19 | John | 10 | 0 | N | N
PLP | EP6-77 | Y | PLP , EP6-77 |  |  | 20.46 | 2001-11-29 09:19 | John | 10 | 0 | N | N
PLP | EP6-77 | Y | PLP , EP6-77 |  |  | 20.57 | 2001-11-29 09:19 | John | 10 | 0 | N | N
PLP | EP6-77 | Y | PLP , EP6-77 |  |  | 20.73 | 2001-11-29 09:19 | John | 10 | 0 | N | N
PLP | EP6-77 | Y | PLP , EP6-77 |  |  | 21.17 | 2001-11-29 09:19 | John | 10 | 0 | N | N
PLP | EP6-77 | Y | PLP , EP6-77 |  |  | 21.71 | 2001-11-29 09:19 | John | 10 | 0 | N | N
PLP | EP6-77 | Y | PLP , EP6-77 |  |  | 22.08 | 2001-11-29 09:19 | John | 10 | 0 | N | N
PLP | EP6-77 | Y | PLP , EP6-77 |  |  | 22.51 | 2001-11-29 09:19 | John | 10 | 0 | N | N
PLP | EP6-77 | Y | PLP , EP6-77 |  |  | 27.94 | 2001-11-29 09:19 | John | 10 | 0 | N | N
PLP | EP6-77 | Y | PLP , EP6-77 |  |  | 29.54 | 2001-11-29 09:19 | John | 10 | 0 | N | N
PLP | EP6-77 | Y | PLP , EP6-77 |  |  | 29.66 | 2001-11-29 09:19 | John | 10 | 0 | N | N
PLP | EP6-77 | Y | PLP , EP6-77 |  |  | 29.72 | 2001-11-29 09:19 | John | 10 | 0 | N | N
PLP | EP6-77 | Y | PLP , EP6-77 |  |  | 29.8 | 2001-11-29 09:19 | John | 10 | 0 | N | N
PLP | EP6-77 | Y | PLP , EP6-77 |  |  | 29.9 | 2001-11-29 09:19 | John | 10 | 0 | N | N
PLP | EP6-77 | Y | PLP , EP6-77 |  |  | 29.91 | 2001-11-29 09:19 | John | 10 | 0 | N | N
PREFORMED LINE PRODUCTS CO. | EP6-77 | Y | PREFORMED LINE PRODUCTS CO. , EP6-77 | JEA TRANSMISSION | CSC Stores | 20.42 | 2001-11-29 09:19 | John | 10 | 0 | N | N
PREFORMED LINE PRODUCTS CO. | EP6-77 | Y | PREFORMED LINE PRODUCTS CO. , EP6-77 |  |  | 20.46 | 2001-11-29 09:19 | John | 10 | 0 | N | N
PREFORMED LINE PRODUCTS CO. | EP6-77 | Y | PREFORMED LINE PRODUCTS CO. , EP6-77 |  |  | 20.57 | 2001-11-29 09:19 | John | 10 | 0 | N | N
PREFORMED LINE PRODUCTS CO. | EP6-77 | Y | PREFORMED LINE PRODUCTS CO. , EP6-77 |  |  | 20.73 | 2001-11-29 09:19 | John | 10 | 0 | N | N
PREFORMED LINE PRODUCTS CO. | EP6-77 | Y | PREFORMED LINE PRODUCTS CO. , EP6-77 |  |  | 21.17 | 2001-11-29 09:19 | John | 10 | 0 | N | N
PREFORMED LINE PRODUCTS CO. | EP6-77 | Y | PREFORMED LINE PRODUCTS CO. , EP6-77 |  |  | 21.71 | 2001-11-29 09:19 | John | 10 | 0 | N | N
PREFORMED LINE PRODUCTS CO. | EP6-77 | Y | PREFORMED LINE PRODUCTS CO. , EP6-77 |  |  | 22.08 | 2001-11-29 09:19 | John | 10 | 0 | N | N
PREFORMED LINE PRODUCTS CO. | EP6-77 | Y | PREFORMED LINE PRODUCTS CO. , EP6-77 |  |  | 22.51 | 2001-11-29 09:19 | John | 10 | 0 | N | N
PREFORMED LINE PRODUCTS CO. | EP6-77 | Y | PREFORMED LINE PRODUCTS CO. , EP6-77 |  |  | 27.94 | 2001-11-29 09:19 | John | 10 | 0 | N | N
PREFORMED LINE PRODUCTS CO. | EP6-77 | Y | PREFORMED LINE PRODUCTS CO. , EP6-77 |  |  | 29.54 | 2001-11-29 09:19 | John | 10 | 0 | N | N
PREFORMED LINE PRODUCTS CO. | EP6-77 | Y | PREFORMED LINE PRODUCTS CO. , EP6-77 |  |  | 29.66 | 2001-11-29 09:19 | John | 10 | 0 | N | N
PREFORMED LINE PRODUCTS CO. | EP6-77 | Y | PREFORMED LINE PRODUCTS CO. , EP6-77 |  |  | 29.72 | 2001-11-29 09:19 | John | 10 | 0 | N | N
PREFORMED LINE PRODUCTS CO. | EP6-77 | Y | PREFORMED LINE PRODUCTS CO. , EP6-77 |  |  | 29.8 | 2001-11-29 09:19 | John | 10 | 0 | N | N
PREFORMED LINE PRODUCTS CO. | EP6-77 | Y | PREFORMED LINE PRODUCTS CO. , EP6-77 |  |  | 29.9 | 2001-11-29 09:19 | John | 10 | 0 | N | N
PREFORMED LINE PRODUCTS CO. | EP6-77 | Y | PREFORMED LINE PRODUCTS CO. , EP6-77 |  |  | 29.91 | 2001-11-29 09:19 | John | 10 | 0 | N | N
HUBBELL POWER SYSTEMS, INC. | PSC203-0532 | Y | HUBBELL POWER SYSTEMS, INC. , PSC203-0532 | JEA TRANSMISSION | CSC Stores | 48.06 | 2001-11-29 09:20 | John | 5 | 0 | N | N
HUBBELL POWER SYSTEMS, INC. | PSC203-0532 | Y | HUBBELL POWER SYSTEMS, INC. , PSC203-0532 |  |  | 48.96 | 2001-11-29 09:20 | John | 5 | 0 | N | N
HUBBELL POWER SYSTEMS, INC. | PSC203-0532 | Y | HUBBELL POWER SYSTEMS, INC. , PSC203-0532 |  |  | 49.52 | 2001-11-29 09:20 | John | 5 | 0 | N | N
HUBBELL POWER SYSTEMS, INC. | PSC203-0532 | Y | HUBBELL POWER SYSTEMS, INC. , PSC203-0532 |  |  | 54.26 | 2001-11-29 09:20 | John | 5 | 0 | N | N
LINDSEY | R-26737 | Y | LINDSEY , R-26737 | JEA TRANSMISSION | CSC Stores | 48.06 | 2001-11-29 09:20 | John | 5 | 0 | N | N
LINDSEY | R-26737 | Y | LINDSEY , R-26737 |  |  | 48.96 | 2001-11-29 09:20 | John | 5 | 0 | N | N
LINDSEY | R-26737 | Y | LINDSEY , R-26737 |  |  | 49.52 | 2001-11-29 09:20 | John | 5 | 0 | N | N
LINDSEY | R-26737 | Y | LINDSEY , R-26737 |  |  | 54.26 | 2001-11-29 09:20 | John | 5 | 0 | N | N
MACLEAN POWER SYSTEMS | EPF-88-8 | Y | MACLEAN POWER SYSTEMS , EPF-88-8 | JEA TRANSMISSION | CSC Stores | 48.06 | 2001-11-29 09:20 | John | 5 | 0 | N | N
MACLEAN POWER SYSTEMS | EPF-88-8 | Y | MACLEAN POWER SYSTEMS , EPF-88-8 |  |  | 48.96 | 2001-11-29 09:20 | John | 5 | 0 | N | N
MACLEAN POWER SYSTEMS | EPF-88-8 | Y | MACLEAN POWER SYSTEMS , EPF-88-8 |  |  | 49.52 | 2001-11-29 09:20 | John | 5 | 0 | N | N
MACLEAN POWER SYSTEMS | EPF-88-8 | Y | MACLEAN POWER SYSTEMS , EPF-88-8 |  |  | 54.26 | 2001-11-29 09:20 | John | 5 | 0 | N | N
MMM/3M | SJ-2FB | Y | MMM/3M , SJ-2FB | JEA UNDERGROUND DISTRIBUTION | CSC Stores | 38.83 | 2011-10-04 16:59 | Anjanece | 6 | 0 | #VALUE! | #VALUE!
MMM/3M | SJ-2FB | Y | MMM/3M , SJ-2FB |  |  | 39.08 | 2011-10-04 16:59 | Anjanece | 6 | 0 | #VALUE! | #VALUE!
MMM/3M | SJ-2FB | Y | MMM/3M , SJ-2FB |  |  | 39.15 | 2011-10-04 16:59 | Anjanece | 6 | 0 | #VALUE! | #VALUE!
MMM/3M | SJ-2FB | Y | MMM/3M , SJ-2FB |  |  | 39.56 | 2011-10-04 16:59 | Anjanece | 6 | 0 | #VALUE! | #VALUE!
MMM/3M | SJ-2FB | Y | MMM/3M , SJ-2FB |  |  | 39.62 | 2011-10-04 16:59 | Anjanece | 6 | 0 | #VALUE! | #VALUE!
MMM/3M | SJ-2FB | Y | MMM/3M , SJ-2FB |  |  | 40 | 2011-10-04 16:59 | Anjanece | 6 | 0 | #VALUE! | #VALUE!
MMM/3M | SJ-2FB | Y | MMM/3M , SJ-2FB |  |  | 40.16 | 2011-10-04 16:59 | Anjanece | 6 | 0 | #VALUE! | #VALUE!
MMM/3M | SJ-2FB | Y | MMM/3M , SJ-2FB |  |  | 40.2 | 2011-10-04 16:59 | Anjanece | 6 | 0 | #VALUE! | #VALUE!
MMM/3M | SJ-2FB | Y | MMM/3M , SJ-2FB |  |  | 40.38 | 2011-10-04 16:59 | Anjanece | 6 | 0 | #VALUE! | #VALUE!
MMM/3M | SJ-2FB | Y | MMM/3M , SJ-2FB |  |  | 40.43 | 2011-10-04 16:59 | Anjanece | 6 | 0 | #VALUE! | #VALUE!
MMM/3M | SJ-2FB | Y | MMM/3M , SJ-2FB |  |  | 40.49 | 2011-10-04 16:59 | Anjanece | 6 | 0 | #VALUE! | #VALUE!
MMM/3M | SJ-2FB | Y | MMM/3M , SJ-2FB |  |  | 40.52 | 2011-10-04 16:59 | Anjanece | 6 | 0 | #VALUE! | #VALUE!
MMM/3M | SJ-2FB | Y | MMM/3M , SJ-2FB |  |  | 40.62 | 2011-10-04 16:59 | Anjanece | 6 | 0 | #VALUE! | #VALUE!
MMM/3M | SJ-2FB | Y | MMM/3M , SJ-2FB |  |  | 42.58 | 2011-10-04 16:59 | Anjanece | 6 | 0 | #VALUE! | #VALUE!
MMM/3M | SJ-2FB | Y | MMM/3M , SJ-2FB |  |  | 46.9 | 2011-10-04 16:59 | Anjanece | 6 | 0 | #VALUE! | #VALUE!
MMM/3M | SJ-2FB | Y | MMM/3M , SJ-2FB |  |  | 48.12 | 2011-10-04 16:59 | Anjanece | 6 | 0 | #VALUE! | #VALUE!
MMM/3M | SJ-2FB | Y | MMM/3M , SJ-2FB |  |  | 48.24 | 2011-10-04 16:59 | Anjanece | 6 | 0 | #VALUE! | #VALUE!
MMM/3M | SJ-2FB | Y | MMM/3M , SJ-2FB |  |  | 56.48 | 2011-10-04 16:59 | Anjanece | 6 | 0 | #VALUE! | #VALUE!
3M | SKE 15/40 | Y | 3M , SKE 15/40 | JEA COMMON SUPPLIES | CSC Stores | 1.12 | 2001-11-29 09:24 | Anjanece | 20 | 0 | #VALUE! | #VALUE!
3M | SKE 15/40 | Y | 3M , SKE 15/40 |  |  | 1.54 | 2001-11-29 09:24 | Anjanece | 20 | 0 | #VALUE! | #VALUE!
3M | SKE 15/40 | Y | 3M , SKE 15/40 |  |  | 1.55 | 2001-11-29 09:24 | Anjanece | 20 | 0 | #VALUE! | #VALUE!
3M | SKE 15/40 | Y | 3M , SKE 15/40 |  |  | 1.56 | 2001-11-29 09:24 | Anjanece | 20 | 0 | #VALUE! | #VALUE!
3M | SKE 15/40 | Y | 3M , SKE 15/40 |  |  | 1.57 | 2001-11-29 09:24 | Anjanece | 20 | 0 | #VALUE! | #VALUE!
3M | SKE 15/40 | Y | 3M , SKE 15/40 |  |  | 1.62 | 2001-11-29 09:24 | Anjanece | 20 | 0 | #VALUE! | #VALUE!
3M | SKE 15/40 | Y | 3M , SKE 15/40 |  |  | 1.67 | 2001-11-29 09:24 | Anjanece | 20 | 0 | #VALUE! | #VALUE!
3M | SKE 15/40 | Y | 3M , SKE 15/40 |  |  | 1.8 | 2001-11-29 09:24 | Anjanece | 20 | 0 | #VALUE! | #VALUE!
3M | SKE 15/40 | Y | 3M , SKE 15/40 |  |  | 2.02 | 2001-11-29 09:24 | Anjanece | 20 | 0 | #VALUE! | #VALUE!
3M | SKE 15/40 | Y | 3M , SKE 15/40 |  |  | 2.23 | 2001-11-29 09:24 | Anjanece | 20 | 0 | #VALUE! | #VALUE!
3M | SKE 15/40 | Y | 3M , SKE 15/40 |  |  | 2.26 | 2001-11-29 09:24 | Anjanece | 20 | 0 | #VALUE! | #VALUE!
3M | SKE 15/40 | Y | 3M , SKE 15/40 |  |  | 2.34 | 2001-11-29 09:24 | Anjanece | 20 | 0 | #VALUE! | #VALUE!
3M | SKE 15/40 | Y | 3M , SKE 15/40 |  |  | 2.66 | 2001-11-29 09:24 | Anjanece | 20 | 0 | #VALUE! | #VALUE!
3M | SKE 15/40 | Y | 3M , SKE 15/40 |  |  | 2.68 | 2001-11-29 09:24 | Anjanece | 20 | 0 | #VALUE! | #VALUE!
3M | SKE 15/40 | Y | 3M , SKE 15/40 |  |  | 2.72 | 2001-11-29 09:24 | Anjanece | 20 | 0 | #VALUE! | #VALUE!
3M | SKE 15/40 | Y | 3M , SKE 15/40 |  |  | 2.91 | 2001-11-29 09:24 | Anjanece | 20 | 0 | #VALUE! | #VALUE!
3M | SKE 15/40 | Y | 3M , SKE 15/40 |  |  | 2.96 | 2001-11-29 09:24 | Anjanece | 20 | 0 | #VALUE! | #VALUE!
3M | SKE 15/40 | Y | 3M , SKE 15/40 |  |  | 3 | 2001-11-29 09:24 | Anjanece | 20 | 0 | #VALUE! | #VALUE!
3M | SKE 15/40 | Y | 3M , SKE 15/40 |  |  | 3.06 | 2001-11-29 09:24 | Anjanece | 20 | 0 | #VALUE! | #VALUE!
3M | SKE 15/40 | Y | 3M , SKE 15/40 |  |  | 3.14 | 2001-11-29 09:24 | Anjanece | 20 | 0 | #VALUE! | #VALUE!
IKEBANA | IXL120 | Y | IKEBANA , IXL120 | JEA COMMON SUPPLIES | CSC Stores | 1.12 | 2001-11-29 09:24 | Anjanece | 20 | 0 | #VALUE! | #VALUE!
IKEBANA | IXL120 | Y | IKEBANA , IXL120 |  |  | 1.54 | 2001-11-29 09:24 | Anjanece | 20 | 0 | #VALUE! | #VALUE!
IKEBANA | IXL120 | Y | IKEBANA , IXL120 |  |  | 1.55 | 2001-11-29 09:24 | Anjanece | 20 | 0 | #VALUE! | #VALUE!
IKEBANA | IXL120 | Y | IKEBANA , IXL120 |  |  | 1.56 | 2001-11-29 09:24 | Anjanece | 20 | 0 | #VALUE! | #VALUE!
IKEBANA | IXL120 | Y | IKEBANA , IXL120 |  |  | 1.57 | 2001-11-29 09:24 | Anjanece | 20 | 0 | #VALUE! | #VALUE!
IKEBANA | IXL120 | Y | IKEBANA , IXL120 |  |  | 1.62 | 2001-11-29 09:24 | Anjanece | 20 | 0 | #VALUE! | #VALUE!
IKEBANA | IXL120 | Y | IKEBANA , IXL120 |  |  | 1.67 | 2001-11-29 09:24 | Anjanece | 20 | 0 | #VALUE! | #VALUE!
IKEBANA | IXL120 | Y | IKEBANA , IXL120 |  |  | 1.8 | 2001-11-29 09:24 | Anjanece | 20 | 0 | #VALUE! | #VALUE!
IKEBANA | IXL120 | Y | IKEBANA , IXL120 |  |  | 2.02 | 2001-11-29 09:24 | Anjanece | 20 | 0 | #VALUE! | #VALUE!
IKEBANA | IXL120 | Y | IKEBANA , IXL120 |  |  | 2.23 | 2001-11-29 09:24 | Anjanece | 20 | 0 | #VALUE! | #VALUE!
IKEBANA | IXL120 | Y | IKEBANA , IXL120 |  |  | 2.26 | 2001-11-29 09:24 | Anjanece | 20 | 0 | #VALUE! | #VALUE!
IKEBANA | IXL120 | Y | IKEBANA , IXL120 |  |  | 2.34 | 2001-11-29 09:24 | Anjanece | 20 | 0 | #VALUE! | #VALUE!
IKEBANA | IXL120 | Y | IKEBANA , IXL120 |  |  | 2.66 | 2001-11-29 09:24 | Anjanece | 20 | 0 | #VALUE! | #VALUE!
IKEBANA | IXL120 | Y | IKEBANA , IXL120 |  |  | 2.68 | 2001-11-29 09:24 | Anjanece | 20 | 0 | #VALUE! | #VALUE!
IKEBANA | IXL120 | Y | IKEBANA , IXL120 |  |  | 2.72 | 2001-11-29 09:24 | Anjanece | 20 | 0 | #VALUE! | #VALUE!
IKEBANA | IXL120 | Y | IKEBANA , IXL120 |  |  | 2.91 | 2001-11-29 09:24 | Anjanece | 20 | 0 | #VALUE! | #VALUE!
IKEBANA | IXL120 | Y | IKEBANA , IXL120 |  |  | 2.96 | 2001-11-29 09:24 | Anjanece | 20 | 0 | #VALUE! | #VALUE!
IKEBANA | IXL120 | Y | IKEBANA , IXL120 |  |  | 3 | 2001-11-29 09:24 | Anjanece | 20 | 0 | #VALUE! | #VALUE!
IKEBANA | IXL120 | Y | IKEBANA , IXL120 |  |  | 3.06 | 2001-11-29 09:24 | Anjanece | 20 | 0 | #VALUE! | #VALUE!
IKEBANA | IXL120 | Y | IKEBANA , IXL120 |  |  | 3.14 | 2001-11-29 09:24 | Anjanece | 20 | 0 | #VALUE! | #VALUE!
INERTIA-REPL | EC3A | Y | INERTIA-REPL , EC3A | JEA COMMON SUPPLIES | CSC Stores | 1.12 | 2001-11-29 09:24 | Anjanece | 20 | 0 | #VALUE! | #VALUE!
INERTIA-REPL | EC3A | Y | INERTIA-REPL , EC3A |  |  | 1.54 | 2001-11-29 09:24 | Anjanece | 20 | 0 | #VALUE! | #VALUE!
INERTIA-REPL | EC3A | Y | INERTIA-REPL , EC3A |  |  | 1.55 | 2001-11-29 09:24 | Anjanece | 20 | 0 | #VALUE! | #VALUE!
INERTIA-REPL | EC3A | Y | INERTIA-REPL , EC3A |  |  | 1.56 | 2001-11-29 09:24 | Anjanece | 20 | 0 | #VALUE! | #VALUE!
INERTIA-REPL | EC3A | Y | INERTIA-REPL , EC3A |  |  | 1.57 | 2001-11-29 09:24 | Anjanece | 20 | 0 | #VALUE! | #VALUE!
INERTIA-REPL | EC3A | Y | INERTIA-REPL , EC3A |  |  | 1.62 | 2001-11-29 09:24 | Anjanece | 20 | 0 | #VALUE! | #VALUE!
INERTIA-REPL | EC3A | Y | INERTIA-REPL , EC3A |  |  | 1.67 | 2001-11-29 09:24 | Anjanece | 20 | 0 | #VALUE! | #VALUE!
INERTIA-REPL | EC3A | Y | INERTIA-REPL , EC3A |  |  | 1.8 | 2001-11-29 09:24 | Anjanece | 20 | 0 | #VALUE! | #VALUE!
INERTIA-REPL | EC3A | Y | INERTIA-REPL , EC3A |  |  | 2.02 | 2001-11-29 09:24 | Anjanece | 20 | 0 | #VALUE! | #VALUE!
INERTIA-REPL | EC3A | Y | INERTIA-REPL , EC3A |  |  | 2.23 | 2001-11-29 09:24 | Anjanece | 20 | 0 | #VALUE! | #VALUE!
INERTIA-REPL | EC3A | Y | INERTIA-REPL , EC3A |  |  | 2.26 | 2001-11-29 09:24 | Anjanece | 20 | 0 | #VALUE! | #VALUE!
INERTIA-REPL | EC3A | Y | INERTIA-REPL , EC3A |  |  | 2.34 | 2001-11-29 09:24 | Anjanece | 20 | 0 | #VALUE! | #VALUE!
INERTIA-REPL | EC3A | Y | INERTIA-REPL , EC3A |  |  | 2.66 | 2001-11-29 09:24 | Anjanece | 20 | 0 | #VALUE! | #VALUE!
INERTIA-REPL | EC3A | Y | INERTIA-REPL , EC3A |  |  | 2.68 | 2001-11-29 09:24 | Anjanece | 20 | 0 | #VALUE! | #VALUE!
INERTIA-REPL | EC3A | Y | INERTIA-REPL , EC3A |  |  | 2.72 | 2001-11-29 09:24 | Anjanece | 20 | 0 | #VALUE! | #VALUE!
INERTIA-REPL | EC3A | Y | INERTIA-REPL , EC3A |  |  | 2.91 | 2001-11-29 09:24 | Anjanece | 20 | 0 | #VALUE! | #VALUE!
INERTIA-REPL | EC3A | Y | INERTIA-REPL , EC3A |  |  | 2.96 | 2001-11-29 09:24 | Anjanece | 20 | 0 | #VALUE! | #VALUE!
INERTIA-REPL | EC3A | Y | INERTIA-REPL , EC3A |  |  | 3 | 2001-11-29 09:24 | Anjanece | 20 | 0 | #VALUE! | #VALUE!
INERTIA-REPL | EC3A | Y | INERTIA-REPL , EC3A |  |  | 3.06 | 2001-11-29 09:24 | Anjanece | 20 | 0 | #VALUE! | #VALUE!
INERTIA-REPL | EC3A | Y | INERTIA-REPL , EC3A |  |  | 3.14 | 2001-11-29 09:24 | Anjanece | 20 | 0 | #VALUE! | #VALUE!
RAYCHEM | ESC-3 (A OR S) | Y | RAYCHEM , ESC-3 (A OR S) | JEA COMMON SUPPLIES | CSC Stores | 1.12 | 2001-11-29 09:24 | Anjanece | 20 | 0 | #VALUE! | #VALUE!
RAYCHEM | ESC-3 (A OR S) | Y | RAYCHEM , ESC-3 (A OR S) |  |  | 1.54 | 2001-11-29 09:24 | Anjanece | 20 | 0 | #VALUE! | #VALUE!
RAYCHEM | ESC-3 (A OR S) | Y | RAYCHEM , ESC-3 (A OR S) |  |  | 1.55 | 2001-11-29 09:24 | Anjanece | 20 | 0 | #VALUE! | #VALUE!
RAYCHEM | ESC-3 (A OR S) | Y | RAYCHEM , ESC-3 (A OR S) |  |  | 1.56 | 2001-11-29 09:24 | Anjanece | 20 | 0 | #VALUE! | #VALUE!
RAYCHEM | ESC-3 (A OR S) | Y | RAYCHEM , ESC-3 (A OR S) |  |  | 1.57 | 2001-11-29 09:24 | Anjanece | 20 | 0 | #VALUE! | #VALUE!
RAYCHEM | ESC-3 (A OR S) | Y | RAYCHEM , ESC-3 (A OR S) |  |  | 1.62 | 2001-11-29 09:24 | Anjanece | 20 | 0 | #VALUE! | #VALUE!
RAYCHEM | ESC-3 (A OR S) | Y | RAYCHEM , ESC-3 (A OR S) |  |  | 1.67 | 2001-11-29 09:24 | Anjanece | 20 | 0 | #VALUE! | #VALUE!
RAYCHEM | ESC-3 (A OR S) | Y | RAYCHEM , ESC-3 (A OR S) |  |  | 1.8 | 2001-11-29 09:24 | Anjanece | 20 | 0 | #VALUE! | #VALUE!
RAYCHEM | ESC-3 (A OR S) | Y | RAYCHEM , ESC-3 (A OR S) |  |  | 2.02 | 2001-11-29 09:24 | Anjanece | 20 | 0 | #VALUE! | #VALUE!
RAYCHEM | ESC-3 (A OR S) | Y | RAYCHEM , ESC-3 (A OR S) |  |  | 2.23 | 2001-11-29 09:24 | Anjanece | 20 | 0 | #VALUE! | #VALUE!
RAYCHEM | ESC-3 (A OR S) | Y | RAYCHEM , ESC-3 (A OR S) |  |  | 2.26 | 2001-11-29 09:24 | Anjanece | 20 | 0 | #VALUE! | #VALUE!
RAYCHEM | ESC-3 (A OR S) | Y | RAYCHEM , ESC-3 (A OR S) |  |  | 2.34 | 2001-11-29 09:24 | Anjanece | 20 | 0 | #VALUE! | #VALUE!
RAYCHEM | ESC-3 (A OR S) | Y | RAYCHEM , ESC-3 (A OR S) |  |  | 2.66 | 2001-11-29 09:24 | Anjanece | 20 | 0 | #VALUE! | #VALUE!
RAYCHEM | ESC-3 (A OR S) | Y | RAYCHEM , ESC-3 (A OR S) |  |  | 2.68 | 2001-11-29 09:24 | Anjanece | 20 | 0 | #VALUE! | #VALUE!
RAYCHEM | ESC-3 (A OR S) | Y | RAYCHEM , ESC-3 (A OR S) |  |  | 2.72 | 2001-11-29 09:24 | Anjanece | 20 | 0 | #VALUE! | #VALUE!
RAYCHEM | ESC-3 (A OR S) | Y | RAYCHEM , ESC-3 (A OR S) |  |  | 2.91 | 2001-11-29 09:24 | Anjanece | 20 | 0 | #VALUE! | #VALUE!
RAYCHEM | ESC-3 (A OR S) | Y | RAYCHEM , ESC-3 (A OR S) |  |  | 2.96 | 2001-11-29 09:24 | Anjanece | 20 | 0 | #VALUE! | #VALUE!
RAYCHEM | ESC-3 (A OR S) | Y | RAYCHEM , ESC-3 (A OR S) |  |  | 3 | 2001-11-29 09:24 | Anjanece | 20 | 0 | #VALUE! | #VALUE!
RAYCHEM | ESC-3 (A OR S) | Y | RAYCHEM , ESC-3 (A OR S) |  |  | 3.06 | 2001-11-29 09:24 | Anjanece | 20 | 0 | #VALUE! | #VALUE!
RAYCHEM | ESC-3 (A OR S) | Y | RAYCHEM , ESC-3 (A OR S) |  |  | 3.14 | 2001-11-29 09:24 | Anjanece | 20 | 0 | #VALUE! | #VALUE!
IKEBANA | IXL130 | Y | IKEBANA , IXL130 | JEA COMMON SUPPLIES | CSC Stores | 2.04 | 2002-05-07 15:34 | Anjanece | 10 | 0 | #VALUE! | #VALUE!
IKEBANA | IXL130 | Y | IKEBANA , IXL130 |  |  | 2.05 | 2002-05-07 15:34 | Anjanece | 10 | 0 | #VALUE! | #VALUE!
IKEBANA | IXL130 | Y | IKEBANA , IXL130 |  |  | 2.07 | 2002-05-07 15:34 | Anjanece | 10 | 0 | #VALUE! | #VALUE!
IKEBANA | IXL130 | Y | IKEBANA , IXL130 |  |  | 2.09 | 2002-05-07 15:34 | Anjanece | 10 | 0 | #VALUE! | #VALUE!
IKEBANA | IXL130 | Y | IKEBANA , IXL130 |  |  | 2.13 | 2002-05-07 15:34 | Anjanece | 10 | 0 | #VALUE! | #VALUE!
IKEBANA | IXL130 | Y | IKEBANA , IXL130 |  |  | 3.17 | 2002-05-07 15:34 | Anjanece | 10 | 0 | #VALUE! | #VALUE!
IKEBANA | IXL130 | Y | IKEBANA , IXL130 |  |  | 3.39 | 2002-05-07 15:34 | Anjanece | 10 | 0 | #VALUE! | #VALUE!
IKEBANA | IXL130 | Y | IKEBANA , IXL130 |  |  | 3.4 | 2002-05-07 15:34 | Anjanece | 10 | 0 | #VALUE! | #VALUE!
IKEBANA | IXL130 | Y | IKEBANA , IXL130 |  |  | 3.43 | 2002-05-07 15:34 | Anjanece | 10 | 0 | #VALUE! | #VALUE!
IKEBANA | IXL130 | Y | IKEBANA , IXL130 |  |  | 3.44 | 2002-05-07 15:34 | Anjanece | 10 | 0 | #VALUE! | #VALUE!
IKEBANA | IXL130 | Y | IKEBANA , IXL130 |  |  | 3.45 | 2002-05-07 15:34 | Anjanece | 10 | 0 | #VALUE! | #VALUE!
IKEBANA | IXL130 | Y | IKEBANA , IXL130 |  |  | 3.46 | 2002-05-07 15:34 | Anjanece | 10 | 0 | #VALUE! | #VALUE!
IKEBANA | IXL130 | Y | IKEBANA , IXL130 |  |  | 3.47 | 2002-05-07 15:34 | Anjanece | 10 | 0 | #VALUE! | #VALUE!
IKEBANA | IXL130 | Y | IKEBANA , IXL130 |  |  | 3.61 | 2002-05-07 15:34 | Anjanece | 10 | 0 | #VALUE! | #VALUE!
INERTIA-REPL | EC4A | Y | INERTIA-REPL , EC4A | JEA COMMON SUPPLIES | CSC Stores | 2.04 | 2002-05-07 15:34 | Anjanece | 10 | 0 | #VALUE! | #VALUE!
INERTIA-REPL | EC4A | Y | INERTIA-REPL , EC4A |  |  | 2.05 | 2002-05-07 15:34 | Anjanece | 10 | 0 | #VALUE! | #VALUE!
INERTIA-REPL | EC4A | Y | INERTIA-REPL , EC4A |  |  | 2.07 | 2002-05-07 15:34 | Anjanece | 10 | 0 | #VALUE! | #VALUE!
INERTIA-REPL | EC4A | Y | INERTIA-REPL , EC4A |  |  | 2.09 | 2002-05-07 15:34 | Anjanece | 10 | 0 | #VALUE! | #VALUE!
INERTIA-REPL | EC4A | Y | INERTIA-REPL , EC4A |  |  | 2.13 | 2002-05-07 15:34 | Anjanece | 10 | 0 | #VALUE! | #VALUE!
INERTIA-REPL | EC4A | Y | INERTIA-REPL , EC4A |  |  | 3.17 | 2002-05-07 15:34 | Anjanece | 10 | 0 | #VALUE! | #VALUE!
INERTIA-REPL | EC4A | Y | INERTIA-REPL , EC4A |  |  | 3.39 | 2002-05-07 15:34 | Anjanece | 10 | 0 | #VALUE! | #VALUE!
INERTIA-REPL | EC4A | Y | INERTIA-REPL , EC4A |  |  | 3.4 | 2002-05-07 15:34 | Anjanece | 10 | 0 | #VALUE! | #VALUE!
INERTIA-REPL | EC4A | Y | INERTIA-REPL , EC4A |  |  | 3.43 | 2002-05-07 15:34 | Anjanece | 10 | 0 | #VALUE! | #VALUE!
INERTIA-REPL | EC4A | Y | INERTIA-REPL , EC4A |  |  | 3.44 | 2002-05-07 15:34 | Anjanece | 10 | 0 | #VALUE! | #VALUE!
INERTIA-REPL | EC4A | Y | INERTIA-REPL , EC4A |  |  | 3.45 | 2002-05-07 15:34 | Anjanece | 10 | 0 | #VALUE! | #VALUE!
INERTIA-REPL | EC4A | Y | INERTIA-REPL , EC4A |  |  | 3.46 | 2002-05-07 15:34 | Anjanece | 10 | 0 | #VALUE! | #VALUE!
INERTIA-REPL | EC4A | Y | INERTIA-REPL , EC4A |  |  | 3.47 | 2002-05-07 15:34 | Anjanece | 10 | 0 | #VALUE! | #VALUE!
INERTIA-REPL | EC4A | Y | INERTIA-REPL , EC4A |  |  | 3.61 | 2002-05-07 15:34 | Anjanece | 10 | 0 | #VALUE! | #VALUE!
INERTIA-REPL | NTRS02135 | Y | INERTIA-REPL , NTRS02135 | JEA COMMON SUPPLIES | CSC Stores | 2.04 | 2002-05-07 15:34 | Anjanece | 10 | 0 | #VALUE! | #VALUE!
INERTIA-REPL | NTRS02135 | Y | INERTIA-REPL , NTRS02135 |  |  | 2.05 | 2002-05-07 15:34 | Anjanece | 10 | 0 | #VALUE! | #VALUE!
INERTIA-REPL | NTRS02135 | Y | INERTIA-REPL , NTRS02135 |  |  | 2.07 | 2002-05-07 15:34 | Anjanece | 10 | 0 | #VALUE! | #VALUE!
INERTIA-REPL | NTRS02135 | Y | INERTIA-REPL , NTRS02135 |  |  | 2.09 | 2002-05-07 15:34 | Anjanece | 10 | 0 | #VALUE! | #VALUE!
INERTIA-REPL | NTRS02135 | Y | INERTIA-REPL , NTRS02135 |  |  | 2.13 | 2002-05-07 15:34 | Anjanece | 10 | 0 | #VALUE! | #VALUE!
INERTIA-REPL | NTRS02135 | Y | INERTIA-REPL , NTRS02135 |  |  | 3.17 | 2002-05-07 15:34 | Anjanece | 10 | 0 | #VALUE! | #VALUE!
INERTIA-REPL | NTRS02135 | Y | INERTIA-REPL , NTRS02135 |  |  | 3.39 | 2002-05-07 15:34 | Anjanece | 10 | 0 | #VALUE! | #VALUE!
INERTIA-REPL | NTRS02135 | Y | INERTIA-REPL , NTRS02135 |  |  | 3.4 | 2002-05-07 15:34 | Anjanece | 10 | 0 | #VALUE! | #VALUE!
INERTIA-REPL | NTRS02135 | Y | INERTIA-REPL , NTRS02135 |  |  | 3.43 | 2002-05-07 15:34 | Anjanece | 10 | 0 | #VALUE! | #VALUE!
INERTIA-REPL | NTRS02135 | Y | INERTIA-REPL , NTRS02135 |  |  | 3.44 | 2002-05-07 15:34 | Anjanece | 10 | 0 | #VALUE! | #VALUE!
INERTIA-REPL | NTRS02135 | Y | INERTIA-REPL , NTRS02135 |  |  | 3.45 | 2002-05-07 15:34 | Anjanece | 10 | 0 | #VALUE! | #VALUE!
INERTIA-REPL | NTRS02135 | Y | INERTIA-REPL , NTRS02135 |  |  | 3.46 | 2002-05-07 15:34 | Anjanece | 10 | 0 | #VALUE! | #VALUE!
INERTIA-REPL | NTRS02135 | Y | INERTIA-REPL , NTRS02135 |  |  | 3.47 | 2002-05-07 15:34 | Anjanece | 10 | 0 | #VALUE! | #VALUE!
INERTIA-REPL | NTRS02135 | Y | INERTIA-REPL , NTRS02135 |  |  | 3.61 | 2002-05-07 15:34 | Anjanece | 10 | 0 | #VALUE! | #VALUE!
MMM/3M | SKE 25/63 | Y | MMM/3M , SKE 25/63 | JEA COMMON SUPPLIES | CSC Stores | 2.04 | 2002-05-07 15:34 | Anjanece | 10 | 0 | #VALUE! | #VALUE!
MMM/3M | SKE 25/63 | Y | MMM/3M , SKE 25/63 |  |  | 2.05 | 2002-05-07 15:34 | Anjanece | 10 | 0 | #VALUE! | #VALUE!
MMM/3M | SKE 25/63 | Y | MMM/3M , SKE 25/63 |  |  | 2.07 | 2002-05-07 15:34 | Anjanece | 10 | 0 | #VALUE! | #VALUE!
MMM/3M | SKE 25/63 | Y | MMM/3M , SKE 25/63 |  |  | 2.09 | 2002-05-07 15:34 | Anjanece | 10 | 0 | #VALUE! | #VALUE!
MMM/3M | SKE 25/63 | Y | MMM/3M , SKE 25/63 |  |  | 2.13 | 2002-05-07 15:34 | Anjanece | 10 | 0 | #VALUE! | #VALUE!
MMM/3M | SKE 25/63 | Y | MMM/3M , SKE 25/63 |  |  | 3.17 | 2002-05-07 15:34 | Anjanece | 10 | 0 | #VALUE! | #VALUE!
MMM/3M | SKE 25/63 | Y | MMM/3M , SKE 25/63 |  |  | 3.39 | 2002-05-07 15:34 | Anjanece | 10 | 0 | #VALUE! | #VALUE!
MMM/3M | SKE 25/63 | Y | MMM/3M , SKE 25/63 |  |  | 3.4 | 2002-05-07 15:34 | Anjanece | 10 | 0 | #VALUE! | #VALUE!
MMM/3M | SKE 25/63 | Y | MMM/3M , SKE 25/63 |  |  | 3.43 | 2002-05-07 15:34 | Anjanece | 10 | 0 | #VALUE! | #VALUE!
MMM/3M | SKE 25/63 | Y | MMM/3M , SKE 25/63 |  |  | 3.44 | 2002-05-07 15:34 | Anjanece | 10 | 0 | #VALUE! | #VALUE!
MMM/3M | SKE 25/63 | Y | MMM/3M , SKE 25/63 |  |  | 3.45 | 2002-05-07 15:34 | Anjanece | 10 | 0 | #VALUE! | #VALUE!
MMM/3M | SKE 25/63 | Y | MMM/3M , SKE 25/63 |  |  | 3.46 | 2002-05-07 15:34 | Anjanece | 10 | 0 | #VALUE! | #VALUE!
MMM/3M | SKE 25/63 | Y | MMM/3M , SKE 25/63 |  |  | 3.47 | 2002-05-07 15:34 | Anjanece | 10 | 0 | #VALUE! | #VALUE!
MMM/3M | SKE 25/63 | Y | MMM/3M , SKE 25/63 |  |  | 3.61 | 2002-05-07 15:34 | Anjanece | 10 | 0 | #VALUE! | #VALUE!
RAYCHEM | ESC-4 (A OR S) | Y | RAYCHEM , ESC-4 (A OR S) | JEA COMMON SUPPLIES | CSC Stores | 2.04 | 2002-05-07 15:34 | Anjanece | 10 | 0 | #VALUE! | #VALUE!
RAYCHEM | ESC-4 (A OR S) | Y | RAYCHEM , ESC-4 (A OR S) |  |  | 2.05 | 2002-05-07 15:34 | Anjanece | 10 | 0 | #VALUE! | #VALUE!
RAYCHEM | ESC-4 (A OR S) | Y | RAYCHEM , ESC-4 (A OR S) |  |  | 2.07 | 2002-05-07 15:34 | Anjanece | 10 | 0 | #VALUE! | #VALUE!
RAYCHEM | ESC-4 (A OR S) | Y | RAYCHEM , ESC-4 (A OR S) |  |  | 2.09 | 2002-05-07 15:34 | Anjanece | 10 | 0 | #VALUE! | #VALUE!
RAYCHEM | ESC-4 (A OR S) | Y | RAYCHEM , ESC-4 (A OR S) |  |  | 2.13 | 2002-05-07 15:34 | Anjanece | 10 | 0 | #VALUE! | #VALUE!
RAYCHEM | ESC-4 (A OR S) | Y | RAYCHEM , ESC-4 (A OR S) |  |  | 3.17 | 2002-05-07 15:34 | Anjanece | 10 | 0 | #VALUE! | #VALUE!
RAYCHEM | ESC-4 (A OR S) | Y | RAYCHEM , ESC-4 (A OR S) |  |  | 3.39 | 2002-05-07 15:34 | Anjanece | 10 | 0 | #VALUE! | #VALUE!
RAYCHEM | ESC-4 (A OR S) | Y | RAYCHEM , ESC-4 (A OR S) |  |  | 3.4 | 2002-05-07 15:34 | Anjanece | 10 | 0 | #VALUE! | #VALUE!
RAYCHEM | ESC-4 (A OR S) | Y | RAYCHEM , ESC-4 (A OR S) |  |  | 3.43 | 2002-05-07 15:34 | Anjanece | 10 | 0 | #VALUE! | #VALUE!
RAYCHEM | ESC-4 (A OR S) | Y | RAYCHEM , ESC-4 (A OR S) |  |  | 3.44 | 2002-05-07 15:34 | Anjanece | 10 | 0 | #VALUE! | #VALUE!
RAYCHEM | ESC-4 (A OR S) | Y | RAYCHEM , ESC-4 (A OR S) |  |  | 3.45 | 2002-05-07 15:34 | Anjanece | 10 | 0 | #VALUE! | #VALUE!
RAYCHEM | ESC-4 (A OR S) | Y | RAYCHEM , ESC-4 (A OR S) |  |  | 3.46 | 2002-05-07 15:34 | Anjanece | 10 | 0 | #VALUE! | #VALUE!
RAYCHEM | ESC-4 (A OR S) | Y | RAYCHEM , ESC-4 (A OR S) |  |  | 3.47 | 2002-05-07 15:34 | Anjanece | 10 | 0 | #VALUE! | #VALUE!
RAYCHEM | ESC-4 (A OR S) | Y | RAYCHEM , ESC-4 (A OR S) |  |  | 3.61 | 2002-05-07 15:34 | Anjanece | 10 | 0 | #VALUE! | #VALUE!
IKEBANA | IXL145 | Y | IKEBANA , IXL145 | JEA COMMON SUPPLIES | CSC Stores | 4.19 | 2001-11-29 09:25 | Anjanece | 10 | 0 | #VALUE! | #VALUE!
IKEBANA | IXL145 | Y | IKEBANA , IXL145 |  |  | 4.22 | 2001-11-29 09:25 | Anjanece | 10 | 0 | #VALUE! | #VALUE!
IKEBANA | IXL145 | Y | IKEBANA , IXL145 |  |  | 4.23 | 2001-11-29 09:25 | Anjanece | 10 | 0 | #VALUE! | #VALUE!
IKEBANA | IXL145 | Y | IKEBANA , IXL145 |  |  | 4.27 | 2001-11-29 09:25 | Anjanece | 10 | 0 | #VALUE! | #VALUE!
IKEBANA | IXL145 | Y | IKEBANA , IXL145 |  |  | 4.29 | 2001-11-29 09:25 | Anjanece | 10 | 0 | #VALUE! | #VALUE!
IKEBANA | IXL145 | Y | IKEBANA , IXL145 |  |  | 4.31 | 2001-11-29 09:25 | Anjanece | 10 | 0 | #VALUE! | #VALUE!
IKEBANA | IXL145 | Y | IKEBANA , IXL145 |  |  | 4.41 | 2001-11-29 09:25 | Anjanece | 10 | 0 | #VALUE! | #VALUE!
IKEBANA | IXL145 | Y | IKEBANA , IXL145 |  |  | 4.83 | 2001-11-29 09:25 | Anjanece | 10 | 0 | #VALUE! | #VALUE!
IKEBANA | IXL145 | Y | IKEBANA , IXL145 |  |  | 4.87 | 2001-11-29 09:25 | Anjanece | 10 | 0 | #VALUE! | #VALUE!
IKEBANA | IXL145 | Y | IKEBANA , IXL145 |  |  | 4.89 | 2001-11-29 09:25 | Anjanece | 10 | 0 | #VALUE! | #VALUE!
IKEBANA | IXL145 | Y | IKEBANA , IXL145 |  |  | 4.96 | 2001-11-29 09:25 | Anjanece | 10 | 0 | #VALUE! | #VALUE!
IKEBANA | IXL145 | Y | IKEBANA , IXL145 |  |  | 5.04 | 2001-11-29 09:25 | Anjanece | 10 | 0 | #VALUE! | #VALUE!
IKEBANA | IXL145 | Y | IKEBANA , IXL145 |  |  | 5.05 | 2001-11-29 09:25 | Anjanece | 10 | 0 | #VALUE! | #VALUE!
IKEBANA | IXL145 | Y | IKEBANA , IXL145 |  |  | 5.14 | 2001-11-29 09:25 | Anjanece | 10 | 0 | #VALUE! | #VALUE!
IKEBANA | IXL145 | Y | IKEBANA , IXL145 |  |  | 5.46 | 2001-11-29 09:25 | Anjanece | 10 | 0 | #VALUE! | #VALUE!
IKEBANA | IXL145 | Y | IKEBANA , IXL145 |  |  | 5.47 | 2001-11-29 09:25 | Anjanece | 10 | 0 | #VALUE! | #VALUE!
IKEBANA | IXL145 | Y | IKEBANA , IXL145 |  |  | 5.52 | 2001-11-29 09:25 | Anjanece | 10 | 0 | #VALUE! | #VALUE!
IKEBANA | IXL145 | Y | IKEBANA , IXL145 |  |  | 5.65 | 2001-11-29 09:25 | Anjanece | 10 | 0 | #VALUE! | #VALUE!
IKEBANA | IXL145 | Y | IKEBANA , IXL145 |  |  | 5.74 | 2001-11-29 09:25 | Anjanece | 10 | 0 | #VALUE! | #VALUE!
IKEBANA | IXL145 | Y | IKEBANA , IXL145 |  |  | 5.77 | 2001-11-29 09:25 | Anjanece | 10 | 0 | #VALUE! | #VALUE!
IKEBANA | IXL145 | Y | IKEBANA , IXL145 |  |  | 5.85 | 2001-11-29 09:25 | Anjanece | 10 | 0 | #VALUE! | #VALUE!
IKEBANA | IXL145 | Y | IKEBANA , IXL145 |  |  | 5.87 | 2001-11-29 09:25 | Anjanece | 10 | 0 | #VALUE! | #VALUE!
IKEBANA | IXL145 | Y | IKEBANA , IXL145 |  |  | 5.91 | 2001-11-29 09:25 | Anjanece | 10 | 0 | #VALUE! | #VALUE!
IKEBANA | IXL145 | Y | IKEBANA , IXL145 |  |  | 5.98 | 2001-11-29 09:25 | Anjanece | 10 | 0 | #VALUE! | #VALUE!
IKEBANA | IXL145 | Y | IKEBANA , IXL145 |  |  | 6.21 | 2001-11-29 09:25 | Anjanece | 10 | 0 | #VALUE! | #VALUE!
IKEBANA | IXL145 | Y | IKEBANA , IXL145 |  |  | 6.26 | 2001-11-29 09:25 | Anjanece | 10 | 0 | #VALUE! | #VALUE!
IKEBANA | IXL145 | Y | IKEBANA , IXL145 |  |  | 6.36 | 2001-11-29 09:25 | Anjanece | 10 | 0 | #VALUE! | #VALUE!
IKEBANA | IXL145 | Y | IKEBANA , IXL145 |  |  | 6.4 | 2001-11-29 09:25 | Anjanece | 10 | 0 | #VALUE! | #VALUE!
INERTIA-REPL | EC6A | Y | INERTIA-REPL , EC6A | JEA COMMON SUPPLIES | CSC Stores | 4.19 | 2001-11-29 09:25 | Anjanece | 10 | 0 | #VALUE! | #VALUE!
INERTIA-REPL | EC6A | Y | INERTIA-REPL , EC6A |  |  | 4.22 | 2001-11-29 09:25 | Anjanece | 10 | 0 | #VALUE! | #VALUE!
INERTIA-REPL | EC6A | Y | INERTIA-REPL , EC6A |  |  | 4.23 | 2001-11-29 09:25 | Anjanece | 10 | 0 | #VALUE! | #VALUE!
INERTIA-REPL | EC6A | Y | INERTIA-REPL , EC6A |  |  | 4.27 | 2001-11-29 09:25 | Anjanece | 10 | 0 | #VALUE! | #VALUE!
INERTIA-REPL | EC6A | Y | INERTIA-REPL , EC6A |  |  | 4.29 | 2001-11-29 09:25 | Anjanece | 10 | 0 | #VALUE! | #VALUE!
INERTIA-REPL | EC6A | Y | INERTIA-REPL , EC6A |  |  | 4.31 | 2001-11-29 09:25 | Anjanece | 10 | 0 | #VALUE! | #VALUE!
INERTIA-REPL | EC6A | Y | INERTIA-REPL , EC6A |  |  | 4.41 | 2001-11-29 09:25 | Anjanece | 10 | 0 | #VALUE! | #VALUE!
INERTIA-REPL | EC6A | Y | INERTIA-REPL , EC6A |  |  | 4.83 | 2001-11-29 09:25 | Anjanece | 10 | 0 | #VALUE! | #VALUE!
INERTIA-REPL | EC6A | Y | INERTIA-REPL , EC6A |  |  | 4.87 | 2001-11-29 09:25 | Anjanece | 10 | 0 | #VALUE! | #VALUE!
INERTIA-REPL | EC6A | Y | INERTIA-REPL , EC6A |  |  | 4.89 | 2001-11-29 09:25 | Anjanece | 10 | 0 | #VALUE! | #VALUE!
INERTIA-REPL | EC6A | Y | INERTIA-REPL , EC6A |  |  | 4.96 | 2001-11-29 09:25 | Anjanece | 10 | 0 | #VALUE! | #VALUE!
INERTIA-REPL | EC6A | Y | INERTIA-REPL , EC6A |  |  | 5.04 | 2001-11-29 09:25 | Anjanece | 10 | 0 | #VALUE! | #VALUE!
INERTIA-REPL | EC6A | Y | INERTIA-REPL , EC6A |  |  | 5.05 | 2001-11-29 09:25 | Anjanece | 10 | 0 | #VALUE! | #VALUE!
INERTIA-REPL | EC6A | Y | INERTIA-REPL , EC6A |  |  | 5.14 | 2001-11-29 09:25 | Anjanece | 10 | 0 | #VALUE! | #VALUE!
INERTIA-REPL | EC6A | Y | INERTIA-REPL , EC6A |  |  | 5.46 | 2001-11-29 09:25 | Anjanece | 10 | 0 | #VALUE! | #VALUE!
INERTIA-REPL | EC6A | Y | INERTIA-REPL , EC6A |  |  | 5.47 | 2001-11-29 09:25 | Anjanece | 10 | 0 | #VALUE! | #VALUE!
INERTIA-REPL | EC6A | Y | INERTIA-REPL , EC6A |  |  | 5.52 | 2001-11-29 09:25 | Anjanece | 10 | 0 | #VALUE! | #VALUE!
INERTIA-REPL | EC6A | Y | INERTIA-REPL , EC6A |  |  | 5.65 | 2001-11-29 09:25 | Anjanece | 10 | 0 | #VALUE! | #VALUE!
INERTIA-REPL | EC6A | Y | INERTIA-REPL , EC6A |  |  | 5.74 | 2001-11-29 09:25 | Anjanece | 10 | 0 | #VALUE! | #VALUE!
INERTIA-REPL | EC6A | Y | INERTIA-REPL , EC6A |  |  | 5.77 | 2001-11-29 09:25 | Anjanece | 10 | 0 | #VALUE! | #VALUE!
INERTIA-REPL | EC6A | Y | INERTIA-REPL , EC6A |  |  | 5.85 | 2001-11-29 09:25 | Anjanece | 10 | 0 | #VALUE! | #VALUE!
INERTIA-REPL | EC6A | Y | INERTIA-REPL , EC6A |  |  | 5.87 | 2001-11-29 09:25 | Anjanece | 10 | 0 | #VALUE! | #VALUE!
INERTIA-REPL | EC6A | Y | INERTIA-REPL , EC6A |  |  | 5.91 | 2001-11-29 09:25 | Anjanece | 10 | 0 | #VALUE! | #VALUE!
INERTIA-REPL | EC6A | Y | INERTIA-REPL , EC6A |  |  | 5.98 | 2001-11-29 09:25 | Anjanece | 10 | 0 | #VALUE! | #VALUE!
INERTIA-REPL | EC6A | Y | INERTIA-REPL , EC6A |  |  | 6.21 | 2001-11-29 09:25 | Anjanece | 10 | 0 | #VALUE! | #VALUE!
INERTIA-REPL | EC6A | Y | INERTIA-REPL , EC6A |  |  | 6.26 | 2001-11-29 09:25 | Anjanece | 10 | 0 | #VALUE! | #VALUE!
INERTIA-REPL | EC6A | Y | INERTIA-REPL , EC6A |  |  | 6.36 | 2001-11-29 09:25 | Anjanece | 10 | 0 | #VALUE! | #VALUE!
INERTIA-REPL | EC6A | Y | INERTIA-REPL , EC6A |  |  | 6.4 | 2001-11-29 09:25 | Anjanece | 10 | 0 | #VALUE! | #VALUE!
MMM/3M | SKE 45/100 | Y | MMM/3M , SKE 45/100 | JEA COMMON SUPPLIES | CSC Stores | 4.19 | 2001-11-29 09:25 | Anjanece | 10 | 0 | #VALUE! | #VALUE!
MMM/3M | SKE 45/100 | Y | MMM/3M , SKE 45/100 |  |  | 4.22 | 2001-11-29 09:25 | Anjanece | 10 | 0 | #VALUE! | #VALUE!
MMM/3M | SKE 45/100 | Y | MMM/3M , SKE 45/100 |  |  | 4.23 | 2001-11-29 09:25 | Anjanece | 10 | 0 | #VALUE! | #VALUE!
MMM/3M | SKE 45/100 | Y | MMM/3M , SKE 45/100 |  |  | 4.27 | 2001-11-29 09:25 | Anjanece | 10 | 0 | #VALUE! | #VALUE!
MMM/3M | SKE 45/100 | Y | MMM/3M , SKE 45/100 |  |  | 4.29 | 2001-11-29 09:25 | Anjanece | 10 | 0 | #VALUE! | #VALUE!
MMM/3M | SKE 45/100 | Y | MMM/3M , SKE 45/100 |  |  | 4.31 | 2001-11-29 09:25 | Anjanece | 10 | 0 | #VALUE! | #VALUE!
MMM/3M | SKE 45/100 | Y | MMM/3M , SKE 45/100 |  |  | 4.41 | 2001-11-29 09:25 | Anjanece | 10 | 0 | #VALUE! | #VALUE!
MMM/3M | SKE 45/100 | Y | MMM/3M , SKE 45/100 |  |  | 4.83 | 2001-11-29 09:25 | Anjanece | 10 | 0 | #VALUE! | #VALUE!
MMM/3M | SKE 45/100 | Y | MMM/3M , SKE 45/100 |  |  | 4.87 | 2001-11-29 09:25 | Anjanece | 10 | 0 | #VALUE! | #VALUE!
MMM/3M | SKE 45/100 | Y | MMM/3M , SKE 45/100 |  |  | 4.89 | 2001-11-29 09:25 | Anjanece | 10 | 0 | #VALUE! | #VALUE!
MMM/3M | SKE 45/100 | Y | MMM/3M , SKE 45/100 |  |  | 4.96 | 2001-11-29 09:25 | Anjanece | 10 | 0 | #VALUE! | #VALUE!
MMM/3M | SKE 45/100 | Y | MMM/3M , SKE 45/100 |  |  | 5.04 | 2001-11-29 09:25 | Anjanece | 10 | 0 | #VALUE! | #VALUE!
MMM/3M | SKE 45/100 | Y | MMM/3M , SKE 45/100 |  |  | 5.05 | 2001-11-29 09:25 | Anjanece | 10 | 0 | #VALUE! | #VALUE!
MMM/3M | SKE 45/100 | Y | MMM/3M , SKE 45/100 |  |  | 5.14 | 2001-11-29 09:25 | Anjanece | 10 | 0 | #VALUE! | #VALUE!
MMM/3M | SKE 45/100 | Y | MMM/3M , SKE 45/100 |  |  | 5.46 | 2001-11-29 09:25 | Anjanece | 10 | 0 | #VALUE! | #VALUE!
MMM/3M | SKE 45/100 | Y | MMM/3M , SKE 45/100 |  |  | 5.47 | 2001-11-29 09:25 | Anjanece | 10 | 0 | #VALUE! | #VALUE!
MMM/3M | SKE 45/100 | Y | MMM/3M , SKE 45/100 |  |  | 5.52 | 2001-11-29 09:25 | Anjanece | 10 | 0 | #VALUE! | #VALUE!
MMM/3M | SKE 45/100 | Y | MMM/3M , SKE 45/100 |  |  | 5.65 | 2001-11-29 09:25 | Anjanece | 10 | 0 | #VALUE! | #VALUE!
MMM/3M | SKE 45/100 | Y | MMM/3M , SKE 45/100 |  |  | 5.74 | 2001-11-29 09:25 | Anjanece | 10 | 0 | #VALUE! | #VALUE!
MMM/3M | SKE 45/100 | Y | MMM/3M , SKE 45/100 |  |  | 5.77 | 2001-11-29 09:25 | Anjanece | 10 | 0 | #VALUE! | #VALUE!
MMM/3M | SKE 45/100 | Y | MMM/3M , SKE 45/100 |  |  | 5.85 | 2001-11-29 09:25 | Anjanece | 10 | 0 | #VALUE! | #VALUE!
MMM/3M | SKE 45/100 | Y | MMM/3M , SKE 45/100 |  |  | 5.87 | 2001-11-29 09:25 | Anjanece | 10 | 0 | #VALUE! | #VALUE!
MMM/3M | SKE 45/100 | Y | MMM/3M , SKE 45/100 |  |  | 5.91 | 2001-11-29 09:25 | Anjanece | 10 | 0 | #VALUE! | #VALUE!
MMM/3M | SKE 45/100 | Y | MMM/3M , SKE 45/100 |  |  | 5.98 | 2001-11-29 09:25 | Anjanece | 10 | 0 | #VALUE! | #VALUE!
MMM/3M | SKE 45/100 | Y | MMM/3M , SKE 45/100 |  |  | 6.21 | 2001-11-29 09:25 | Anjanece | 10 | 0 | #VALUE! | #VALUE!
MMM/3M | SKE 45/100 | Y | MMM/3M , SKE 45/100 |  |  | 6.26 | 2001-11-29 09:25 | Anjanece | 10 | 0 | #VALUE! | #VALUE!
MMM/3M | SKE 45/100 | Y | MMM/3M , SKE 45/100 |  |  | 6.36 | 2001-11-29 09:25 | Anjanece | 10 | 0 | #VALUE! | #VALUE!
MMM/3M | SKE 45/100 | Y | MMM/3M , SKE 45/100 |  |  | 6.4 | 2001-11-29 09:25 | Anjanece | 10 | 0 | #VALUE! | #VALUE!
RAYCHEM | ESC-6 (A OR S) | Y | RAYCHEM , ESC-6 (A OR S) | JEA COMMON SUPPLIES | CSC Stores | 4.19 | 2001-11-29 09:25 | Anjanece | 10 | 0 | #VALUE! | #VALUE!
RAYCHEM | ESC-6 (A OR S) | Y | RAYCHEM , ESC-6 (A OR S) |  |  | 4.22 | 2001-11-29 09:25 | Anjanece | 10 | 0 | #VALUE! | #VALUE!
RAYCHEM | ESC-6 (A OR S) | Y | RAYCHEM , ESC-6 (A OR S) |  |  | 4.23 | 2001-11-29 09:25 | Anjanece | 10 | 0 | #VALUE! | #VALUE!
RAYCHEM | ESC-6 (A OR S) | Y | RAYCHEM , ESC-6 (A OR S) |  |  | 4.27 | 2001-11-29 09:25 | Anjanece | 10 | 0 | #VALUE! | #VALUE!
RAYCHEM | ESC-6 (A OR S) | Y | RAYCHEM , ESC-6 (A OR S) |  |  | 4.29 | 2001-11-29 09:25 | Anjanece | 10 | 0 | #VALUE! | #VALUE!
RAYCHEM | ESC-6 (A OR S) | Y | RAYCHEM , ESC-6 (A OR S) |  |  | 4.31 | 2001-11-29 09:25 | Anjanece | 10 | 0 | #VALUE! | #VALUE!
RAYCHEM | ESC-6 (A OR S) | Y | RAYCHEM , ESC-6 (A OR S) |  |  | 4.41 | 2001-11-29 09:25 | Anjanece | 10 | 0 | #VALUE! | #VALUE!
RAYCHEM | ESC-6 (A OR S) | Y | RAYCHEM , ESC-6 (A OR S) |  |  | 4.83 | 2001-11-29 09:25 | Anjanece | 10 | 0 | #VALUE! | #VALUE!
RAYCHEM | ESC-6 (A OR S) | Y | RAYCHEM , ESC-6 (A OR S) |  |  | 4.87 | 2001-11-29 09:25 | Anjanece | 10 | 0 | #VALUE! | #VALUE!
RAYCHEM | ESC-6 (A OR S) | Y | RAYCHEM , ESC-6 (A OR S) |  |  | 4.89 | 2001-11-29 09:25 | Anjanece | 10 | 0 | #VALUE! | #VALUE!
RAYCHEM | ESC-6 (A OR S) | Y | RAYCHEM , ESC-6 (A OR S) |  |  | 4.96 | 2001-11-29 09:25 | Anjanece | 10 | 0 | #VALUE! | #VALUE!
RAYCHEM | ESC-6 (A OR S) | Y | RAYCHEM , ESC-6 (A OR S) |  |  | 5.04 | 2001-11-29 09:25 | Anjanece | 10 | 0 | #VALUE! | #VALUE!
RAYCHEM | ESC-6 (A OR S) | Y | RAYCHEM , ESC-6 (A OR S) |  |  | 5.05 | 2001-11-29 09:25 | Anjanece | 10 | 0 | #VALUE! | #VALUE!
RAYCHEM | ESC-6 (A OR S) | Y | RAYCHEM , ESC-6 (A OR S) |  |  | 5.14 | 2001-11-29 09:25 | Anjanece | 10 | 0 | #VALUE! | #VALUE!
RAYCHEM | ESC-6 (A OR S) | Y | RAYCHEM , ESC-6 (A OR S) |  |  | 5.46 | 2001-11-29 09:25 | Anjanece | 10 | 0 | #VALUE! | #VALUE!
RAYCHEM | ESC-6 (A OR S) | Y | RAYCHEM , ESC-6 (A OR S) |  |  | 5.47 | 2001-11-29 09:25 | Anjanece | 10 | 0 | #VALUE! | #VALUE!
RAYCHEM | ESC-6 (A OR S) | Y | RAYCHEM , ESC-6 (A OR S) |  |  | 5.52 | 2001-11-29 09:25 | Anjanece | 10 | 0 | #VALUE! | #VALUE!
RAYCHEM | ESC-6 (A OR S) | Y | RAYCHEM , ESC-6 (A OR S) |  |  | 5.65 | 2001-11-29 09:25 | Anjanece | 10 | 0 | #VALUE! | #VALUE!
RAYCHEM | ESC-6 (A OR S) | Y | RAYCHEM , ESC-6 (A OR S) |  |  | 5.74 | 2001-11-29 09:25 | Anjanece | 10 | 0 | #VALUE! | #VALUE!
RAYCHEM | ESC-6 (A OR S) | Y | RAYCHEM , ESC-6 (A OR S) |  |  | 5.77 | 2001-11-29 09:25 | Anjanece | 10 | 0 | #VALUE! | #VALUE!
RAYCHEM | ESC-6 (A OR S) | Y | RAYCHEM , ESC-6 (A OR S) |  |  | 5.85 | 2001-11-29 09:25 | Anjanece | 10 | 0 | #VALUE! | #VALUE!
RAYCHEM | ESC-6 (A OR S) | Y | RAYCHEM , ESC-6 (A OR S) |  |  | 5.87 | 2001-11-29 09:25 | Anjanece | 10 | 0 | #VALUE! | #VALUE!
RAYCHEM | ESC-6 (A OR S) | Y | RAYCHEM , ESC-6 (A OR S) |  |  | 5.91 | 2001-11-29 09:25 | Anjanece | 10 | 0 | #VALUE! | #VALUE!
RAYCHEM | ESC-6 (A OR S) | Y | RAYCHEM , ESC-6 (A OR S) |  |  | 5.98 | 2001-11-29 09:25 | Anjanece | 10 | 0 | #VALUE! | #VALUE!
RAYCHEM | ESC-6 (A OR S) | Y | RAYCHEM , ESC-6 (A OR S) |  |  | 6.21 | 2001-11-29 09:25 | Anjanece | 10 | 0 | #VALUE! | #VALUE!
RAYCHEM | ESC-6 (A OR S) | Y | RAYCHEM , ESC-6 (A OR S) |  |  | 6.26 | 2001-11-29 09:25 | Anjanece | 10 | 0 | #VALUE! | #VALUE!
RAYCHEM | ESC-6 (A OR S) | Y | RAYCHEM , ESC-6 (A OR S) |  |  | 6.36 | 2001-11-29 09:25 | Anjanece | 10 | 0 | #VALUE! | #VALUE!
RAYCHEM | ESC-6 (A OR S) | Y | RAYCHEM , ESC-6 (A OR S) |  |  | 6.4 | 2001-11-29 09:25 | Anjanece | 10 | 0 | #VALUE! | #VALUE!
CANUSA-EMI | CFW 1100-12-D | Y | CANUSA-EMI , CFW 1100-12-D | JEA COMMON SUPPLIES | CSC Stores | 1.18 | 2002-05-07 15:34 | Anjanece | 50 | 0 | #VALUE! | #VALUE!
CANUSA-EMI | CFW 1100-12-D | Y | CANUSA-EMI , CFW 1100-12-D |  |  | 1.25 | 2002-05-07 15:34 | Anjanece | 50 | 0 | #VALUE! | #VALUE!
CANUSA-EMI | CFW 1100-12-D | Y | CANUSA-EMI , CFW 1100-12-D |  |  | 1.27 | 2002-05-07 15:34 | Anjanece | 50 | 0 | #VALUE! | #VALUE!
CANUSA-EMI | CFW 1100-12-D | Y | CANUSA-EMI , CFW 1100-12-D |  |  | 1.3 | 2002-05-07 15:34 | Anjanece | 50 | 0 | #VALUE! | #VALUE!
CANUSA-EMI | CFW 1100-12-D | Y | CANUSA-EMI , CFW 1100-12-D |  |  | 1.39 | 2002-05-07 15:34 | Anjanece | 50 | 0 | #VALUE! | #VALUE!
CANUSA-EMI | CFW 1100-12-D | Y | CANUSA-EMI , CFW 1100-12-D |  |  | 1.41 | 2002-05-07 15:34 | Anjanece | 50 | 0 | #VALUE! | #VALUE!
CANUSA-EMI | CFW 1100-12-D | Y | CANUSA-EMI , CFW 1100-12-D |  |  | 1.42 | 2002-05-07 15:34 | Anjanece | 50 | 0 | #VALUE! | #VALUE!
CANUSA-EMI | CFW 1100-12-D | Y | CANUSA-EMI , CFW 1100-12-D |  |  | 1.5 | 2002-05-07 15:34 | Anjanece | 50 | 0 | #VALUE! | #VALUE!
CANUSA-EMI | CFW 1100-12-D | Y | CANUSA-EMI , CFW 1100-12-D |  |  | 1.56 | 2002-05-07 15:34 | Anjanece | 50 | 0 | #VALUE! | #VALUE!
CANUSA-EMI | CFW 1100-12-D | Y | CANUSA-EMI , CFW 1100-12-D |  |  | 4.75 | 2002-05-07 15:34 | Anjanece | 50 | 0 | #VALUE! | #VALUE!
CANUSA-EMI | CFW 1100-12-D | Y | CANUSA-EMI , CFW 1100-12-D |  |  | 4.95 | 2002-05-07 15:34 | Anjanece | 50 | 0 | #VALUE! | #VALUE!
INERTIA-REPL | HWT3008-12A | Y | INERTIA-REPL , HWT3008-12A | JEA COMMON SUPPLIES | CSC Stores | 1.18 | 2002-05-07 15:34 | Anjanece | 50 | 0 | #VALUE! | #VALUE!
INERTIA-REPL | HWT3008-12A | Y | INERTIA-REPL , HWT3008-12A |  |  | 1.25 | 2002-05-07 15:34 | Anjanece | 50 | 0 | #VALUE! | #VALUE!
INERTIA-REPL | HWT3008-12A | Y | INERTIA-REPL , HWT3008-12A |  |  | 1.27 | 2002-05-07 15:34 | Anjanece | 50 | 0 | #VALUE! | #VALUE!
INERTIA-REPL | HWT3008-12A | Y | INERTIA-REPL , HWT3008-12A |  |  | 1.3 | 2002-05-07 15:34 | Anjanece | 50 | 0 | #VALUE! | #VALUE!
INERTIA-REPL | HWT3008-12A | Y | INERTIA-REPL , HWT3008-12A |  |  | 1.39 | 2002-05-07 15:34 | Anjanece | 50 | 0 | #VALUE! | #VALUE!
INERTIA-REPL | HWT3008-12A | Y | INERTIA-REPL , HWT3008-12A |  |  | 1.41 | 2002-05-07 15:34 | Anjanece | 50 | 0 | #VALUE! | #VALUE!
INERTIA-REPL | HWT3008-12A | Y | INERTIA-REPL , HWT3008-12A |  |  | 1.42 | 2002-05-07 15:34 | Anjanece | 50 | 0 | #VALUE! | #VALUE!
INERTIA-REPL | HWT3008-12A | Y | INERTIA-REPL , HWT3008-12A |  |  | 1.5 | 2002-05-07 15:34 | Anjanece | 50 | 0 | #VALUE! | #VALUE!
INERTIA-REPL | HWT3008-12A | Y | INERTIA-REPL , HWT3008-12A |  |  | 1.56 | 2002-05-07 15:34 | Anjanece | 50 | 0 | #VALUE! | #VALUE!
INERTIA-REPL | HWT3008-12A | Y | INERTIA-REPL , HWT3008-12A |  |  | 4.75 | 2002-05-07 15:34 | Anjanece | 50 | 0 | #VALUE! | #VALUE!
INERTIA-REPL | HWT3008-12A | Y | INERTIA-REPL , HWT3008-12A |  |  | 4.95 | 2002-05-07 15:34 | Anjanece | 50 | 0 | #VALUE! | #VALUE!
MMM/3M | ITCSN-1100-12 | Y | MMM/3M , ITCSN-1100-12 | JEA COMMON SUPPLIES | CSC Stores | 1.18 | 2002-05-07 15:34 | Anjanece | 50 | 0 | #VALUE! | #VALUE!
MMM/3M | ITCSN-1100-12 | Y | MMM/3M , ITCSN-1100-12 |  |  | 1.25 | 2002-05-07 15:34 | Anjanece | 50 | 0 | #VALUE! | #VALUE!
MMM/3M | ITCSN-1100-12 | Y | MMM/3M , ITCSN-1100-12 |  |  | 1.27 | 2002-05-07 15:34 | Anjanece | 50 | 0 | #VALUE! | #VALUE!
MMM/3M | ITCSN-1100-12 | Y | MMM/3M , ITCSN-1100-12 |  |  | 1.3 | 2002-05-07 15:34 | Anjanece | 50 | 0 | #VALUE! | #VALUE!
MMM/3M | ITCSN-1100-12 | Y | MMM/3M , ITCSN-1100-12 |  |  | 1.39 | 2002-05-07 15:34 | Anjanece | 50 | 0 | #VALUE! | #VALUE!
MMM/3M | ITCSN-1100-12 | Y | MMM/3M , ITCSN-1100-12 |  |  | 1.41 | 2002-05-07 15:34 | Anjanece | 50 | 0 | #VALUE! | #VALUE!
MMM/3M | ITCSN-1100-12 | Y | MMM/3M , ITCSN-1100-12 |  |  | 1.42 | 2002-05-07 15:34 | Anjanece | 50 | 0 | #VALUE! | #VALUE!
MMM/3M | ITCSN-1100-12 | Y | MMM/3M , ITCSN-1100-12 |  |  | 1.5 | 2002-05-07 15:34 | Anjanece | 50 | 0 | #VALUE! | #VALUE!
MMM/3M | ITCSN-1100-12 | Y | MMM/3M , ITCSN-1100-12 |  |  | 1.56 | 2002-05-07 15:34 | Anjanece | 50 | 0 | #VALUE! | #VALUE!
MMM/3M | ITCSN-1100-12 | Y | MMM/3M , ITCSN-1100-12 |  |  | 4.75 | 2002-05-07 15:34 | Anjanece | 50 | 0 | #VALUE! | #VALUE!
MMM/3M | ITCSN-1100-12 | Y | MMM/3M , ITCSN-1100-12 |  |  | 4.95 | 2002-05-07 15:34 | Anjanece | 50 | 0 | #VALUE! | #VALUE!
RAYCHEM | WCSM 33/8-300-S | Y | RAYCHEM , WCSM 33/8-300-S | JEA COMMON SUPPLIES | CSC Stores | 1.18 | 2002-05-07 15:34 | Anjanece | 50 | 0 | #VALUE! | #VALUE!
RAYCHEM | WCSM 33/8-300-S | Y | RAYCHEM , WCSM 33/8-300-S |  |  | 1.25 | 2002-05-07 15:34 | Anjanece | 50 | 0 | #VALUE! | #VALUE!
RAYCHEM | WCSM 33/8-300-S | Y | RAYCHEM , WCSM 33/8-300-S |  |  | 1.27 | 2002-05-07 15:34 | Anjanece | 50 | 0 | #VALUE! | #VALUE!
RAYCHEM | WCSM 33/8-300-S | Y | RAYCHEM , WCSM 33/8-300-S |  |  | 1.3 | 2002-05-07 15:34 | Anjanece | 50 | 0 | #VALUE! | #VALUE!
RAYCHEM | WCSM 33/8-300-S | Y | RAYCHEM , WCSM 33/8-300-S |  |  | 1.39 | 2002-05-07 15:34 | Anjanece | 50 | 0 | #VALUE! | #VALUE!
RAYCHEM | WCSM 33/8-300-S | Y | RAYCHEM , WCSM 33/8-300-S |  |  | 1.41 | 2002-05-07 15:34 | Anjanece | 50 | 0 | #VALUE! | #VALUE!
RAYCHEM | WCSM 33/8-300-S | Y | RAYCHEM , WCSM 33/8-300-S |  |  | 1.42 | 2002-05-07 15:34 | Anjanece | 50 | 0 | #VALUE! | #VALUE!
RAYCHEM | WCSM 33/8-300-S | Y | RAYCHEM , WCSM 33/8-300-S |  |  | 1.5 | 2002-05-07 15:34 | Anjanece | 50 | 0 | #VALUE! | #VALUE!
RAYCHEM | WCSM 33/8-300-S | Y | RAYCHEM , WCSM 33/8-300-S |  |  | 1.56 | 2002-05-07 15:34 | Anjanece | 50 | 0 | #VALUE! | #VALUE!
RAYCHEM | WCSM 33/8-300-S | Y | RAYCHEM , WCSM 33/8-300-S |  |  | 4.75 | 2002-05-07 15:34 | Anjanece | 50 | 0 | #VALUE! | #VALUE!
RAYCHEM | WCSM 33/8-300-S | Y | RAYCHEM , WCSM 33/8-300-S |  |  | 4.95 | 2002-05-07 15:34 | Anjanece | 50 | 0 | #VALUE! | #VALUE!
CANUSA | CFW2000-12D | Y | CANUSA , CFW2000-12D | JEA COMMON SUPPLIES | CSC Stores | 3.89 | 2002-05-07 15:35 | Anjanece | 15 | 0 | #VALUE! | #VALUE!
CANUSA | CFW2000-12D | Y | CANUSA , CFW2000-12D |  |  | 5.86 | 2002-05-07 15:35 | Anjanece | 15 | 0 | #VALUE! | #VALUE!
CANUSA | CFW2000-12D | Y | CANUSA , CFW2000-12D |  |  | 6.16 | 2002-05-07 15:35 | Anjanece | 15 | 0 | #VALUE! | #VALUE!
CANUSA | CFW2000-12D | Y | CANUSA , CFW2000-12D |  |  | 6.26 | 2002-05-07 15:35 | Anjanece | 15 | 0 | #VALUE! | #VALUE!
CANUSA | CFW2000-12D | Y | CANUSA , CFW2000-12D |  |  | 9 | 2002-05-07 15:35 | Anjanece | 15 | 0 | #VALUE! | #VALUE!
CANUSA | CFW2000-12D | Y | CANUSA , CFW2000-12D |  |  | 9.62 | 2002-05-07 15:35 | Anjanece | 15 | 0 | #VALUE! | #VALUE!
INERTIA-REPL | HWT5518-12A | Y | INERTIA-REPL , HWT5518-12A | JEA COMMON SUPPLIES | CSC Stores | 3.89 | 2002-05-07 15:35 | Anjanece | 15 | 0 | #VALUE! | #VALUE!
INERTIA-REPL | HWT5518-12A | Y | INERTIA-REPL , HWT5518-12A |  |  | 5.86 | 2002-05-07 15:35 | Anjanece | 15 | 0 | #VALUE! | #VALUE!
INERTIA-REPL | HWT5518-12A | Y | INERTIA-REPL , HWT5518-12A |  |  | 6.16 | 2002-05-07 15:35 | Anjanece | 15 | 0 | #VALUE! | #VALUE!
INERTIA-REPL | HWT5518-12A | Y | INERTIA-REPL , HWT5518-12A |  |  | 6.26 | 2002-05-07 15:35 | Anjanece | 15 | 0 | #VALUE! | #VALUE!
INERTIA-REPL | HWT5518-12A | Y | INERTIA-REPL , HWT5518-12A |  |  | 9 | 2002-05-07 15:35 | Anjanece | 15 | 0 | #VALUE! | #VALUE!
INERTIA-REPL | HWT5518-12A | Y | INERTIA-REPL , HWT5518-12A |  |  | 9.62 | 2002-05-07 15:35 | Anjanece | 15 | 0 | #VALUE! | #VALUE!
MMM/3M | ITCSN-2000-12 | Y | MMM/3M , ITCSN-2000-12 | JEA COMMON SUPPLIES | CSC Stores | 3.89 | 2002-05-07 15:35 | Anjanece | 15 | 0 | #VALUE! | #VALUE!
MMM/3M | ITCSN-2000-12 | Y | MMM/3M , ITCSN-2000-12 |  |  | 5.86 | 2002-05-07 15:35 | Anjanece | 15 | 0 | #VALUE! | #VALUE!
MMM/3M | ITCSN-2000-12 | Y | MMM/3M , ITCSN-2000-12 |  |  | 6.16 | 2002-05-07 15:35 | Anjanece | 15 | 0 | #VALUE! | #VALUE!
MMM/3M | ITCSN-2000-12 | Y | MMM/3M , ITCSN-2000-12 |  |  | 6.26 | 2002-05-07 15:35 | Anjanece | 15 | 0 | #VALUE! | #VALUE!
MMM/3M | ITCSN-2000-12 | Y | MMM/3M , ITCSN-2000-12 |  |  | 9 | 2002-05-07 15:35 | Anjanece | 15 | 0 | #VALUE! | #VALUE!
MMM/3M | ITCSN-2000-12 | Y | MMM/3M , ITCSN-2000-12 |  |  | 9.62 | 2002-05-07 15:35 | Anjanece | 15 | 0 | #VALUE! | #VALUE!
RAYCHEM | WCSM 56/16-300-S | Y | RAYCHEM , WCSM 56/16-300-S | JEA COMMON SUPPLIES | CSC Stores | 3.89 | 2002-05-07 15:35 | Anjanece | 15 | 0 | #VALUE! | #VALUE!
RAYCHEM | WCSM 56/16-300-S | Y | RAYCHEM , WCSM 56/16-300-S |  |  | 5.86 | 2002-05-07 15:35 | Anjanece | 15 | 0 | #VALUE! | #VALUE!
RAYCHEM | WCSM 56/16-300-S | Y | RAYCHEM , WCSM 56/16-300-S |  |  | 6.16 | 2002-05-07 15:35 | Anjanece | 15 | 0 | #VALUE! | #VALUE!
RAYCHEM | WCSM 56/16-300-S | Y | RAYCHEM , WCSM 56/16-300-S |  |  | 6.26 | 2002-05-07 15:35 | Anjanece | 15 | 0 | #VALUE! | #VALUE!
RAYCHEM | WCSM 56/16-300-S | Y | RAYCHEM , WCSM 56/16-300-S |  |  | 9 | 2002-05-07 15:35 | Anjanece | 15 | 0 | #VALUE! | #VALUE!
RAYCHEM | WCSM 56/16-300-S | Y | RAYCHEM , WCSM 56/16-300-S |  |  | 9.62 | 2002-05-07 15:35 | Anjanece | 15 | 0 | #VALUE! | #VALUE!
CANUSA-EMI | CFW 2700-9.8-D | Y | CANUSA-EMI , CFW 2700-9.8-D | JEA COMMON SUPPLIES | CSC Stores | 2.82 | 2002-05-07 15:37 | Anjanece | 1 | 0 | #VALUE! | #VALUE!
CANUSA-EMI | CFW 2700-9.8-D | Y | CANUSA-EMI , CFW 2700-9.8-D |  |  | 2.99 | 2002-05-07 15:37 | Anjanece | 1 | 0 | #VALUE! | #VALUE!
CANUSA-EMI | CFW 2700-9.8-D | Y | CANUSA-EMI , CFW 2700-9.8-D |  |  | 4.16 | 2002-05-07 15:37 | Anjanece | 1 | 0 | #VALUE! | #VALUE!
CANUSA-EMI | CFW 2700-9.8-D | Y | CANUSA-EMI , CFW 2700-9.8-D |  |  | 4.46 | 2002-05-07 15:37 | Anjanece | 1 | 0 | #VALUE! | #VALUE!
CANUSA-EMI | CFW 2700-9.8-D | Y | CANUSA-EMI , CFW 2700-9.8-D |  |  | 4.63 | 2002-05-07 15:37 | Anjanece | 1 | 0 | #VALUE! | #VALUE!
CANUSA-EMI | CFW 2700-9.8-D | Y | CANUSA-EMI , CFW 2700-9.8-D |  |  | 5.1 | 2002-05-07 15:37 | Anjanece | 1 | 0 | #VALUE! | #VALUE!
CANUSA-EMI | CFW 2700-9.8-D | Y | CANUSA-EMI , CFW 2700-9.8-D |  |  | 5.37 | 2002-05-07 15:37 | Anjanece | 1 | 0 | #VALUE! | #VALUE!
CANUSA-EMI | CFW 2700-9.8-D | Y | CANUSA-EMI , CFW 2700-9.8-D |  |  | 5.73 | 2002-05-07 15:37 | Anjanece | 1 | 0 | #VALUE! | #VALUE!
CANUSA-EMI | CFW 2700-9.8-D | Y | CANUSA-EMI , CFW 2700-9.8-D |  |  | 7.54 | 2002-05-07 15:37 | Anjanece | 1 | 0 | #VALUE! | #VALUE!
CANUSA-EMI | CFW 2700-9.8-D | Y | CANUSA-EMI , CFW 2700-9.8-D |  |  | 8.1 | 2002-05-07 15:37 | Anjanece | 1 | 0 | #VALUE! | #VALUE!
CANUSA-EMI | CFW 2700-9.8-D | Y | CANUSA-EMI , CFW 2700-9.8-D |  |  | 9.5 | 2002-05-07 15:37 | Anjanece | 1 | 0 | #VALUE! | #VALUE!
CANUSA-EMI | CFW 2700-9.8-D | Y | CANUSA-EMI , CFW 2700-9.8-D |  |  | 10.03 | 2002-05-07 15:37 | Anjanece | 1 | 0 | #VALUE! | #VALUE!
CANUSA-EMI | CFW 2700-9.8-D | Y | CANUSA-EMI , CFW 2700-9.8-D |  |  | 11.19 | 2002-05-07 15:37 | Anjanece | 1 | 0 | #VALUE! | #VALUE!
CANUSA-EMI | CFW 2700-9.8-D | Y | CANUSA-EMI , CFW 2700-9.8-D |  |  | 11.46 | 2002-05-07 15:37 | Anjanece | 1 | 0 | #VALUE! | #VALUE!
INERTIA-REPL | HWT6521-10A | Y | INERTIA-REPL , HWT6521-10A | JEA COMMON SUPPLIES | CSC Stores | 2.82 | 2002-05-07 15:37 | Anjanece | 1 | 0 | #VALUE! | #VALUE!
INERTIA-REPL | HWT6521-10A | Y | INERTIA-REPL , HWT6521-10A |  |  | 2.99 | 2002-05-07 15:37 | Anjanece | 1 | 0 | #VALUE! | #VALUE!
INERTIA-REPL | HWT6521-10A | Y | INERTIA-REPL , HWT6521-10A |  |  | 4.16 | 2002-05-07 15:37 | Anjanece | 1 | 0 | #VALUE! | #VALUE!
INERTIA-REPL | HWT6521-10A | Y | INERTIA-REPL , HWT6521-10A |  |  | 4.46 | 2002-05-07 15:37 | Anjanece | 1 | 0 | #VALUE! | #VALUE!
INERTIA-REPL | HWT6521-10A | Y | INERTIA-REPL , HWT6521-10A |  |  | 4.63 | 2002-05-07 15:37 | Anjanece | 1 | 0 | #VALUE! | #VALUE!
INERTIA-REPL | HWT6521-10A | Y | INERTIA-REPL , HWT6521-10A |  |  | 5.1 | 2002-05-07 15:37 | Anjanece | 1 | 0 | #VALUE! | #VALUE!
INERTIA-REPL | HWT6521-10A | Y | INERTIA-REPL , HWT6521-10A |  |  | 5.37 | 2002-05-07 15:37 | Anjanece | 1 | 0 | #VALUE! | #VALUE!
INERTIA-REPL | HWT6521-10A | Y | INERTIA-REPL , HWT6521-10A |  |  | 5.73 | 2002-05-07 15:37 | Anjanece | 1 | 0 | #VALUE! | #VALUE!
INERTIA-REPL | HWT6521-10A | Y | INERTIA-REPL , HWT6521-10A |  |  | 7.54 | 2002-05-07 15:37 | Anjanece | 1 | 0 | #VALUE! | #VALUE!
INERTIA-REPL | HWT6521-10A | Y | INERTIA-REPL , HWT6521-10A |  |  | 8.1 | 2002-05-07 15:37 | Anjanece | 1 | 0 | #VALUE! | #VALUE!
INERTIA-REPL | HWT6521-10A | Y | INERTIA-REPL , HWT6521-10A |  |  | 9.5 | 2002-05-07 15:37 | Anjanece | 1 | 0 | #VALUE! | #VALUE!
INERTIA-REPL | HWT6521-10A | Y | INERTIA-REPL , HWT6521-10A |  |  | 10.03 | 2002-05-07 15:37 | Anjanece | 1 | 0 | #VALUE! | #VALUE!
INERTIA-REPL | HWT6521-10A | Y | INERTIA-REPL , HWT6521-10A |  |  | 11.19 | 2002-05-07 15:37 | Anjanece | 1 | 0 | #VALUE! | #VALUE!
INERTIA-REPL | HWT6521-10A | Y | INERTIA-REPL , HWT6521-10A |  |  | 11.46 | 2002-05-07 15:37 | Anjanece | 1 | 0 | #VALUE! | #VALUE!
RAYCHEM | WCSM-70/20-300-S | Y | RAYCHEM , WCSM-70/20-300-S | JEA COMMON SUPPLIES | CSC Stores | 2.82 | 2002-05-07 15:37 | Anjanece | 1 | 0 | #VALUE! | #VALUE!
RAYCHEM | WCSM-70/20-300-S | Y | RAYCHEM , WCSM-70/20-300-S |  |  | 2.99 | 2002-05-07 15:37 | Anjanece | 1 | 0 | #VALUE! | #VALUE!
RAYCHEM | WCSM-70/20-300-S | Y | RAYCHEM , WCSM-70/20-300-S |  |  | 4.16 | 2002-05-07 15:37 | Anjanece | 1 | 0 | #VALUE! | #VALUE!
RAYCHEM | WCSM-70/20-300-S | Y | RAYCHEM , WCSM-70/20-300-S |  |  | 4.46 | 2002-05-07 15:37 | Anjanece | 1 | 0 | #VALUE! | #VALUE!
RAYCHEM | WCSM-70/20-300-S | Y | RAYCHEM , WCSM-70/20-300-S |  |  | 4.63 | 2002-05-07 15:37 | Anjanece | 1 | 0 | #VALUE! | #VALUE!
RAYCHEM | WCSM-70/20-300-S | Y | RAYCHEM , WCSM-70/20-300-S |  |  | 5.1 | 2002-05-07 15:37 | Anjanece | 1 | 0 | #VALUE! | #VALUE!
RAYCHEM | WCSM-70/20-300-S | Y | RAYCHEM , WCSM-70/20-300-S |  |  | 5.37 | 2002-05-07 15:37 | Anjanece | 1 | 0 | #VALUE! | #VALUE!
RAYCHEM | WCSM-70/20-300-S | Y | RAYCHEM , WCSM-70/20-300-S |  |  | 5.73 | 2002-05-07 15:37 | Anjanece | 1 | 0 | #VALUE! | #VALUE!
RAYCHEM | WCSM-70/20-300-S | Y | RAYCHEM , WCSM-70/20-300-S |  |  | 7.54 | 2002-05-07 15:37 | Anjanece | 1 | 0 | #VALUE! | #VALUE!
RAYCHEM | WCSM-70/20-300-S | Y | RAYCHEM , WCSM-70/20-300-S |  |  | 8.1 | 2002-05-07 15:37 | Anjanece | 1 | 0 | #VALUE! | #VALUE!
RAYCHEM | WCSM-70/20-300-S | Y | RAYCHEM , WCSM-70/20-300-S |  |  | 9.5 | 2002-05-07 15:37 | Anjanece | 1 | 0 | #VALUE! | #VALUE!
RAYCHEM | WCSM-70/20-300-S | Y | RAYCHEM , WCSM-70/20-300-S |  |  | 10.03 | 2002-05-07 15:37 | Anjanece | 1 | 0 | #VALUE! | #VALUE!
RAYCHEM | WCSM-70/20-300-S | Y | RAYCHEM , WCSM-70/20-300-S |  |  | 11.19 | 2002-05-07 15:37 | Anjanece | 1 | 0 | #VALUE! | #VALUE!
RAYCHEM | WCSM-70/20-300-S | Y | RAYCHEM , WCSM-70/20-300-S |  |  | 11.46 | 2002-05-07 15:37 | Anjanece | 1 | 0 | #VALUE! | #VALUE!
CANUSA-EMI | CFW 2700-15.75-D | Y | CANUSA-EMI , CFW 2700-15.75-D | JEA COMMON SUPPLIES | CSC Stores | 2.74 | 2001-11-29 09:26 | Anjanece | 10 | 12000 | #VALUE! | #VALUE!
CANUSA-EMI | CFW 2700-15.75-D | Y | CANUSA-EMI , CFW 2700-15.75-D |  |  | 3.22 | 2001-11-29 09:26 | Anjanece | 10 | 12000 | #VALUE! | #VALUE!
CANUSA-EMI | CFW 2700-15.75-D | Y | CANUSA-EMI , CFW 2700-15.75-D |  |  | 3.79 | 2001-11-29 09:26 | Anjanece | 10 | 12000 | #VALUE! | #VALUE!
CANUSA-EMI | CFW 2700-15.75-D | Y | CANUSA-EMI , CFW 2700-15.75-D |  |  | 3.83 | 2001-11-29 09:26 | Anjanece | 10 | 12000 | #VALUE! | #VALUE!
CANUSA-EMI | CFW 2700-15.75-D | Y | CANUSA-EMI , CFW 2700-15.75-D |  |  | 3.84 | 2001-11-29 09:26 | Anjanece | 10 | 12000 | #VALUE! | #VALUE!
CANUSA-EMI | CFW 2700-15.75-D | Y | CANUSA-EMI , CFW 2700-15.75-D |  |  | 3.85 | 2001-11-29 09:26 | Anjanece | 10 | 12000 | #VALUE! | #VALUE!
CANUSA-EMI | CFW 2700-15.75-D | Y | CANUSA-EMI , CFW 2700-15.75-D |  |  | 3.88 | 2001-11-29 09:26 | Anjanece | 10 | 12000 | #VALUE! | #VALUE!
CANUSA-EMI | CFW 2700-15.75-D | Y | CANUSA-EMI , CFW 2700-15.75-D |  |  | 3.9 | 2001-11-29 09:26 | Anjanece | 10 | 12000 | #VALUE! | #VALUE!
CANUSA-EMI | CFW 2700-15.75-D | Y | CANUSA-EMI , CFW 2700-15.75-D |  |  | 3.91 | 2001-11-29 09:26 | Anjanece | 10 | 12000 | #VALUE! | #VALUE!
CANUSA-EMI | CFW 2700-15.75-D | Y | CANUSA-EMI , CFW 2700-15.75-D |  |  | 3.92 | 2001-11-29 09:26 | Anjanece | 10 | 12000 | #VALUE! | #VALUE!
CANUSA-EMI | CFW 2700-15.75-D | Y | CANUSA-EMI , CFW 2700-15.75-D |  |  | 3.93 | 2001-11-29 09:26 | Anjanece | 10 | 12000 | #VALUE! | #VALUE!
CANUSA-EMI | CFW 2700-15.75-D | Y | CANUSA-EMI , CFW 2700-15.75-D |  |  | 3.96 | 2001-11-29 09:26 | Anjanece | 10 | 12000 | #VALUE! | #VALUE!
CANUSA-EMI | CFW 2700-15.75-D | Y | CANUSA-EMI , CFW 2700-15.75-D |  |  | 4.01 | 2001-11-29 09:26 | Anjanece | 10 | 12000 | #VALUE! | #VALUE!
CANUSA-EMI | CFW 2700-15.75-D | Y | CANUSA-EMI , CFW 2700-15.75-D |  |  | 4.05 | 2001-11-29 09:26 | Anjanece | 10 | 12000 | #VALUE! | #VALUE!
CANUSA-EMI | CFW 2700-15.75-D | Y | CANUSA-EMI , CFW 2700-15.75-D |  |  | 4.14 | 2001-11-29 09:26 | Anjanece | 10 | 12000 | #VALUE! | #VALUE!
CANUSA-EMI | CFW 2700-15.75-D | Y | CANUSA-EMI , CFW 2700-15.75-D |  |  | 4.19 | 2001-11-29 09:26 | Anjanece | 10 | 12000 | #VALUE! | #VALUE!
CANUSA-EMI | CFW 2700-15.75-D | Y | CANUSA-EMI , CFW 2700-15.75-D |  |  | 4.53 | 2001-11-29 09:26 | Anjanece | 10 | 12000 | #VALUE! | #VALUE!
CANUSA-EMI | CFW 2700-15.75-D | Y | CANUSA-EMI , CFW 2700-15.75-D |  |  | 4.87 | 2001-11-29 09:26 | Anjanece | 10 | 12000 | #VALUE! | #VALUE!
CANUSA-EMI | CFW 2700-15.75-D | Y | CANUSA-EMI , CFW 2700-15.75-D |  |  | 4.94 | 2001-11-29 09:26 | Anjanece | 10 | 12000 | #VALUE! | #VALUE!
CANUSA-EMI | CFW 2700-15.75-D | Y | CANUSA-EMI , CFW 2700-15.75-D |  |  | 5.01 | 2001-11-29 09:26 | Anjanece | 10 | 12000 | #VALUE! | #VALUE!
CANUSA-EMI | CFW 2700-15.75-D | Y | CANUSA-EMI , CFW 2700-15.75-D |  |  | 5.99 | 2001-11-29 09:26 | Anjanece | 10 | 12000 | #VALUE! | #VALUE!
CANUSA-EMI | CFW 2700-15.75-D | Y | CANUSA-EMI , CFW 2700-15.75-D |  |  | 6.23 | 2001-11-29 09:26 | Anjanece | 10 | 12000 | #VALUE! | #VALUE!
CANUSA-EMI | CFW 2700-15.75-D | Y | CANUSA-EMI , CFW 2700-15.75-D |  |  | 8.75 | 2001-11-29 09:26 | Anjanece | 10 | 12000 | #VALUE! | #VALUE!
RAYCHEM | WCSM-70/20-400-S | Y | RAYCHEM , WCSM-70/20-400-S | JEA COMMON SUPPLIES | CSC Stores | 2.74 | 2001-11-29 09:26 | Anjanece | 10 | 12000 | #VALUE! | #VALUE!
RAYCHEM | WCSM-70/20-400-S | Y | RAYCHEM , WCSM-70/20-400-S |  |  | 3.22 | 2001-11-29 09:26 | Anjanece | 10 | 12000 | #VALUE! | #VALUE!
RAYCHEM | WCSM-70/20-400-S | Y | RAYCHEM , WCSM-70/20-400-S |  |  | 3.79 | 2001-11-29 09:26 | Anjanece | 10 | 12000 | #VALUE! | #VALUE!
RAYCHEM | WCSM-70/20-400-S | Y | RAYCHEM , WCSM-70/20-400-S |  |  | 3.83 | 2001-11-29 09:26 | Anjanece | 10 | 12000 | #VALUE! | #VALUE!
RAYCHEM | WCSM-70/20-400-S | Y | RAYCHEM , WCSM-70/20-400-S |  |  | 3.84 | 2001-11-29 09:26 | Anjanece | 10 | 12000 | #VALUE! | #VALUE!
RAYCHEM | WCSM-70/20-400-S | Y | RAYCHEM , WCSM-70/20-400-S |  |  | 3.85 | 2001-11-29 09:26 | Anjanece | 10 | 12000 | #VALUE! | #VALUE!
RAYCHEM | WCSM-70/20-400-S | Y | RAYCHEM , WCSM-70/20-400-S |  |  | 3.88 | 2001-11-29 09:26 | Anjanece | 10 | 12000 | #VALUE! | #VALUE!
RAYCHEM | WCSM-70/20-400-S | Y | RAYCHEM , WCSM-70/20-400-S |  |  | 3.9 | 2001-11-29 09:26 | Anjanece | 10 | 12000 | #VALUE! | #VALUE!
RAYCHEM | WCSM-70/20-400-S | Y | RAYCHEM , WCSM-70/20-400-S |  |  | 3.91 | 2001-11-29 09:26 | Anjanece | 10 | 12000 | #VALUE! | #VALUE!
RAYCHEM | WCSM-70/20-400-S | Y | RAYCHEM , WCSM-70/20-400-S |  |  | 3.92 | 2001-11-29 09:26 | Anjanece | 10 | 12000 | #VALUE! | #VALUE!
RAYCHEM | WCSM-70/20-400-S | Y | RAYCHEM , WCSM-70/20-400-S |  |  | 3.93 | 2001-11-29 09:26 | Anjanece | 10 | 12000 | #VALUE! | #VALUE!
RAYCHEM | WCSM-70/20-400-S | Y | RAYCHEM , WCSM-70/20-400-S |  |  | 3.96 | 2001-11-29 09:26 | Anjanece | 10 | 12000 | #VALUE! | #VALUE!
RAYCHEM | WCSM-70/20-400-S | Y | RAYCHEM , WCSM-70/20-400-S |  |  | 4.01 | 2001-11-29 09:26 | Anjanece | 10 | 12000 | #VALUE! | #VALUE!
RAYCHEM | WCSM-70/20-400-S | Y | RAYCHEM , WCSM-70/20-400-S |  |  | 4.05 | 2001-11-29 09:26 | Anjanece | 10 | 12000 | #VALUE! | #VALUE!
RAYCHEM | WCSM-70/20-400-S | Y | RAYCHEM , WCSM-70/20-400-S |  |  | 4.14 | 2001-11-29 09:26 | Anjanece | 10 | 12000 | #VALUE! | #VALUE!
RAYCHEM | WCSM-70/20-400-S | Y | RAYCHEM , WCSM-70/20-400-S |  |  | 4.19 | 2001-11-29 09:26 | Anjanece | 10 | 12000 | #VALUE! | #VALUE!
RAYCHEM | WCSM-70/20-400-S | Y | RAYCHEM , WCSM-70/20-400-S |  |  | 4.53 | 2001-11-29 09:26 | Anjanece | 10 | 12000 | #VALUE! | #VALUE!
RAYCHEM | WCSM-70/20-400-S | Y | RAYCHEM , WCSM-70/20-400-S |  |  | 4.87 | 2001-11-29 09:26 | Anjanece | 10 | 12000 | #VALUE! | #VALUE!
RAYCHEM | WCSM-70/20-400-S | Y | RAYCHEM , WCSM-70/20-400-S |  |  | 4.94 | 2001-11-29 09:26 | Anjanece | 10 | 12000 | #VALUE! | #VALUE!
RAYCHEM | WCSM-70/20-400-S | Y | RAYCHEM , WCSM-70/20-400-S |  |  | 5.01 | 2001-11-29 09:26 | Anjanece | 10 | 12000 | #VALUE! | #VALUE!
RAYCHEM | WCSM-70/20-400-S | Y | RAYCHEM , WCSM-70/20-400-S |  |  | 5.99 | 2001-11-29 09:26 | Anjanece | 10 | 12000 | #VALUE! | #VALUE!
RAYCHEM | WCSM-70/20-400-S | Y | RAYCHEM , WCSM-70/20-400-S |  |  | 6.23 | 2001-11-29 09:26 | Anjanece | 10 | 12000 | #VALUE! | #VALUE!
RAYCHEM | WCSM-70/20-400-S | Y | RAYCHEM , WCSM-70/20-400-S |  |  | 8.75 | 2001-11-29 09:26 | Anjanece | 10 | 12000 | #VALUE! | #VALUE!
RAYCHEM | WCSM-70/21-400-S | Y | RAYCHEM , WCSM-70/21-400-S | JEA COMMON SUPPLIES | CSC Stores | 2.74 | 2001-11-29 09:26 | Anjanece | 10 | 12000 | #VALUE! | #VALUE!
RAYCHEM | WCSM-70/21-400-S | Y | RAYCHEM , WCSM-70/21-400-S |  |  | 3.22 | 2001-11-29 09:26 | Anjanece | 10 | 12000 | #VALUE! | #VALUE!
RAYCHEM | WCSM-70/21-400-S | Y | RAYCHEM , WCSM-70/21-400-S |  |  | 3.79 | 2001-11-29 09:26 | Anjanece | 10 | 12000 | #VALUE! | #VALUE!
RAYCHEM | WCSM-70/21-400-S | Y | RAYCHEM , WCSM-70/21-400-S |  |  | 3.83 | 2001-11-29 09:26 | Anjanece | 10 | 12000 | #VALUE! | #VALUE!
RAYCHEM | WCSM-70/21-400-S | Y | RAYCHEM , WCSM-70/21-400-S |  |  | 3.84 | 2001-11-29 09:26 | Anjanece | 10 | 12000 | #VALUE! | #VALUE!
RAYCHEM | WCSM-70/21-400-S | Y | RAYCHEM , WCSM-70/21-400-S |  |  | 3.85 | 2001-11-29 09:26 | Anjanece | 10 | 12000 | #VALUE! | #VALUE!
RAYCHEM | WCSM-70/21-400-S | Y | RAYCHEM , WCSM-70/21-400-S |  |  | 3.88 | 2001-11-29 09:26 | Anjanece | 10 | 12000 | #VALUE! | #VALUE!
RAYCHEM | WCSM-70/21-400-S | Y | RAYCHEM , WCSM-70/21-400-S |  |  | 3.9 | 2001-11-29 09:26 | Anjanece | 10 | 12000 | #VALUE! | #VALUE!
RAYCHEM | WCSM-70/21-400-S | Y | RAYCHEM , WCSM-70/21-400-S |  |  | 3.91 | 2001-11-29 09:26 | Anjanece | 10 | 12000 | #VALUE! | #VALUE!
RAYCHEM | WCSM-70/21-400-S | Y | RAYCHEM , WCSM-70/21-400-S |  |  | 3.92 | 2001-11-29 09:26 | Anjanece | 10 | 12000 | #VALUE! | #VALUE!
RAYCHEM | WCSM-70/21-400-S | Y | RAYCHEM , WCSM-70/21-400-S |  |  | 3.93 | 2001-11-29 09:26 | Anjanece | 10 | 12000 | #VALUE! | #VALUE!
RAYCHEM | WCSM-70/21-400-S | Y | RAYCHEM , WCSM-70/21-400-S |  |  | 3.96 | 2001-11-29 09:26 | Anjanece | 10 | 12000 | #VALUE! | #VALUE!
RAYCHEM | WCSM-70/21-400-S | Y | RAYCHEM , WCSM-70/21-400-S |  |  | 4.01 | 2001-11-29 09:26 | Anjanece | 10 | 12000 | #VALUE! | #VALUE!
RAYCHEM | WCSM-70/21-400-S | Y | RAYCHEM , WCSM-70/21-400-S |  |  | 4.05 | 2001-11-29 09:26 | Anjanece | 10 | 12000 | #VALUE! | #VALUE!
RAYCHEM | WCSM-70/21-400-S | Y | RAYCHEM , WCSM-70/21-400-S |  |  | 4.14 | 2001-11-29 09:26 | Anjanece | 10 | 12000 | #VALUE! | #VALUE!
RAYCHEM | WCSM-70/21-400-S | Y | RAYCHEM , WCSM-70/21-400-S |  |  | 4.19 | 2001-11-29 09:26 | Anjanece | 10 | 12000 | #VALUE! | #VALUE!
RAYCHEM | WCSM-70/21-400-S | Y | RAYCHEM , WCSM-70/21-400-S |  |  | 4.53 | 2001-11-29 09:26 | Anjanece | 10 | 12000 | #VALUE! | #VALUE!
RAYCHEM | WCSM-70/21-400-S | Y | RAYCHEM , WCSM-70/21-400-S |  |  | 4.87 | 2001-11-29 09:26 | Anjanece | 10 | 12000 | #VALUE! | #VALUE!
RAYCHEM | WCSM-70/21-400-S | Y | RAYCHEM , WCSM-70/21-400-S |  |  | 4.94 | 2001-11-29 09:26 | Anjanece | 10 | 12000 | #VALUE! | #VALUE!
RAYCHEM | WCSM-70/21-400-S | Y | RAYCHEM , WCSM-70/21-400-S |  |  | 5.01 | 2001-11-29 09:26 | Anjanece | 10 | 12000 | #VALUE! | #VALUE!
RAYCHEM | WCSM-70/21-400-S | Y | RAYCHEM , WCSM-70/21-400-S |  |  | 5.99 | 2001-11-29 09:26 | Anjanece | 10 | 12000 | #VALUE! | #VALUE!
RAYCHEM | WCSM-70/21-400-S | Y | RAYCHEM , WCSM-70/21-400-S |  |  | 6.23 | 2001-11-29 09:26 | Anjanece | 10 | 12000 | #VALUE! | #VALUE!
RAYCHEM | WCSM-70/21-400-S | Y | RAYCHEM , WCSM-70/21-400-S |  |  | 8.75 | 2001-11-29 09:26 | Anjanece | 10 | 12000 | #VALUE! | #VALUE!
CANUSA | CRDW-2 | Y | CANUSA , CRDW-2 | JEA COMMON SUPPLIES | CSC Stores | 26.38 | 2002-05-07 16:36 | Anjanece | 5 | 0 | #VALUE! | #VALUE!
CANUSA | CRDW-2 | Y | CANUSA , CRDW-2 |  |  | 26.73 | 2002-05-07 16:36 | Anjanece | 5 | 0 | #VALUE! | #VALUE!
CANUSA | CRDW-2 | Y | CANUSA , CRDW-2 |  |  | 29.72 | 2002-05-07 16:36 | Anjanece | 5 | 0 | #VALUE! | #VALUE!
CANUSA | CRDW-2 | Y | CANUSA , CRDW-2 |  |  | 53.96 | 2002-05-07 16:36 | Anjanece | 5 | 0 | #VALUE! | #VALUE!
CANUSA | CRDW-2 | Y | CANUSA , CRDW-2 |  |  | 68.98 | 2002-05-07 16:36 | Anjanece | 5 | 0 | #VALUE! | #VALUE!
INERTIA-REPL | WRS2-36 | Y | INERTIA-REPL , WRS2-36 | JEA COMMON SUPPLIES | CSC Stores | 26.38 | 2002-05-07 16:36 | Anjanece | 5 | 0 | #VALUE! | #VALUE!
INERTIA-REPL | WRS2-36 | Y | INERTIA-REPL , WRS2-36 |  |  | 26.73 | 2002-05-07 16:36 | Anjanece | 5 | 0 | #VALUE! | #VALUE!
INERTIA-REPL | WRS2-36 | Y | INERTIA-REPL , WRS2-36 |  |  | 29.72 | 2002-05-07 16:36 | Anjanece | 5 | 0 | #VALUE! | #VALUE!
INERTIA-REPL | WRS2-36 | Y | INERTIA-REPL , WRS2-36 |  |  | 53.96 | 2002-05-07 16:36 | Anjanece | 5 | 0 | #VALUE! | #VALUE!
INERTIA-REPL | WRS2-36 | Y | INERTIA-REPL , WRS2-36 |  |  | 68.98 | 2002-05-07 16:36 | Anjanece | 5 | 0 | #VALUE! | #VALUE!
MMM/3M | 80/25-1200 | Y | MMM/3M , 80/25-1200 | JEA COMMON SUPPLIES | CSC Stores | 26.38 | 2002-05-07 16:36 | Anjanece | 5 | 0 | #VALUE! | #VALUE!
MMM/3M | 80/25-1200 | Y | MMM/3M , 80/25-1200 |  |  | 26.73 | 2002-05-07 16:36 | Anjanece | 5 | 0 | #VALUE! | #VALUE!
MMM/3M | 80/25-1200 | Y | MMM/3M , 80/25-1200 |  |  | 29.72 | 2002-05-07 16:36 | Anjanece | 5 | 0 | #VALUE! | #VALUE!
MMM/3M | 80/25-1200 | Y | MMM/3M , 80/25-1200 |  |  | 53.96 | 2002-05-07 16:36 | Anjanece | 5 | 0 | #VALUE! | #VALUE!
MMM/3M | 80/25-1200 | Y | MMM/3M , 80/25-1200 |  |  | 68.98 | 2002-05-07 16:36 | Anjanece | 5 | 0 | #VALUE! | #VALUE!
RAYCHEM | CRSM84/20-870 | Y | RAYCHEM , CRSM84/20-870 | JEA COMMON SUPPLIES | CSC Stores | 26.38 | 2002-05-07 16:36 | Anjanece | 5 | 0 | #VALUE! | #VALUE!
RAYCHEM | CRSM84/20-870 | Y | RAYCHEM , CRSM84/20-870 |  |  | 26.73 | 2002-05-07 16:36 | Anjanece | 5 | 0 | #VALUE! | #VALUE!
RAYCHEM | CRSM84/20-870 | Y | RAYCHEM , CRSM84/20-870 |  |  | 29.72 | 2002-05-07 16:36 | Anjanece | 5 | 0 | #VALUE! | #VALUE!
RAYCHEM | CRSM84/20-870 | Y | RAYCHEM , CRSM84/20-870 |  |  | 53.96 | 2002-05-07 16:36 | Anjanece | 5 | 0 | #VALUE! | #VALUE!
RAYCHEM | CRSM84/20-870 | Y | RAYCHEM , CRSM84/20-870 |  |  | 68.98 | 2002-05-07 16:36 | Anjanece | 5 | 0 | #VALUE! | #VALUE!
BARRON BETHEA | B12B | Y | BARRON BETHEA , B12B | JEA OVERHEAD DISTRIBUTION | CSC Stores | 2.77 | 2001-11-29 10:41 | Anjanece | 25 | 0 | #VALUE! | #VALUE!
BARRON BETHEA | B12B | Y | BARRON BETHEA , B12B |  |  | 2.79 | 2001-11-29 10:41 | Anjanece | 25 | 0 | #VALUE! | #VALUE!
BARRON BETHEA | B12B | Y | BARRON BETHEA , B12B |  |  | 2.82 | 2001-11-29 10:41 | Anjanece | 25 | 0 | #VALUE! | #VALUE!
BARRON BETHEA | B12B | Y | BARRON BETHEA , B12B |  |  | 2.84 | 2001-11-29 10:41 | Anjanece | 25 | 0 | #VALUE! | #VALUE!
BARRON BETHEA | B12B | Y | BARRON BETHEA , B12B |  |  | 3.38 | 2001-11-29 10:41 | Anjanece | 25 | 0 | #VALUE! | #VALUE!
BARRON BETHEA | B12B | Y | BARRON BETHEA , B12B |  |  | 3.42 | 2001-11-29 10:41 | Anjanece | 25 | 0 | #VALUE! | #VALUE!
BARRON BETHEA | B12B | Y | BARRON BETHEA , B12B |  |  | 3.47 | 2001-11-29 10:41 | Anjanece | 25 | 0 | #VALUE! | #VALUE!
BARRON BETHEA | B12B | Y | BARRON BETHEA , B12B |  |  | 3.48 | 2001-11-29 10:41 | Anjanece | 25 | 0 | #VALUE! | #VALUE!
BARRON BETHEA | B12B | Y | BARRON BETHEA , B12B |  |  | 3.62 | 2001-11-29 10:41 | Anjanece | 25 | 0 | #VALUE! | #VALUE!
BARRON BETHEA | B12B | Y | BARRON BETHEA , B12B |  |  | 3.64 | 2001-11-29 10:41 | Anjanece | 25 | 0 | #VALUE! | #VALUE!
BARRON BETHEA | B12B | Y | BARRON BETHEA , B12B |  |  | 3.65 | 2001-11-29 10:41 | Anjanece | 25 | 0 | #VALUE! | #VALUE!
BARRON BETHEA | B12B | Y | BARRON BETHEA , B12B |  |  | 3.83 | 2001-11-29 10:41 | Anjanece | 25 | 0 | #VALUE! | #VALUE!
BARRON BETHEA | B12B | Y | BARRON BETHEA , B12B |  |  | 4.69 | 2001-11-29 10:41 | Anjanece | 25 | 0 | #VALUE! | #VALUE!
BARRON BETHEA | B12B | Y | BARRON BETHEA , B12B |  |  | 4.75 | 2001-11-29 10:41 | Anjanece | 25 | 0 | #VALUE! | #VALUE!
BARRON BETHEA | B12B | Y | BARRON BETHEA , B12B |  |  | 5.14 | 2001-11-29 10:41 | Anjanece | 25 | 0 | #VALUE! | #VALUE!
BARRON BETHEA | B12B | Y | BARRON BETHEA , B12B |  |  | 5.71 | 2001-11-29 10:41 | Anjanece | 25 | 0 | #VALUE! | #VALUE!
CHANCE | 6520 | Y | CHANCE , 6520 | JEA OVERHEAD DISTRIBUTION | CSC Stores | 2.77 | 2001-11-29 10:41 | Anjanece | 25 | 0 | #VALUE! | #VALUE!
CHANCE | 6520 | Y | CHANCE , 6520 |  |  | 2.79 | 2001-11-29 10:41 | Anjanece | 25 | 0 | #VALUE! | #VALUE!
CHANCE | 6520 | Y | CHANCE , 6520 |  |  | 2.82 | 2001-11-29 10:41 | Anjanece | 25 | 0 | #VALUE! | #VALUE!
CHANCE | 6520 | Y | CHANCE , 6520 |  |  | 2.84 | 2001-11-29 10:41 | Anjanece | 25 | 0 | #VALUE! | #VALUE!
CHANCE | 6520 | Y | CHANCE , 6520 |  |  | 3.38 | 2001-11-29 10:41 | Anjanece | 25 | 0 | #VALUE! | #VALUE!
CHANCE | 6520 | Y | CHANCE , 6520 |  |  | 3.42 | 2001-11-29 10:41 | Anjanece | 25 | 0 | #VALUE! | #VALUE!
CHANCE | 6520 | Y | CHANCE , 6520 |  |  | 3.47 | 2001-11-29 10:41 | Anjanece | 25 | 0 | #VALUE! | #VALUE!
CHANCE | 6520 | Y | CHANCE , 6520 |  |  | 3.48 | 2001-11-29 10:41 | Anjanece | 25 | 0 | #VALUE! | #VALUE!
CHANCE | 6520 | Y | CHANCE , 6520 |  |  | 3.62 | 2001-11-29 10:41 | Anjanece | 25 | 0 | #VALUE! | #VALUE!
CHANCE | 6520 | Y | CHANCE , 6520 |  |  | 3.64 | 2001-11-29 10:41 | Anjanece | 25 | 0 | #VALUE! | #VALUE!
CHANCE | 6520 | Y | CHANCE , 6520 |  |  | 3.65 | 2001-11-29 10:41 | Anjanece | 25 | 0 | #VALUE! | #VALUE!
CHANCE | 6520 | Y | CHANCE , 6520 |  |  | 3.83 | 2001-11-29 10:41 | Anjanece | 25 | 0 | #VALUE! | #VALUE!
CHANCE | 6520 | Y | CHANCE , 6520 |  |  | 4.69 | 2001-11-29 10:41 | Anjanece | 25 | 0 | #VALUE! | #VALUE!
CHANCE | 6520 | Y | CHANCE , 6520 |  |  | 4.75 | 2001-11-29 10:41 | Anjanece | 25 | 0 | #VALUE! | #VALUE!
CHANCE | 6520 | Y | CHANCE , 6520 |  |  | 5.14 | 2001-11-29 10:41 | Anjanece | 25 | 0 | #VALUE! | #VALUE!
CHANCE | 6520 | Y | CHANCE , 6520 |  |  | 5.71 | 2001-11-29 10:41 | Anjanece | 25 | 0 | #VALUE! | #VALUE!
CONTINENTAL ELECTRIC | TE-6 | Y | CONTINENTAL ELECTRIC , TE-6 | JEA OVERHEAD DISTRIBUTION | CSC Stores | 2.77 | 2001-11-29 10:41 | Anjanece | 25 | 0 | #VALUE! | #VALUE!
CONTINENTAL ELECTRIC | TE-6 | Y | CONTINENTAL ELECTRIC , TE-6 |  |  | 2.79 | 2001-11-29 10:41 | Anjanece | 25 | 0 | #VALUE! | #VALUE!
CONTINENTAL ELECTRIC | TE-6 | Y | CONTINENTAL ELECTRIC , TE-6 |  |  | 2.82 | 2001-11-29 10:41 | Anjanece | 25 | 0 | #VALUE! | #VALUE!
CONTINENTAL ELECTRIC | TE-6 | Y | CONTINENTAL ELECTRIC , TE-6 |  |  | 2.84 | 2001-11-29 10:41 | Anjanece | 25 | 0 | #VALUE! | #VALUE!
CONTINENTAL ELECTRIC | TE-6 | Y | CONTINENTAL ELECTRIC , TE-6 |  |  | 3.38 | 2001-11-29 10:41 | Anjanece | 25 | 0 | #VALUE! | #VALUE!
CONTINENTAL ELECTRIC | TE-6 | Y | CONTINENTAL ELECTRIC , TE-6 |  |  | 3.42 | 2001-11-29 10:41 | Anjanece | 25 | 0 | #VALUE! | #VALUE!
CONTINENTAL ELECTRIC | TE-6 | Y | CONTINENTAL ELECTRIC , TE-6 |  |  | 3.47 | 2001-11-29 10:41 | Anjanece | 25 | 0 | #VALUE! | #VALUE!
CONTINENTAL ELECTRIC | TE-6 | Y | CONTINENTAL ELECTRIC , TE-6 |  |  | 3.48 | 2001-11-29 10:41 | Anjanece | 25 | 0 | #VALUE! | #VALUE!
CONTINENTAL ELECTRIC | TE-6 | Y | CONTINENTAL ELECTRIC , TE-6 |  |  | 3.62 | 2001-11-29 10:41 | Anjanece | 25 | 0 | #VALUE! | #VALUE!
CONTINENTAL ELECTRIC | TE-6 | Y | CONTINENTAL ELECTRIC , TE-6 |  |  | 3.64 | 2001-11-29 10:41 | Anjanece | 25 | 0 | #VALUE! | #VALUE!
CONTINENTAL ELECTRIC | TE-6 | Y | CONTINENTAL ELECTRIC , TE-6 |  |  | 3.65 | 2001-11-29 10:41 | Anjanece | 25 | 0 | #VALUE! | #VALUE!
CONTINENTAL ELECTRIC | TE-6 | Y | CONTINENTAL ELECTRIC , TE-6 |  |  | 3.83 | 2001-11-29 10:41 | Anjanece | 25 | 0 | #VALUE! | #VALUE!
CONTINENTAL ELECTRIC | TE-6 | Y | CONTINENTAL ELECTRIC , TE-6 |  |  | 4.69 | 2001-11-29 10:41 | Anjanece | 25 | 0 | #VALUE! | #VALUE!
CONTINENTAL ELECTRIC | TE-6 | Y | CONTINENTAL ELECTRIC , TE-6 |  |  | 4.75 | 2001-11-29 10:41 | Anjanece | 25 | 0 | #VALUE! | #VALUE!
CONTINENTAL ELECTRIC | TE-6 | Y | CONTINENTAL ELECTRIC , TE-6 |  |  | 5.14 | 2001-11-29 10:41 | Anjanece | 25 | 0 | #VALUE! | #VALUE!
CONTINENTAL ELECTRIC | TE-6 | Y | CONTINENTAL ELECTRIC , TE-6 |  |  | 5.71 | 2001-11-29 10:41 | Anjanece | 25 | 0 | #VALUE! | #VALUE!
DIXIE ELECTRIC | D6520 | Y | DIXIE ELECTRIC , D6520 | JEA OVERHEAD DISTRIBUTION | CSC Stores | 2.77 | 2001-11-29 10:41 | Anjanece | 25 | 0 | #VALUE! | #VALUE!
DIXIE ELECTRIC | D6520 | Y | DIXIE ELECTRIC , D6520 |  |  | 2.79 | 2001-11-29 10:41 | Anjanece | 25 | 0 | #VALUE! | #VALUE!
DIXIE ELECTRIC | D6520 | Y | DIXIE ELECTRIC , D6520 |  |  | 2.82 | 2001-11-29 10:41 | Anjanece | 25 | 0 | #VALUE! | #VALUE!
DIXIE ELECTRIC | D6520 | Y | DIXIE ELECTRIC , D6520 |  |  | 2.84 | 2001-11-29 10:41 | Anjanece | 25 | 0 | #VALUE! | #VALUE!
DIXIE ELECTRIC | D6520 | Y | DIXIE ELECTRIC , D6520 |  |  | 3.38 | 2001-11-29 10:41 | Anjanece | 25 | 0 | #VALUE! | #VALUE!
DIXIE ELECTRIC | D6520 | Y | DIXIE ELECTRIC , D6520 |  |  | 3.42 | 2001-11-29 10:41 | Anjanece | 25 | 0 | #VALUE! | #VALUE!
DIXIE ELECTRIC | D6520 | Y | DIXIE ELECTRIC , D6520 |  |  | 3.47 | 2001-11-29 10:41 | Anjanece | 25 | 0 | #VALUE! | #VALUE!
DIXIE ELECTRIC | D6520 | Y | DIXIE ELECTRIC , D6520 |  |  | 3.48 | 2001-11-29 10:41 | Anjanece | 25 | 0 | #VALUE! | #VALUE!
DIXIE ELECTRIC | D6520 | Y | DIXIE ELECTRIC , D6520 |  |  | 3.62 | 2001-11-29 10:41 | Anjanece | 25 | 0 | #VALUE! | #VALUE!
DIXIE ELECTRIC | D6520 | Y | DIXIE ELECTRIC , D6520 |  |  | 3.64 | 2001-11-29 10:41 | Anjanece | 25 | 0 | #VALUE! | #VALUE!
DIXIE ELECTRIC | D6520 | Y | DIXIE ELECTRIC , D6520 |  |  | 3.65 | 2001-11-29 10:41 | Anjanece | 25 | 0 | #VALUE! | #VALUE!
DIXIE ELECTRIC | D6520 | Y | DIXIE ELECTRIC , D6520 |  |  | 3.83 | 2001-11-29 10:41 | Anjanece | 25 | 0 | #VALUE! | #VALUE!
DIXIE ELECTRIC | D6520 | Y | DIXIE ELECTRIC , D6520 |  |  | 4.69 | 2001-11-29 10:41 | Anjanece | 25 | 0 | #VALUE! | #VALUE!
DIXIE ELECTRIC | D6520 | Y | DIXIE ELECTRIC , D6520 |  |  | 4.75 | 2001-11-29 10:41 | Anjanece | 25 | 0 | #VALUE! | #VALUE!
DIXIE ELECTRIC | D6520 | Y | DIXIE ELECTRIC , D6520 |  |  | 5.14 | 2001-11-29 10:41 | Anjanece | 25 | 0 | #VALUE! | #VALUE!
DIXIE ELECTRIC | D6520 | Y | DIXIE ELECTRIC , D6520 |  |  | 5.71 | 2001-11-29 10:41 | Anjanece | 25 | 0 | #VALUE! | #VALUE!
FLAGG (MIF) | P126A | Y | FLAGG (MIF) , P126A | JEA OVERHEAD DISTRIBUTION | CSC Stores | 2.77 | 2001-11-29 10:41 | Anjanece | 25 | 0 | #VALUE! | #VALUE!
FLAGG (MIF) | P126A | Y | FLAGG (MIF) , P126A |  |  | 2.79 | 2001-11-29 10:41 | Anjanece | 25 | 0 | #VALUE! | #VALUE!
FLAGG (MIF) | P126A | Y | FLAGG (MIF) , P126A |  |  | 2.82 | 2001-11-29 10:41 | Anjanece | 25 | 0 | #VALUE! | #VALUE!
FLAGG (MIF) | P126A | Y | FLAGG (MIF) , P126A |  |  | 2.84 | 2001-11-29 10:41 | Anjanece | 25 | 0 | #VALUE! | #VALUE!
FLAGG (MIF) | P126A | Y | FLAGG (MIF) , P126A |  |  | 3.38 | 2001-11-29 10:41 | Anjanece | 25 | 0 | #VALUE! | #VALUE!
FLAGG (MIF) | P126A | Y | FLAGG (MIF) , P126A |  |  | 3.42 | 2001-11-29 10:41 | Anjanece | 25 | 0 | #VALUE! | #VALUE!
FLAGG (MIF) | P126A | Y | FLAGG (MIF) , P126A |  |  | 3.47 | 2001-11-29 10:41 | Anjanece | 25 | 0 | #VALUE! | #VALUE!
FLAGG (MIF) | P126A | Y | FLAGG (MIF) , P126A |  |  | 3.48 | 2001-11-29 10:41 | Anjanece | 25 | 0 | #VALUE! | #VALUE!
FLAGG (MIF) | P126A | Y | FLAGG (MIF) , P126A |  |  | 3.62 | 2001-11-29 10:41 | Anjanece | 25 | 0 | #VALUE! | #VALUE!
FLAGG (MIF) | P126A | Y | FLAGG (MIF) , P126A |  |  | 3.64 | 2001-11-29 10:41 | Anjanece | 25 | 0 | #VALUE! | #VALUE!
FLAGG (MIF) | P126A | Y | FLAGG (MIF) , P126A |  |  | 3.65 | 2001-11-29 10:41 | Anjanece | 25 | 0 | #VALUE! | #VALUE!
FLAGG (MIF) | P126A | Y | FLAGG (MIF) , P126A |  |  | 3.83 | 2001-11-29 10:41 | Anjanece | 25 | 0 | #VALUE! | #VALUE!
FLAGG (MIF) | P126A | Y | FLAGG (MIF) , P126A |  |  | 4.69 | 2001-11-29 10:41 | Anjanece | 25 | 0 | #VALUE! | #VALUE!
FLAGG (MIF) | P126A | Y | FLAGG (MIF) , P126A |  |  | 4.75 | 2001-11-29 10:41 | Anjanece | 25 | 0 | #VALUE! | #VALUE!
FLAGG (MIF) | P126A | Y | FLAGG (MIF) , P126A |  |  | 5.14 | 2001-11-29 10:41 | Anjanece | 25 | 0 | #VALUE! | #VALUE!
FLAGG (MIF) | P126A | Y | FLAGG (MIF) , P126A |  |  | 5.71 | 2001-11-29 10:41 | Anjanece | 25 | 0 | #VALUE! | #VALUE!
FLORIDA WIRE AND CABLE | FW6551 | Y | FLORIDA WIRE AND CABLE , FW6551 | JEA OVERHEAD DISTRIBUTION | CSC Stores | 2.77 | 2001-11-29 10:41 | Anjanece | 25 | 0 | #VALUE! | #VALUE!
FLORIDA WIRE AND CABLE | FW6551 | Y | FLORIDA WIRE AND CABLE , FW6551 |  |  | 2.79 | 2001-11-29 10:41 | Anjanece | 25 | 0 | #VALUE! | #VALUE!
FLORIDA WIRE AND CABLE | FW6551 | Y | FLORIDA WIRE AND CABLE , FW6551 |  |  | 2.82 | 2001-11-29 10:41 | Anjanece | 25 | 0 | #VALUE! | #VALUE!
FLORIDA WIRE AND CABLE | FW6551 | Y | FLORIDA WIRE AND CABLE , FW6551 |  |  | 2.84 | 2001-11-29 10:41 | Anjanece | 25 | 0 | #VALUE! | #VALUE!
FLORIDA WIRE AND CABLE | FW6551 | Y | FLORIDA WIRE AND CABLE , FW6551 |  |  | 3.38 | 2001-11-29 10:41 | Anjanece | 25 | 0 | #VALUE! | #VALUE!
FLORIDA WIRE AND CABLE | FW6551 | Y | FLORIDA WIRE AND CABLE , FW6551 |  |  | 3.42 | 2001-11-29 10:41 | Anjanece | 25 | 0 | #VALUE! | #VALUE!
FLORIDA WIRE AND CABLE | FW6551 | Y | FLORIDA WIRE AND CABLE , FW6551 |  |  | 3.47 | 2001-11-29 10:41 | Anjanece | 25 | 0 | #VALUE! | #VALUE!
FLORIDA WIRE AND CABLE | FW6551 | Y | FLORIDA WIRE AND CABLE , FW6551 |  |  | 3.48 | 2001-11-29 10:41 | Anjanece | 25 | 0 | #VALUE! | #VALUE!
FLORIDA WIRE AND CABLE | FW6551 | Y | FLORIDA WIRE AND CABLE , FW6551 |  |  | 3.62 | 2001-11-29 10:41 | Anjanece | 25 | 0 | #VALUE! | #VALUE!
FLORIDA WIRE AND CABLE | FW6551 | Y | FLORIDA WIRE AND CABLE , FW6551 |  |  | 3.64 | 2001-11-29 10:41 | Anjanece | 25 | 0 | #VALUE! | #VALUE!
FLORIDA WIRE AND CABLE | FW6551 | Y | FLORIDA WIRE AND CABLE , FW6551 |  |  | 3.65 | 2001-11-29 10:41 | Anjanece | 25 | 0 | #VALUE! | #VALUE!
FLORIDA WIRE AND CABLE | FW6551 | Y | FLORIDA WIRE AND CABLE , FW6551 |  |  | 3.83 | 2001-11-29 10:41 | Anjanece | 25 | 0 | #VALUE! | #VALUE!
FLORIDA WIRE AND CABLE | FW6551 | Y | FLORIDA WIRE AND CABLE , FW6551 |  |  | 4.69 | 2001-11-29 10:41 | Anjanece | 25 | 0 | #VALUE! | #VALUE!
FLORIDA WIRE AND CABLE | FW6551 | Y | FLORIDA WIRE AND CABLE , FW6551 |  |  | 4.75 | 2001-11-29 10:41 | Anjanece | 25 | 0 | #VALUE! | #VALUE!
FLORIDA WIRE AND CABLE | FW6551 | Y | FLORIDA WIRE AND CABLE , FW6551 |  |  | 5.14 | 2001-11-29 10:41 | Anjanece | 25 | 0 | #VALUE! | #VALUE!
FLORIDA WIRE AND CABLE | FW6551 | Y | FLORIDA WIRE AND CABLE , FW6551 |  |  | 5.71 | 2001-11-29 10:41 | Anjanece | 25 | 0 | #VALUE! | #VALUE!
JOSLYN HI-VOLTAGE CORP. | J6551 | Y | JOSLYN HI-VOLTAGE CORP. , J6551 | JEA OVERHEAD DISTRIBUTION | CSC Stores | 2.77 | 2001-11-29 10:41 | Anjanece | 25 | 0 | #VALUE! | #VALUE!
JOSLYN HI-VOLTAGE CORP. | J6551 | Y | JOSLYN HI-VOLTAGE CORP. , J6551 |  |  | 2.79 | 2001-11-29 10:41 | Anjanece | 25 | 0 | #VALUE! | #VALUE!
JOSLYN HI-VOLTAGE CORP. | J6551 | Y | JOSLYN HI-VOLTAGE CORP. , J6551 |  |  | 2.82 | 2001-11-29 10:41 | Anjanece | 25 | 0 | #VALUE! | #VALUE!
JOSLYN HI-VOLTAGE CORP. | J6551 | Y | JOSLYN HI-VOLTAGE CORP. , J6551 |  |  | 2.84 | 2001-11-29 10:41 | Anjanece | 25 | 0 | #VALUE! | #VALUE!
JOSLYN HI-VOLTAGE CORP. | J6551 | Y | JOSLYN HI-VOLTAGE CORP. , J6551 |  |  | 3.38 | 2001-11-29 10:41 | Anjanece | 25 | 0 | #VALUE! | #VALUE!
JOSLYN HI-VOLTAGE CORP. | J6551 | Y | JOSLYN HI-VOLTAGE CORP. , J6551 |  |  | 3.42 | 2001-11-29 10:41 | Anjanece | 25 | 0 | #VALUE! | #VALUE!
JOSLYN HI-VOLTAGE CORP. | J6551 | Y | JOSLYN HI-VOLTAGE CORP. , J6551 |  |  | 3.47 | 2001-11-29 10:41 | Anjanece | 25 | 0 | #VALUE! | #VALUE!
JOSLYN HI-VOLTAGE CORP. | J6551 | Y | JOSLYN HI-VOLTAGE CORP. , J6551 |  |  | 3.48 | 2001-11-29 10:41 | Anjanece | 25 | 0 | #VALUE! | #VALUE!
JOSLYN HI-VOLTAGE CORP. | J6551 | Y | JOSLYN HI-VOLTAGE CORP. , J6551 |  |  | 3.62 | 2001-11-29 10:41 | Anjanece | 25 | 0 | #VALUE! | #VALUE!
JOSLYN HI-VOLTAGE CORP. | J6551 | Y | JOSLYN HI-VOLTAGE CORP. , J6551 |  |  | 3.64 | 2001-11-29 10:41 | Anjanece | 25 | 0 | #VALUE! | #VALUE!
JOSLYN HI-VOLTAGE CORP. | J6551 | Y | JOSLYN HI-VOLTAGE CORP. , J6551 |  |  | 3.65 | 2001-11-29 10:41 | Anjanece | 25 | 0 | #VALUE! | #VALUE!
JOSLYN HI-VOLTAGE CORP. | J6551 | Y | JOSLYN HI-VOLTAGE CORP. , J6551 |  |  | 3.83 | 2001-11-29 10:41 | Anjanece | 25 | 0 | #VALUE! | #VALUE!
JOSLYN HI-VOLTAGE CORP. | J6551 | Y | JOSLYN HI-VOLTAGE CORP. , J6551 |  |  | 4.69 | 2001-11-29 10:41 | Anjanece | 25 | 0 | #VALUE! | #VALUE!
JOSLYN HI-VOLTAGE CORP. | J6551 | Y | JOSLYN HI-VOLTAGE CORP. , J6551 |  |  | 4.75 | 2001-11-29 10:41 | Anjanece | 25 | 0 | #VALUE! | #VALUE!
JOSLYN HI-VOLTAGE CORP. | J6551 | Y | JOSLYN HI-VOLTAGE CORP. , J6551 |  |  | 5.14 | 2001-11-29 10:41 | Anjanece | 25 | 0 | #VALUE! | #VALUE!
JOSLYN HI-VOLTAGE CORP. | J6551 | Y | JOSLYN HI-VOLTAGE CORP. , J6551 |  |  | 5.71 | 2001-11-29 10:41 | Anjanece | 25 | 0 | #VALUE! | #VALUE!
LINE HARDWARE MFG. CO. | TEL-34 | Y | LINE HARDWARE MFG. CO. , TEL-34 | JEA OVERHEAD DISTRIBUTION | CSC Stores | 2.77 | 2001-11-29 10:41 | Anjanece | 25 | 0 | #VALUE! | #VALUE!
LINE HARDWARE MFG. CO. | TEL-34 | Y | LINE HARDWARE MFG. CO. , TEL-34 |  |  | 2.79 | 2001-11-29 10:41 | Anjanece | 25 | 0 | #VALUE! | #VALUE!
LINE HARDWARE MFG. CO. | TEL-34 | Y | LINE HARDWARE MFG. CO. , TEL-34 |  |  | 2.82 | 2001-11-29 10:41 | Anjanece | 25 | 0 | #VALUE! | #VALUE!
LINE HARDWARE MFG. CO. | TEL-34 | Y | LINE HARDWARE MFG. CO. , TEL-34 |  |  | 2.84 | 2001-11-29 10:41 | Anjanece | 25 | 0 | #VALUE! | #VALUE!
LINE HARDWARE MFG. CO. | TEL-34 | Y | LINE HARDWARE MFG. CO. , TEL-34 |  |  | 3.38 | 2001-11-29 10:41 | Anjanece | 25 | 0 | #VALUE! | #VALUE!
LINE HARDWARE MFG. CO. | TEL-34 | Y | LINE HARDWARE MFG. CO. , TEL-34 |  |  | 3.42 | 2001-11-29 10:41 | Anjanece | 25 | 0 | #VALUE! | #VALUE!
LINE HARDWARE MFG. CO. | TEL-34 | Y | LINE HARDWARE MFG. CO. , TEL-34 |  |  | 3.47 | 2001-11-29 10:41 | Anjanece | 25 | 0 | #VALUE! | #VALUE!
LINE HARDWARE MFG. CO. | TEL-34 | Y | LINE HARDWARE MFG. CO. , TEL-34 |  |  | 3.48 | 2001-11-29 10:41 | Anjanece | 25 | 0 | #VALUE! | #VALUE!
LINE HARDWARE MFG. CO. | TEL-34 | Y | LINE HARDWARE MFG. CO. , TEL-34 |  |  | 3.62 | 2001-11-29 10:41 | Anjanece | 25 | 0 | #VALUE! | #VALUE!
LINE HARDWARE MFG. CO. | TEL-34 | Y | LINE HARDWARE MFG. CO. , TEL-34 |  |  | 3.64 | 2001-11-29 10:41 | Anjanece | 25 | 0 | #VALUE! | #VALUE!
LINE HARDWARE MFG. CO. | TEL-34 | Y | LINE HARDWARE MFG. CO. , TEL-34 |  |  | 3.65 | 2001-11-29 10:41 | Anjanece | 25 | 0 | #VALUE! | #VALUE!
LINE HARDWARE MFG. CO. | TEL-34 | Y | LINE HARDWARE MFG. CO. , TEL-34 |  |  | 3.83 | 2001-11-29 10:41 | Anjanece | 25 | 0 | #VALUE! | #VALUE!
LINE HARDWARE MFG. CO. | TEL-34 | Y | LINE HARDWARE MFG. CO. , TEL-34 |  |  | 4.69 | 2001-11-29 10:41 | Anjanece | 25 | 0 | #VALUE! | #VALUE!
LINE HARDWARE MFG. CO. | TEL-34 | Y | LINE HARDWARE MFG. CO. , TEL-34 |  |  | 4.75 | 2001-11-29 10:41 | Anjanece | 25 | 0 | #VALUE! | #VALUE!
LINE HARDWARE MFG. CO. | TEL-34 | Y | LINE HARDWARE MFG. CO. , TEL-34 |  |  | 5.14 | 2001-11-29 10:41 | Anjanece | 25 | 0 | #VALUE! | #VALUE!
LINE HARDWARE MFG. CO. | TEL-34 | Y | LINE HARDWARE MFG. CO. , TEL-34 |  |  | 5.71 | 2001-11-29 10:41 | Anjanece | 25 | 0 | #VALUE! | #VALUE!
CHANCE | 6562 | Y | CHANCE , 6562 | JEA OVERHEAD DISTRIBUTION | CSC Stores | 4.03 | 2001-11-29 10:41 | Anjanece | 20 | 0 | #VALUE! | #VALUE!
CHANCE | 6562 | Y | CHANCE , 6562 |  |  | 5.67 | 2001-11-29 10:41 | Anjanece | 20 | 0 | #VALUE! | #VALUE!
CHANCE | 6562 | Y | CHANCE , 6562 |  |  | 6.3 | 2001-11-29 10:41 | Anjanece | 20 | 0 | #VALUE! | #VALUE!
CHANCE | 6562 | Y | CHANCE , 6562 |  |  | 6.73 | 2001-11-29 10:41 | Anjanece | 20 | 0 | #VALUE! | #VALUE!
FORESIGHT PRODUCTS INC. | TE-1D | Y | FORESIGHT PRODUCTS INC. , TE-1D | JEA OVERHEAD DISTRIBUTION | CSC Stores | 4.03 | 2001-11-29 10:41 | Anjanece | 20 | 0 | #VALUE! | #VALUE!
FORESIGHT PRODUCTS INC. | TE-1D | Y | FORESIGHT PRODUCTS INC. , TE-1D |  |  | 5.67 | 2001-11-29 10:41 | Anjanece | 20 | 0 | #VALUE! | #VALUE!
FORESIGHT PRODUCTS INC. | TE-1D | Y | FORESIGHT PRODUCTS INC. , TE-1D |  |  | 6.3 | 2001-11-29 10:41 | Anjanece | 20 | 0 | #VALUE! | #VALUE!
FORESIGHT PRODUCTS INC. | TE-1D | Y | FORESIGHT PRODUCTS INC. , TE-1D |  |  | 6.73 | 2001-11-29 10:41 | Anjanece | 20 | 0 | #VALUE! | #VALUE!
JOSLYN HI-VOLTAGE CORP. | J16562 | Y | JOSLYN HI-VOLTAGE CORP. , J16562 | JEA OVERHEAD DISTRIBUTION | CSC Stores | 4.03 | 2001-11-29 10:41 | Anjanece | 20 | 0 | #VALUE! | #VALUE!
JOSLYN HI-VOLTAGE CORP. | J16562 | Y | JOSLYN HI-VOLTAGE CORP. , J16562 |  |  | 5.67 | 2001-11-29 10:41 | Anjanece | 20 | 0 | #VALUE! | #VALUE!
JOSLYN HI-VOLTAGE CORP. | J16562 | Y | JOSLYN HI-VOLTAGE CORP. , J16562 |  |  | 6.3 | 2001-11-29 10:41 | Anjanece | 20 | 0 | #VALUE! | #VALUE!
JOSLYN HI-VOLTAGE CORP. | J16562 | Y | JOSLYN HI-VOLTAGE CORP. , J16562 |  |  | 6.73 | 2001-11-29 10:41 | Anjanece | 20 | 0 | #VALUE! | #VALUE!
DULMISON | STF 0805T | Y | DULMISON , STF 0805T | JEA COMMON SUPPLIES | CSC Stores | 1.08 | 2001-11-29 11:11 | Anjanece | 50 | 0 | #VALUE! | #VALUE!
DULMISON | STF 0805T | Y | DULMISON , STF 0805T |  |  | 1.81 | 2001-11-29 11:11 | Anjanece | 50 | 0 | #VALUE! | #VALUE!
DULMISON | STF 0805T | Y | DULMISON , STF 0805T |  |  | 2.38 | 2001-11-29 11:11 | Anjanece | 50 | 0 | #VALUE! | #VALUE!
DULMISON | STF 0805T | Y | DULMISON , STF 0805T |  |  | 2.39 | 2001-11-29 11:11 | Anjanece | 50 | 0 | #VALUE! | #VALUE!
DULMISON | STF 0805T | Y | DULMISON , STF 0805T |  |  | 2.42 | 2001-11-29 11:11 | Anjanece | 50 | 0 | #VALUE! | #VALUE!
DULMISON | STF 0805T | Y | DULMISON , STF 0805T |  |  | 2.45 | 2001-11-29 11:11 | Anjanece | 50 | 0 | #VALUE! | #VALUE!
DULMISON | STF 0805T | Y | DULMISON , STF 0805T |  |  | 2.46 | 2001-11-29 11:11 | Anjanece | 50 | 0 | #VALUE! | #VALUE!
DULMISON | STF 0805T | Y | DULMISON , STF 0805T |  |  | 2.48 | 2001-11-29 11:11 | Anjanece | 50 | 0 | #VALUE! | #VALUE!
DULMISON | STF 0805T | Y | DULMISON , STF 0805T |  |  | 2.5 | 2001-11-29 11:11 | Anjanece | 50 | 0 | #VALUE! | #VALUE!
DULMISON | STF 0805T | Y | DULMISON , STF 0805T |  |  | 2.52 | 2001-11-29 11:11 | Anjanece | 50 | 0 | #VALUE! | #VALUE!
DULMISON | STF 0805T | Y | DULMISON , STF 0805T |  |  | 2.61 | 2001-11-29 11:11 | Anjanece | 50 | 0 | #VALUE! | #VALUE!
DULMISON | STF 0805T | Y | DULMISON , STF 0805T |  |  | 2.67 | 2001-11-29 11:11 | Anjanece | 50 | 0 | #VALUE! | #VALUE!
DULMISON | STF 0805T | Y | DULMISON , STF 0805T |  |  | 2.73 | 2001-11-29 11:11 | Anjanece | 50 | 0 | #VALUE! | #VALUE!
DULMISON | STF 0805T | Y | DULMISON , STF 0805T |  |  | 2.94 | 2001-11-29 11:11 | Anjanece | 50 | 0 | #VALUE! | #VALUE!
DULMISON | STF 0805T | Y | DULMISON , STF 0805T |  |  | 2.97 | 2001-11-29 11:11 | Anjanece | 50 | 0 | #VALUE! | #VALUE!
DULMISON | STF 0805T | Y | DULMISON , STF 0805T |  |  | 3.03 | 2001-11-29 11:11 | Anjanece | 50 | 0 | #VALUE! | #VALUE!
DULMISON | STF 0805T | Y | DULMISON , STF 0805T |  |  | 3.12 | 2001-11-29 11:11 | Anjanece | 50 | 0 | #VALUE! | #VALUE!
DULMISON | STF 0805T | Y | DULMISON , STF 0805T |  |  | 3.3 | 2001-11-29 11:11 | Anjanece | 50 | 0 | #VALUE! | #VALUE!
PREFORMED LINE PRODUCTS | STF-1154-P | Y | PREFORMED LINE PRODUCTS , STF-1154-P | JEA COMMON SUPPLIES | CSC Stores | 1.08 | 2001-11-29 11:11 | Anjanece | 50 | 0 | #VALUE! | #VALUE!
PREFORMED LINE PRODUCTS | STF-1154-P | Y | PREFORMED LINE PRODUCTS , STF-1154-P |  |  | 1.81 | 2001-11-29 11:11 | Anjanece | 50 | 0 | #VALUE! | #VALUE!
PREFORMED LINE PRODUCTS | STF-1154-P | Y | PREFORMED LINE PRODUCTS , STF-1154-P |  |  | 2.38 | 2001-11-29 11:11 | Anjanece | 50 | 0 | #VALUE! | #VALUE!
PREFORMED LINE PRODUCTS | STF-1154-P | Y | PREFORMED LINE PRODUCTS , STF-1154-P |  |  | 2.39 | 2001-11-29 11:11 | Anjanece | 50 | 0 | #VALUE! | #VALUE!
PREFORMED LINE PRODUCTS | STF-1154-P | Y | PREFORMED LINE PRODUCTS , STF-1154-P |  |  | 2.42 | 2001-11-29 11:11 | Anjanece | 50 | 0 | #VALUE! | #VALUE!
PREFORMED LINE PRODUCTS | STF-1154-P | Y | PREFORMED LINE PRODUCTS , STF-1154-P |  |  | 2.45 | 2001-11-29 11:11 | Anjanece | 50 | 0 | #VALUE! | #VALUE!
PREFORMED LINE PRODUCTS | STF-1154-P | Y | PREFORMED LINE PRODUCTS , STF-1154-P |  |  | 2.46 | 2001-11-29 11:11 | Anjanece | 50 | 0 | #VALUE! | #VALUE!
PREFORMED LINE PRODUCTS | STF-1154-P | Y | PREFORMED LINE PRODUCTS , STF-1154-P |  |  | 2.48 | 2001-11-29 11:11 | Anjanece | 50 | 0 | #VALUE! | #VALUE!
PREFORMED LINE PRODUCTS | STF-1154-P | Y | PREFORMED LINE PRODUCTS , STF-1154-P |  |  | 2.5 | 2001-11-29 11:11 | Anjanece | 50 | 0 | #VALUE! | #VALUE!
PREFORMED LINE PRODUCTS | STF-1154-P | Y | PREFORMED LINE PRODUCTS , STF-1154-P |  |  | 2.52 | 2001-11-29 11:11 | Anjanece | 50 | 0 | #VALUE! | #VALUE!
PREFORMED LINE PRODUCTS | STF-1154-P | Y | PREFORMED LINE PRODUCTS , STF-1154-P |  |  | 2.61 | 2001-11-29 11:11 | Anjanece | 50 | 0 | #VALUE! | #VALUE!
PREFORMED LINE PRODUCTS | STF-1154-P | Y | PREFORMED LINE PRODUCTS , STF-1154-P |  |  | 2.67 | 2001-11-29 11:11 | Anjanece | 50 | 0 | #VALUE! | #VALUE!
PREFORMED LINE PRODUCTS | STF-1154-P | Y | PREFORMED LINE PRODUCTS , STF-1154-P |  |  | 2.73 | 2001-11-29 11:11 | Anjanece | 50 | 0 | #VALUE! | #VALUE!
PREFORMED LINE PRODUCTS | STF-1154-P | Y | PREFORMED LINE PRODUCTS , STF-1154-P |  |  | 2.94 | 2001-11-29 11:11 | Anjanece | 50 | 0 | #VALUE! | #VALUE!
PREFORMED LINE PRODUCTS | STF-1154-P | Y | PREFORMED LINE PRODUCTS , STF-1154-P |  |  | 2.97 | 2001-11-29 11:11 | Anjanece | 50 | 0 | #VALUE! | #VALUE!
PREFORMED LINE PRODUCTS | STF-1154-P | Y | PREFORMED LINE PRODUCTS , STF-1154-P |  |  | 3.03 | 2001-11-29 11:11 | Anjanece | 50 | 0 | #VALUE! | #VALUE!
PREFORMED LINE PRODUCTS | STF-1154-P | Y | PREFORMED LINE PRODUCTS , STF-1154-P |  |  | 3.12 | 2001-11-29 11:11 | Anjanece | 50 | 0 | #VALUE! | #VALUE!
PREFORMED LINE PRODUCTS | STF-1154-P | Y | PREFORMED LINE PRODUCTS , STF-1154-P |  |  | 3.3 | 2001-11-29 11:11 | Anjanece | 50 | 0 | #VALUE! | #VALUE!
HELICAL | HSTF022 | Y | HELICAL , HSTF022 | JEA OVERHEAD DISTRIBUTION | CSC Stores | 1.72 | 2001-11-29 11:11 | Anjanece | 50 | 0 | #VALUE! | #VALUE!
HELICAL | HSTF022 | Y | HELICAL , HSTF022 |  |  | 2.45 | 2001-11-29 11:11 | Anjanece | 50 | 0 | #VALUE! | #VALUE!
HELICAL | HSTF022 | Y | HELICAL , HSTF022 |  |  | 2.46 | 2001-11-29 11:11 | Anjanece | 50 | 0 | #VALUE! | #VALUE!
HELICAL | HSTF022 | Y | HELICAL , HSTF022 |  |  | 2.52 | 2001-11-29 11:11 | Anjanece | 50 | 0 | #VALUE! | #VALUE!
HELICAL | HSTF022 | Y | HELICAL , HSTF022 |  |  | 2.53 | 2001-11-29 11:11 | Anjanece | 50 | 0 | #VALUE! | #VALUE!
HELICAL | HSTF022 | Y | HELICAL , HSTF022 |  |  | 2.54 | 2001-11-29 11:11 | Anjanece | 50 | 0 | #VALUE! | #VALUE!
HELICAL | HSTF022 | Y | HELICAL , HSTF022 |  |  | 2.63 | 2001-11-29 11:11 | Anjanece | 50 | 0 | #VALUE! | #VALUE!
PREFORMED LINE PRODUCTS | STF-1155-P | Y | PREFORMED LINE PRODUCTS , STF-1155-P | JEA OVERHEAD DISTRIBUTION | CSC Stores | 1.72 | 2001-11-29 11:11 | Anjanece | 50 | 0 | #VALUE! | #VALUE!
PREFORMED LINE PRODUCTS | STF-1155-P | Y | PREFORMED LINE PRODUCTS , STF-1155-P |  |  | 2.45 | 2001-11-29 11:11 | Anjanece | 50 | 0 | #VALUE! | #VALUE!
PREFORMED LINE PRODUCTS | STF-1155-P | Y | PREFORMED LINE PRODUCTS , STF-1155-P |  |  | 2.46 | 2001-11-29 11:11 | Anjanece | 50 | 0 | #VALUE! | #VALUE!
PREFORMED LINE PRODUCTS | STF-1155-P | Y | PREFORMED LINE PRODUCTS , STF-1155-P |  |  | 2.52 | 2001-11-29 11:11 | Anjanece | 50 | 0 | #VALUE! | #VALUE!
PREFORMED LINE PRODUCTS | STF-1155-P | Y | PREFORMED LINE PRODUCTS , STF-1155-P |  |  | 2.53 | 2001-11-29 11:11 | Anjanece | 50 | 0 | #VALUE! | #VALUE!
PREFORMED LINE PRODUCTS | STF-1155-P | Y | PREFORMED LINE PRODUCTS , STF-1155-P |  |  | 2.54 | 2001-11-29 11:11 | Anjanece | 50 | 0 | #VALUE! | #VALUE!
PREFORMED LINE PRODUCTS | STF-1155-P | Y | PREFORMED LINE PRODUCTS , STF-1155-P |  |  | 2.63 | 2001-11-29 11:11 | Anjanece | 50 | 0 | #VALUE! | #VALUE!
HELICAL | HSTF031 | Y | HELICAL , HSTF031 | JEA OVERHEAD DISTRIBUTION | CSC Stores | 3.81 | 2001-11-29 11:13 | Anjanece | 50 | 0 | #VALUE! | #VALUE!
HELICAL | HSTF031 | Y | HELICAL , HSTF031 |  |  | 3.99 | 2001-11-29 11:13 | Anjanece | 50 | 0 | #VALUE! | #VALUE!
HELICAL | HSTF031 | Y | HELICAL , HSTF031 |  |  | 4.07 | 2001-11-29 11:13 | Anjanece | 50 | 0 | #VALUE! | #VALUE!
HELICAL | HSTF031 | Y | HELICAL , HSTF031 |  |  | 4.08 | 2001-11-29 11:13 | Anjanece | 50 | 0 | #VALUE! | #VALUE!
HELICAL | HSTF031 | Y | HELICAL , HSTF031 |  |  | 4.1 | 2001-11-29 11:13 | Anjanece | 50 | 0 | #VALUE! | #VALUE!
HELICAL | HSTF031 | Y | HELICAL , HSTF031 |  |  | 4.42 | 2001-11-29 11:13 | Anjanece | 50 | 0 | #VALUE! | #VALUE!
PREFORMED LINE PRODUCTS | STF-1159-P | Y | PREFORMED LINE PRODUCTS , STF-1159-P | JEA OVERHEAD DISTRIBUTION | CSC Stores | 3.81 | 2001-11-29 11:13 | Anjanece | 50 | 0 | #VALUE! | #VALUE!
PREFORMED LINE PRODUCTS | STF-1159-P | Y | PREFORMED LINE PRODUCTS , STF-1159-P |  |  | 3.99 | 2001-11-29 11:13 | Anjanece | 50 | 0 | #VALUE! | #VALUE!
PREFORMED LINE PRODUCTS | STF-1159-P | Y | PREFORMED LINE PRODUCTS , STF-1159-P |  |  | 4.07 | 2001-11-29 11:13 | Anjanece | 50 | 0 | #VALUE! | #VALUE!
PREFORMED LINE PRODUCTS | STF-1159-P | Y | PREFORMED LINE PRODUCTS , STF-1159-P |  |  | 4.08 | 2001-11-29 11:13 | Anjanece | 50 | 0 | #VALUE! | #VALUE!
PREFORMED LINE PRODUCTS | STF-1159-P | Y | PREFORMED LINE PRODUCTS , STF-1159-P |  |  | 4.1 | 2001-11-29 11:13 | Anjanece | 50 | 0 | #VALUE! | #VALUE!
PREFORMED LINE PRODUCTS | STF-1159-P | Y | PREFORMED LINE PRODUCTS , STF-1159-P |  |  | 4.42 | 2001-11-29 11:13 | Anjanece | 50 | 0 | #VALUE! | #VALUE!
HELICAL | HSTF038 | Y | HELICAL , HSTF038 | JEA OVERHEAD DISTRIBUTION | CSC Stores | 2.23 | 2001-11-29 11:14 | Anjanece | 50 | 0 | #VALUE! | #VALUE!
HELICAL | HSTF038 | Y | HELICAL , HSTF038 |  |  | 2.8 | 2001-11-29 11:14 | Anjanece | 50 | 0 | #VALUE! | #VALUE!
HELICAL | HSTF038 | Y | HELICAL , HSTF038 |  |  | 2.82 | 2001-11-29 11:14 | Anjanece | 50 | 0 | #VALUE! | #VALUE!
HELICAL | HSTF038 | Y | HELICAL , HSTF038 |  |  | 3.19 | 2001-11-29 11:14 | Anjanece | 50 | 0 | #VALUE! | #VALUE!
HELICAL | HSTF038 | Y | HELICAL , HSTF038 |  |  | 3.28 | 2001-11-29 11:14 | Anjanece | 50 | 0 | #VALUE! | #VALUE!
HELICAL | HSTF038 | Y | HELICAL , HSTF038 |  |  | 3.34 | 2001-11-29 11:14 | Anjanece | 50 | 0 | #VALUE! | #VALUE!
HELICAL | HSTF038 | Y | HELICAL , HSTF038 |  |  | 3.48 | 2001-11-29 11:14 | Anjanece | 50 | 0 | #VALUE! | #VALUE!
HELICAL | HSTF038 | Y | HELICAL , HSTF038 |  |  | 3.5 | 2001-11-29 11:14 | Anjanece | 50 | 0 | #VALUE! | #VALUE!
HELICAL | HSTF038 | Y | HELICAL , HSTF038 |  |  | 3.51 | 2001-11-29 11:14 | Anjanece | 50 | 0 | #VALUE! | #VALUE!
HELICAL | HSTF038 | Y | HELICAL , HSTF038 |  |  | 3.52 | 2001-11-29 11:14 | Anjanece | 50 | 0 | #VALUE! | #VALUE!
HELICAL | HSTF038 | Y | HELICAL , HSTF038 |  |  | 3.54 | 2001-11-29 11:14 | Anjanece | 50 | 0 | #VALUE! | #VALUE!
HELICAL | HSTF038 | Y | HELICAL , HSTF038 |  |  | 3.56 | 2001-11-29 11:14 | Anjanece | 50 | 0 | #VALUE! | #VALUE!
HELICAL | HSTF038 | Y | HELICAL , HSTF038 |  |  | 3.63 | 2001-11-29 11:14 | Anjanece | 50 | 0 | #VALUE! | #VALUE!
HELICAL | HSTF038 | Y | HELICAL , HSTF038 |  |  | 3.64 | 2001-11-29 11:14 | Anjanece | 50 | 0 | #VALUE! | #VALUE!
HELICAL | HSTF038 | Y | HELICAL , HSTF038 |  |  | 3.65 | 2001-11-29 11:14 | Anjanece | 50 | 0 | #VALUE! | #VALUE!
HELICAL | HSTF038 | Y | HELICAL , HSTF038 |  |  | 3.66 | 2001-11-29 11:14 | Anjanece | 50 | 0 | #VALUE! | #VALUE!
HELICAL | HSTF038 | Y | HELICAL , HSTF038 |  |  | 3.73 | 2001-11-29 11:14 | Anjanece | 50 | 0 | #VALUE! | #VALUE!
HELICAL | HSTF038 | Y | HELICAL , HSTF038 |  |  | 3.75 | 2001-11-29 11:14 | Anjanece | 50 | 0 | #VALUE! | #VALUE!
HELICAL | HSTF038 | Y | HELICAL , HSTF038 |  |  | 4.36 | 2001-11-29 11:14 | Anjanece | 50 | 0 | #VALUE! | #VALUE!
HELICAL | HSTF038 | Y | HELICAL , HSTF038 |  |  | 4.76 | 2001-11-29 11:14 | Anjanece | 50 | 0 | #VALUE! | #VALUE!
HELICAL | HSTF038 | Y | HELICAL , HSTF038 |  |  | 4.77 | 2001-11-29 11:14 | Anjanece | 50 | 0 | #VALUE! | #VALUE!
HELICAL | HSTF038 | Y | HELICAL , HSTF038 |  | Storm Stores | 4.36 | 2022-09-26 15:29 | Anjanece |  | 0 | #VALUE! | #VALUE!
HELICAL | HSTF038 | Y | HELICAL , HSTF038 |  |  | 4.56 | 2022-09-26 15:29 | Anjanece |  | 0 | #VALUE! | #VALUE!
HELICAL | HSTF038 | Y | HELICAL , HSTF038 |  |  | 4.76 | 2022-09-26 15:29 | Anjanece |  | 0 | #VALUE! | #VALUE!
HELICAL | HSTF038 | Y | HELICAL , HSTF038 |  |  | 4.78 | 2022-09-26 15:29 | Anjanece |  | 0 | #VALUE! | #VALUE!
PREFORMED LINE PRODUCTS | STF-1162-P | Y | PREFORMED LINE PRODUCTS , STF-1162-P | JEA OVERHEAD DISTRIBUTION | CSC Stores | 2.23 | 2001-11-29 11:14 | Anjanece | 50 | 0 | #VALUE! | #VALUE!
PREFORMED LINE PRODUCTS | STF-1162-P | Y | PREFORMED LINE PRODUCTS , STF-1162-P |  |  | 2.8 | 2001-11-29 11:14 | Anjanece | 50 | 0 | #VALUE! | #VALUE!
PREFORMED LINE PRODUCTS | STF-1162-P | Y | PREFORMED LINE PRODUCTS , STF-1162-P |  |  | 2.82 | 2001-11-29 11:14 | Anjanece | 50 | 0 | #VALUE! | #VALUE!
PREFORMED LINE PRODUCTS | STF-1162-P | Y | PREFORMED LINE PRODUCTS , STF-1162-P |  |  | 3.19 | 2001-11-29 11:14 | Anjanece | 50 | 0 | #VALUE! | #VALUE!
PREFORMED LINE PRODUCTS | STF-1162-P | Y | PREFORMED LINE PRODUCTS , STF-1162-P |  |  | 3.28 | 2001-11-29 11:14 | Anjanece | 50 | 0 | #VALUE! | #VALUE!
PREFORMED LINE PRODUCTS | STF-1162-P | Y | PREFORMED LINE PRODUCTS , STF-1162-P |  |  | 3.34 | 2001-11-29 11:14 | Anjanece | 50 | 0 | #VALUE! | #VALUE!
PREFORMED LINE PRODUCTS | STF-1162-P | Y | PREFORMED LINE PRODUCTS , STF-1162-P |  |  | 3.48 | 2001-11-29 11:14 | Anjanece | 50 | 0 | #VALUE! | #VALUE!
PREFORMED LINE PRODUCTS | STF-1162-P | Y | PREFORMED LINE PRODUCTS , STF-1162-P |  |  | 3.5 | 2001-11-29 11:14 | Anjanece | 50 | 0 | #VALUE! | #VALUE!
PREFORMED LINE PRODUCTS | STF-1162-P | Y | PREFORMED LINE PRODUCTS , STF-1162-P |  |  | 3.51 | 2001-11-29 11:14 | Anjanece | 50 | 0 | #VALUE! | #VALUE!
PREFORMED LINE PRODUCTS | STF-1162-P | Y | PREFORMED LINE PRODUCTS , STF-1162-P |  |  | 3.52 | 2001-11-29 11:14 | Anjanece | 50 | 0 | #VALUE! | #VALUE!
PREFORMED LINE PRODUCTS | STF-1162-P | Y | PREFORMED LINE PRODUCTS , STF-1162-P |  |  | 3.54 | 2001-11-29 11:14 | Anjanece | 50 | 0 | #VALUE! | #VALUE!
PREFORMED LINE PRODUCTS | STF-1162-P | Y | PREFORMED LINE PRODUCTS , STF-1162-P |  |  | 3.56 | 2001-11-29 11:14 | Anjanece | 50 | 0 | #VALUE! | #VALUE!
PREFORMED LINE PRODUCTS | STF-1162-P | Y | PREFORMED LINE PRODUCTS , STF-1162-P |  |  | 3.63 | 2001-11-29 11:14 | Anjanece | 50 | 0 | #VALUE! | #VALUE!
PREFORMED LINE PRODUCTS | STF-1162-P | Y | PREFORMED LINE PRODUCTS , STF-1162-P |  |  | 3.64 | 2001-11-29 11:14 | Anjanece | 50 | 0 | #VALUE! | #VALUE!
PREFORMED LINE PRODUCTS | STF-1162-P | Y | PREFORMED LINE PRODUCTS , STF-1162-P |  |  | 3.65 | 2001-11-29 11:14 | Anjanece | 50 | 0 | #VALUE! | #VALUE!
PREFORMED LINE PRODUCTS | STF-1162-P | Y | PREFORMED LINE PRODUCTS , STF-1162-P |  |  | 3.66 | 2001-11-29 11:14 | Anjanece | 50 | 0 | #VALUE! | #VALUE!
PREFORMED LINE PRODUCTS | STF-1162-P | Y | PREFORMED LINE PRODUCTS , STF-1162-P |  |  | 3.73 | 2001-11-29 11:14 | Anjanece | 50 | 0 | #VALUE! | #VALUE!
PREFORMED LINE PRODUCTS | STF-1162-P | Y | PREFORMED LINE PRODUCTS , STF-1162-P |  |  | 3.75 | 2001-11-29 11:14 | Anjanece | 50 | 0 | #VALUE! | #VALUE!
PREFORMED LINE PRODUCTS | STF-1162-P | Y | PREFORMED LINE PRODUCTS , STF-1162-P |  |  | 4.36 | 2001-11-29 11:14 | Anjanece | 50 | 0 | #VALUE! | #VALUE!
PREFORMED LINE PRODUCTS | STF-1162-P | Y | PREFORMED LINE PRODUCTS , STF-1162-P |  |  | 4.76 | 2001-11-29 11:14 | Anjanece | 50 | 0 | #VALUE! | #VALUE!
PREFORMED LINE PRODUCTS | STF-1162-P | Y | PREFORMED LINE PRODUCTS , STF-1162-P |  |  | 4.77 | 2001-11-29 11:14 | Anjanece | 50 | 0 | #VALUE! | #VALUE!
PREFORMED LINE PRODUCTS | STF-1162-P | Y | PREFORMED LINE PRODUCTS , STF-1162-P |  | Storm Stores | 4.36 | 2022-09-26 15:29 | Anjanece |  | 0 | #VALUE! | #VALUE!
PREFORMED LINE PRODUCTS | STF-1162-P | Y | PREFORMED LINE PRODUCTS , STF-1162-P |  |  | 4.56 | 2022-09-26 15:29 | Anjanece |  | 0 | #VALUE! | #VALUE!
PREFORMED LINE PRODUCTS | STF-1162-P | Y | PREFORMED LINE PRODUCTS , STF-1162-P |  |  | 4.76 | 2022-09-26 15:29 | Anjanece |  | 0 | #VALUE! | #VALUE!
PREFORMED LINE PRODUCTS | STF-1162-P | Y | PREFORMED LINE PRODUCTS , STF-1162-P |  |  | 4.78 | 2022-09-26 15:29 | Anjanece |  | 0 | #VALUE! | #VALUE!
HELICAL | HDTF018 | Y | HELICAL , HDTF018 | JEA OVERHEAD DISTRIBUTION | CSC Stores | 2.33 | 2001-11-29 11:14 | Anjanece | 100 | 0 | #VALUE! | #VALUE!
HELICAL | HDTF018 | Y | HELICAL , HDTF018 |  |  | 2.52 | 2001-11-29 11:14 | Anjanece | 100 | 0 | #VALUE! | #VALUE!
HELICAL | HDTF018 | Y | HELICAL , HDTF018 |  |  | 2.54 | 2001-11-29 11:14 | Anjanece | 100 | 0 | #VALUE! | #VALUE!
HELICAL | HDTF018 | Y | HELICAL , HDTF018 |  |  | 2.55 | 2001-11-29 11:14 | Anjanece | 100 | 0 | #VALUE! | #VALUE!
HELICAL | HDTF018 | Y | HELICAL , HDTF018 |  |  | 2.97 | 2001-11-29 11:14 | Anjanece | 100 | 0 | #VALUE! | #VALUE!
HELICAL | HDTF018 | Y | HELICAL , HDTF018 |  |  | 3.03 | 2001-11-29 11:14 | Anjanece | 100 | 0 | #VALUE! | #VALUE!
HELICAL | HDTF018 | Y | HELICAL , HDTF018 |  |  | 3.05 | 2001-11-29 11:14 | Anjanece | 100 | 0 | #VALUE! | #VALUE!
HELICAL | HDTF018 | Y | HELICAL , HDTF018 |  |  | 3.11 | 2001-11-29 11:14 | Anjanece | 100 | 0 | #VALUE! | #VALUE!
HELICAL | HDTF018 | Y | HELICAL , HDTF018 |  |  | 3.14 | 2001-11-29 11:14 | Anjanece | 100 | 0 | #VALUE! | #VALUE!
HELICAL | HDTF018 | Y | HELICAL , HDTF018 |  |  | 3.29 | 2001-11-29 11:14 | Anjanece | 100 | 0 | #VALUE! | #VALUE!
HELICAL | HDTF018 | Y | HELICAL , HDTF018 |  |  | 3.82 | 2001-11-29 11:14 | Anjanece | 100 | 0 | #VALUE! | #VALUE!
PREFORMED LINE PRODUCTS CO. | UTF-1204 | Y | PREFORMED LINE PRODUCTS CO. , UTF-1204 | JEA OVERHEAD DISTRIBUTION | CSC Stores | 2.33 | 2001-11-29 11:14 | Anjanece | 100 | 0 | #VALUE! | #VALUE!
PREFORMED LINE PRODUCTS CO. | UTF-1204 | Y | PREFORMED LINE PRODUCTS CO. , UTF-1204 |  |  | 2.52 | 2001-11-29 11:14 | Anjanece | 100 | 0 | #VALUE! | #VALUE!
PREFORMED LINE PRODUCTS CO. | UTF-1204 | Y | PREFORMED LINE PRODUCTS CO. , UTF-1204 |  |  | 2.54 | 2001-11-29 11:14 | Anjanece | 100 | 0 | #VALUE! | #VALUE!
PREFORMED LINE PRODUCTS CO. | UTF-1204 | Y | PREFORMED LINE PRODUCTS CO. , UTF-1204 |  |  | 2.55 | 2001-11-29 11:14 | Anjanece | 100 | 0 | #VALUE! | #VALUE!
PREFORMED LINE PRODUCTS CO. | UTF-1204 | Y | PREFORMED LINE PRODUCTS CO. , UTF-1204 |  |  | 2.97 | 2001-11-29 11:14 | Anjanece | 100 | 0 | #VALUE! | #VALUE!
PREFORMED LINE PRODUCTS CO. | UTF-1204 | Y | PREFORMED LINE PRODUCTS CO. , UTF-1204 |  |  | 3.03 | 2001-11-29 11:14 | Anjanece | 100 | 0 | #VALUE! | #VALUE!
PREFORMED LINE PRODUCTS CO. | UTF-1204 | Y | PREFORMED LINE PRODUCTS CO. , UTF-1204 |  |  | 3.05 | 2001-11-29 11:14 | Anjanece | 100 | 0 | #VALUE! | #VALUE!
PREFORMED LINE PRODUCTS CO. | UTF-1204 | Y | PREFORMED LINE PRODUCTS CO. , UTF-1204 |  |  | 3.11 | 2001-11-29 11:14 | Anjanece | 100 | 0 | #VALUE! | #VALUE!
PREFORMED LINE PRODUCTS CO. | UTF-1204 | Y | PREFORMED LINE PRODUCTS CO. , UTF-1204 |  |  | 3.14 | 2001-11-29 11:14 | Anjanece | 100 | 0 | #VALUE! | #VALUE!
PREFORMED LINE PRODUCTS CO. | UTF-1204 | Y | PREFORMED LINE PRODUCTS CO. , UTF-1204 |  |  | 3.29 | 2001-11-29 11:14 | Anjanece | 100 | 0 | #VALUE! | #VALUE!
PREFORMED LINE PRODUCTS CO. | UTF-1204 | Y | PREFORMED LINE PRODUCTS CO. , UTF-1204 |  |  | 3.82 | 2001-11-29 11:14 | Anjanece | 100 | 0 | #VALUE! | #VALUE!
SLACAN | 80038 | Y | SLACAN , 80038 | JEA OVERHEAD DISTRIBUTION | CSC Stores | 2.33 | 2001-11-29 11:14 | Anjanece | 100 | 0 | #VALUE! | #VALUE!
SLACAN | 80038 | Y | SLACAN , 80038 |  |  | 2.52 | 2001-11-29 11:14 | Anjanece | 100 | 0 | #VALUE! | #VALUE!
SLACAN | 80038 | Y | SLACAN , 80038 |  |  | 2.54 | 2001-11-29 11:14 | Anjanece | 100 | 0 | #VALUE! | #VALUE!
SLACAN | 80038 | Y | SLACAN , 80038 |  |  | 2.55 | 2001-11-29 11:14 | Anjanece | 100 | 0 | #VALUE! | #VALUE!
SLACAN | 80038 | Y | SLACAN , 80038 |  |  | 2.97 | 2001-11-29 11:14 | Anjanece | 100 | 0 | #VALUE! | #VALUE!
SLACAN | 80038 | Y | SLACAN , 80038 |  |  | 3.03 | 2001-11-29 11:14 | Anjanece | 100 | 0 | #VALUE! | #VALUE!
SLACAN | 80038 | Y | SLACAN , 80038 |  |  | 3.05 | 2001-11-29 11:14 | Anjanece | 100 | 0 | #VALUE! | #VALUE!
SLACAN | 80038 | Y | SLACAN , 80038 |  |  | 3.11 | 2001-11-29 11:14 | Anjanece | 100 | 0 | #VALUE! | #VALUE!
SLACAN | 80038 | Y | SLACAN , 80038 |  |  | 3.14 | 2001-11-29 11:14 | Anjanece | 100 | 0 | #VALUE! | #VALUE!
SLACAN | 80038 | Y | SLACAN , 80038 |  |  | 3.29 | 2001-11-29 11:14 | Anjanece | 100 | 0 | #VALUE! | #VALUE!
SLACAN | 80038 | Y | SLACAN , 80038 |  |  | 3.82 | 2001-11-29 11:14 | Anjanece | 100 | 0 | #VALUE! | #VALUE!
CHANCE | 130-AWTT-F | Y | CHANCE , 130-AWTT-F | JEA OVERHEAD DISTRIBUTION | CSC Stores | 1.93 | 2001-11-29 11:37 | Anjanece | 50 | 0 | #VALUE! | #VALUE!
CHANCE | 130-AWTT-F | Y | CHANCE , 130-AWTT-F |  |  | 3.62 | 2001-11-29 11:37 | Anjanece | 50 | 0 | #VALUE! | #VALUE!
CHANCE | 130-AWTT-F | Y | CHANCE , 130-AWTT-F |  |  | 4.33 | 2001-11-29 11:37 | Anjanece | 50 | 0 | #VALUE! | #VALUE!
CHANCE | 130-AWTT-F | Y | CHANCE , 130-AWTT-F |  |  | 4.35 | 2001-11-29 11:37 | Anjanece | 50 | 0 | #VALUE! | #VALUE!
HELICAL | HDTF033 | Y | HELICAL , HDTF033 | JEA OVERHEAD DISTRIBUTION | CSC Stores | 1.93 | 2001-11-29 11:37 | Anjanece | 50 | 0 | #VALUE! | #VALUE!
HELICAL | HDTF033 | Y | HELICAL , HDTF033 |  |  | 3.62 | 2001-11-29 11:37 | Anjanece | 50 | 0 | #VALUE! | #VALUE!
HELICAL | HDTF033 | Y | HELICAL , HDTF033 |  |  | 4.33 | 2001-11-29 11:37 | Anjanece | 50 | 0 | #VALUE! | #VALUE!
HELICAL | HDTF033 | Y | HELICAL , HDTF033 |  |  | 4.35 | 2001-11-29 11:37 | Anjanece | 50 | 0 | #VALUE! | #VALUE!
PREFORMED LINE PRODUCTS | UTF-1210 | Y | PREFORMED LINE PRODUCTS , UTF-1210 | JEA OVERHEAD DISTRIBUTION | CSC Stores | 1.93 | 2001-11-29 11:37 | Anjanece | 50 | 0 | #VALUE! | #VALUE!
PREFORMED LINE PRODUCTS | UTF-1210 | Y | PREFORMED LINE PRODUCTS , UTF-1210 |  |  | 3.62 | 2001-11-29 11:37 | Anjanece | 50 | 0 | #VALUE! | #VALUE!
PREFORMED LINE PRODUCTS | UTF-1210 | Y | PREFORMED LINE PRODUCTS , UTF-1210 |  |  | 4.33 | 2001-11-29 11:37 | Anjanece | 50 | 0 | #VALUE! | #VALUE!
PREFORMED LINE PRODUCTS | UTF-1210 | Y | PREFORMED LINE PRODUCTS , UTF-1210 |  |  | 4.35 | 2001-11-29 11:37 | Anjanece | 50 | 0 | #VALUE! | #VALUE!
SLACAN | 80053 | Y | SLACAN , 80053 | JEA OVERHEAD DISTRIBUTION | CSC Stores | 1.93 | 2001-11-29 11:37 | Anjanece | 50 | 0 | #VALUE! | #VALUE!
SLACAN | 80053 | Y | SLACAN , 80053 |  |  | 3.62 | 2001-11-29 11:37 | Anjanece | 50 | 0 | #VALUE! | #VALUE!
SLACAN | 80053 | Y | SLACAN , 80053 |  |  | 4.33 | 2001-11-29 11:37 | Anjanece | 50 | 0 | #VALUE! | #VALUE!
SLACAN | 80053 | Y | SLACAN , 80053 |  |  | 4.35 | 2001-11-29 11:37 | Anjanece | 50 | 0 | #VALUE! | #VALUE!
HELICAL | HDTF038 | Y | HELICAL , HDTF038 | JEA OVERHEAD DISTRIBUTION | CSC Stores | 2.21 | 2001-11-29 11:38 | Anjanece | 50 | 0 | #VALUE! | #VALUE!
HELICAL | HDTF038 | Y | HELICAL , HDTF038 |  |  | 3.19 | 2001-11-29 11:38 | Anjanece | 50 | 0 | #VALUE! | #VALUE!
HELICAL | HDTF038 | Y | HELICAL , HDTF038 |  |  | 3.2 | 2001-11-29 11:38 | Anjanece | 50 | 0 | #VALUE! | #VALUE!
HELICAL | HDTF038 | Y | HELICAL , HDTF038 |  |  | 3.21 | 2001-11-29 11:38 | Anjanece | 50 | 0 | #VALUE! | #VALUE!
HELICAL | HDTF038 | Y | HELICAL , HDTF038 |  |  | 3.24 | 2001-11-29 11:38 | Anjanece | 50 | 0 | #VALUE! | #VALUE!
HELICAL | HDTF038 | Y | HELICAL , HDTF038 |  |  | 3.26 | 2001-11-29 11:38 | Anjanece | 50 | 0 | #VALUE! | #VALUE!
HELICAL | HDTF038 | Y | HELICAL , HDTF038 |  |  | 3.29 | 2001-11-29 11:38 | Anjanece | 50 | 0 | #VALUE! | #VALUE!
HELICAL | HDTF038 | Y | HELICAL , HDTF038 |  |  | 3.37 | 2001-11-29 11:38 | Anjanece | 50 | 0 | #VALUE! | #VALUE!
PREFORMED LINE PRODUCTS | UTF-1212 | Y | PREFORMED LINE PRODUCTS , UTF-1212 | JEA OVERHEAD DISTRIBUTION | CSC Stores | 2.21 | 2001-11-29 11:38 | Anjanece | 50 | 0 | #VALUE! | #VALUE!
PREFORMED LINE PRODUCTS | UTF-1212 | Y | PREFORMED LINE PRODUCTS , UTF-1212 |  |  | 3.19 | 2001-11-29 11:38 | Anjanece | 50 | 0 | #VALUE! | #VALUE!
PREFORMED LINE PRODUCTS | UTF-1212 | Y | PREFORMED LINE PRODUCTS , UTF-1212 |  |  | 3.2 | 2001-11-29 11:38 | Anjanece | 50 | 0 | #VALUE! | #VALUE!
PREFORMED LINE PRODUCTS | UTF-1212 | Y | PREFORMED LINE PRODUCTS , UTF-1212 |  |  | 3.21 | 2001-11-29 11:38 | Anjanece | 50 | 0 | #VALUE! | #VALUE!
PREFORMED LINE PRODUCTS | UTF-1212 | Y | PREFORMED LINE PRODUCTS , UTF-1212 |  |  | 3.24 | 2001-11-29 11:38 | Anjanece | 50 | 0 | #VALUE! | #VALUE!
PREFORMED LINE PRODUCTS | UTF-1212 | Y | PREFORMED LINE PRODUCTS , UTF-1212 |  |  | 3.26 | 2001-11-29 11:38 | Anjanece | 50 | 0 | #VALUE! | #VALUE!
PREFORMED LINE PRODUCTS | UTF-1212 | Y | PREFORMED LINE PRODUCTS , UTF-1212 |  |  | 3.29 | 2001-11-29 11:38 | Anjanece | 50 | 0 | #VALUE! | #VALUE!
PREFORMED LINE PRODUCTS | UTF-1212 | Y | PREFORMED LINE PRODUCTS , UTF-1212 |  |  | 3.37 | 2001-11-29 11:38 | Anjanece | 50 | 0 | #VALUE! | #VALUE!
TWISTARP | OBD | Y | TWISTARP , OBD | JEA OVERHEAD DISTRIBUTION | CSC Stores | 225.85 | 2019-02-14 10:05 | Sean | 1 | 0 | N | N
TWISTARP | OBD | Y | TWISTARP , OBD |  |  | 227.81 | 2019-02-14 10:05 | Sean | 1 | 0 | N | N
TWISTARP | OBD | Y | TWISTARP , OBD |  |  | 229.17 | 2019-02-14 10:05 | Sean | 1 | 0 | N | N
TWISTARP | OBD | Y | TWISTARP , OBD |  |  | 229.68 | 2019-02-14 10:05 | Sean | 1 | 0 | N | N
TWISTARP | OBD | Y | TWISTARP , OBD |  |  | 240.45 | 2019-02-14 10:05 | Sean | 1 | 0 | N | N
TWISTARP | OBD | Y | TWISTARP , OBD |  |  | 248.77 | 2019-02-14 10:05 | Sean | 1 | 0 | N | N
TWISTARP | OBD | Y | TWISTARP , OBD |  |  | 269.84 | 2019-02-14 10:05 | Sean | 1 | 0 | N | N
TWISTARP | OBD | Y | TWISTARP , OBD |  |  | 287.86 | 2019-02-14 10:05 | Sean | 1 | 0 | N | N
TWISTARP | OBD | Y | TWISTARP , OBD |  |  | 300 | 2019-02-14 10:05 | Sean | 1 | 0 | N | N
TWISTARP | OBD | Y | TWISTARP , OBD |  |  | 310 | 2019-02-14 10:05 | Sean | 1 | 0 | N | N
EAGLE LINE TOOLS | PG-1302 | Y | EAGLE LINE TOOLS , PG-1302 | JEA OVERHEAD DISTRIBUTION | CSC Stores | 79.6 | 2001-12-03 17:06 | John | 1 | 0 | N | N
EAGLE LINE TOOLS | PG-1302 | Y | EAGLE LINE TOOLS , PG-1302 |  |  | 79.64 | 2001-12-03 17:06 | John | 1 | 0 | N | N
EAGLE LINE TOOLS | PG-1302 | Y | EAGLE LINE TOOLS , PG-1302 |  |  | 79.75 | 2001-12-03 17:06 | John | 1 | 0 | N | N
EAGLE LINE TOOLS | PG-1302 | Y | EAGLE LINE TOOLS , PG-1302 |  |  | 80.1 | 2001-12-03 17:06 | John | 1 | 0 | N | N
EAGLE LINE TOOLS | PG-1302 | Y | EAGLE LINE TOOLS , PG-1302 |  |  | 80.22 | 2001-12-03 17:06 | John | 1 | 0 | N | N
EAGLE LINE TOOLS | PG-1302 | Y | EAGLE LINE TOOLS , PG-1302 |  |  | 80.54 | 2001-12-03 17:06 | John | 1 | 0 | N | N
EAGLE LINE TOOLS | PG-1302 | Y | EAGLE LINE TOOLS , PG-1302 |  |  | 81.08 | 2001-12-03 17:06 | John | 1 | 0 | N | N
EAGLE LINE TOOLS | PG-1302 | Y | EAGLE LINE TOOLS , PG-1302 |  |  | 81.14 | 2001-12-03 17:06 | John | 1 | 0 | N | N
EAGLE LINE TOOLS | PG-1302 | Y | EAGLE LINE TOOLS , PG-1302 |  |  | 81.3 | 2001-12-03 17:06 | John | 1 | 0 | N | N
EAGLE LINE TOOLS | PG-1302 | Y | EAGLE LINE TOOLS , PG-1302 |  |  | 81.38 | 2001-12-03 17:06 | John | 1 | 0 | N | N
EAGLE LINE TOOLS | PG-1302 | Y | EAGLE LINE TOOLS , PG-1302 |  |  | 81.42 | 2001-12-03 17:06 | John | 1 | 0 | N | N
EAGLE LINE TOOLS | PG-1302 | Y | EAGLE LINE TOOLS , PG-1302 |  |  | 84.34 | 2001-12-03 17:06 | John | 1 | 0 | N | N
EAGLE LINE TOOLS | PG-1302 | Y | EAGLE LINE TOOLS , PG-1302 |  |  | 86.62 | 2001-12-03 17:06 | John | 1 | 0 | N | N
EAGLE LINE TOOLS | PG-1302 | Y | EAGLE LINE TOOLS , PG-1302 |  |  | 89.01 | 2001-12-03 17:06 | John | 1 | 0 | N | N
EAGLE LINE TOOLS | PG-1302 | Y | EAGLE LINE TOOLS , PG-1302 |  |  | 90.95 | 2001-12-03 17:06 | John | 1 | 0 | N | N
EAGLE LINE TOOLS | PG-1302 | Y | EAGLE LINE TOOLS , PG-1302 |  |  | 97.98 | 2001-12-03 17:06 | John | 1 | 0 | N | N
EAGLE LINE TOOLS | PG-1302 | Y | EAGLE LINE TOOLS , PG-1302 |  |  | 100.31 | 2001-12-03 17:06 | John | 1 | 0 | N | N
EAGLE LINE TOOLS | PG-1302 | Y | EAGLE LINE TOOLS , PG-1302 |  |  | 104.46 | 2001-12-03 17:06 | John | 1 | 0 | N | N
EAGLE LINE TOOLS | PG-1302 | Y | EAGLE LINE TOOLS , PG-1302 |  |  | 104.99 | 2001-12-03 17:06 | John | 1 | 0 | N | N
EAGLE LINE TOOLS | PG-1302 | Y | EAGLE LINE TOOLS , PG-1302 |  |  | 107.85 | 2001-12-03 17:06 | John | 1 | 0 | N | N
EAGLE LINE TOOLS | PG-1302 | Y | EAGLE LINE TOOLS , PG-1302 |  |  | 110.8 | 2001-12-03 17:06 | John | 1 | 0 | N | N
EAGLE LINE TOOLS | PG-1302 | Y | EAGLE LINE TOOLS , PG-1302 |  |  | 111.52 | 2001-12-03 17:06 | John | 1 | 0 | N | N
EAGLE LINE TOOLS | PG-1302 | Y | EAGLE LINE TOOLS , PG-1302 |  |  | 111.96 | 2001-12-03 17:06 | John | 1 | 0 | N | N
EAGLE LINE TOOLS | PG-1302 | Y | EAGLE LINE TOOLS , PG-1302 |  |  | 112.52 | 2001-12-03 17:06 | John | 1 | 0 | N | N
EAGLE LINE TOOLS | PG-1302 | Y | EAGLE LINE TOOLS , PG-1302 |  |  | 112.74 | 2001-12-03 17:06 | John | 1 | 0 | N | N
EAGLE LINE TOOLS | PG-1302 | Y | EAGLE LINE TOOLS , PG-1302 |  |  | 112.95 | 2001-12-03 17:06 | John | 1 | 0 | N | N
EAGLE LINE TOOLS | PG-1302 | Y | EAGLE LINE TOOLS , PG-1302 |  |  | 113 | 2001-12-03 17:06 | John | 1 | 0 | N | N
EAGLE LINE TOOLS | PG-1302 | Y | EAGLE LINE TOOLS , PG-1302 |  |  | 113.02 | 2001-12-03 17:06 | John | 1 | 0 | N | N
EAGLE LINE TOOLS | PG-1302 | Y | EAGLE LINE TOOLS , PG-1302 |  |  | 125.7 | 2001-12-03 17:06 | John | 1 | 0 | N | N
KLEIN TOOL | 1604-20 | Y | KLEIN TOOL , 1604-20 | JEA OVERHEAD DISTRIBUTION | CSC Stores | 79.6 | 2001-12-03 17:06 | John | 1 | 0 | N | N
KLEIN TOOL | 1604-20 | Y | KLEIN TOOL , 1604-20 |  |  | 79.64 | 2001-12-03 17:06 | John | 1 | 0 | N | N
KLEIN TOOL | 1604-20 | Y | KLEIN TOOL , 1604-20 |  |  | 79.75 | 2001-12-03 17:06 | John | 1 | 0 | N | N
KLEIN TOOL | 1604-20 | Y | KLEIN TOOL , 1604-20 |  |  | 80.1 | 2001-12-03 17:06 | John | 1 | 0 | N | N
KLEIN TOOL | 1604-20 | Y | KLEIN TOOL , 1604-20 |  |  | 80.22 | 2001-12-03 17:06 | John | 1 | 0 | N | N
KLEIN TOOL | 1604-20 | Y | KLEIN TOOL , 1604-20 |  |  | 80.54 | 2001-12-03 17:06 | John | 1 | 0 | N | N
KLEIN TOOL | 1604-20 | Y | KLEIN TOOL , 1604-20 |  |  | 81.08 | 2001-12-03 17:06 | John | 1 | 0 | N | N
KLEIN TOOL | 1604-20 | Y | KLEIN TOOL , 1604-20 |  |  | 81.14 | 2001-12-03 17:06 | John | 1 | 0 | N | N
KLEIN TOOL | 1604-20 | Y | KLEIN TOOL , 1604-20 |  |  | 81.3 | 2001-12-03 17:06 | John | 1 | 0 | N | N
KLEIN TOOL | 1604-20 | Y | KLEIN TOOL , 1604-20 |  |  | 81.38 | 2001-12-03 17:06 | John | 1 | 0 | N | N
KLEIN TOOL | 1604-20 | Y | KLEIN TOOL , 1604-20 |  |  | 81.42 | 2001-12-03 17:06 | John | 1 | 0 | N | N
KLEIN TOOL | 1604-20 | Y | KLEIN TOOL , 1604-20 |  |  | 84.34 | 2001-12-03 17:06 | John | 1 | 0 | N | N
KLEIN TOOL | 1604-20 | Y | KLEIN TOOL , 1604-20 |  |  | 86.62 | 2001-12-03 17:06 | John | 1 | 0 | N | N
KLEIN TOOL | 1604-20 | Y | KLEIN TOOL , 1604-20 |  |  | 89.01 | 2001-12-03 17:06 | John | 1 | 0 | N | N
KLEIN TOOL | 1604-20 | Y | KLEIN TOOL , 1604-20 |  |  | 90.95 | 2001-12-03 17:06 | John | 1 | 0 | N | N
KLEIN TOOL | 1604-20 | Y | KLEIN TOOL , 1604-20 |  |  | 97.98 | 2001-12-03 17:06 | John | 1 | 0 | N | N
KLEIN TOOL | 1604-20 | Y | KLEIN TOOL , 1604-20 |  |  | 100.31 | 2001-12-03 17:06 | John | 1 | 0 | N | N
KLEIN TOOL | 1604-20 | Y | KLEIN TOOL , 1604-20 |  |  | 104.46 | 2001-12-03 17:06 | John | 1 | 0 | N | N
KLEIN TOOL | 1604-20 | Y | KLEIN TOOL , 1604-20 |  |  | 104.99 | 2001-12-03 17:06 | John | 1 | 0 | N | N
KLEIN TOOL | 1604-20 | Y | KLEIN TOOL , 1604-20 |  |  | 107.85 | 2001-12-03 17:06 | John | 1 | 0 | N | N
KLEIN TOOL | 1604-20 | Y | KLEIN TOOL , 1604-20 |  |  | 110.8 | 2001-12-03 17:06 | John | 1 | 0 | N | N
KLEIN TOOL | 1604-20 | Y | KLEIN TOOL , 1604-20 |  |  | 111.52 | 2001-12-03 17:06 | John | 1 | 0 | N | N
KLEIN TOOL | 1604-20 | Y | KLEIN TOOL , 1604-20 |  |  | 111.96 | 2001-12-03 17:06 | John | 1 | 0 | N | N
KLEIN TOOL | 1604-20 | Y | KLEIN TOOL , 1604-20 |  |  | 112.52 | 2001-12-03 17:06 | John | 1 | 0 | N | N
KLEIN TOOL | 1604-20 | Y | KLEIN TOOL , 1604-20 |  |  | 112.74 | 2001-12-03 17:06 | John | 1 | 0 | N | N
KLEIN TOOL | 1604-20 | Y | KLEIN TOOL , 1604-20 |  |  | 112.95 | 2001-12-03 17:06 | John | 1 | 0 | N | N
KLEIN TOOL | 1604-20 | Y | KLEIN TOOL , 1604-20 |  |  | 113 | 2001-12-03 17:06 | John | 1 | 0 | N | N
KLEIN TOOL | 1604-20 | Y | KLEIN TOOL , 1604-20 |  |  | 113.02 | 2001-12-03 17:06 | John | 1 | 0 | N | N
KLEIN TOOL | 1604-20 | Y | KLEIN TOOL , 1604-20 |  |  | 125.7 | 2001-12-03 17:06 | John | 1 | 0 | N | N
YALE | LMG 4500 RANGE 8-3/0 | Y | YALE , LMG 4500 RANGE 8-3/0 | JEA OVERHEAD DISTRIBUTION | CSC Stores | 79.6 | 2001-12-03 17:06 | John | 1 | 0 | N | N
YALE | LMG 4500 RANGE 8-3/0 | Y | YALE , LMG 4500 RANGE 8-3/0 |  |  | 79.64 | 2001-12-03 17:06 | John | 1 | 0 | N | N
YALE | LMG 4500 RANGE 8-3/0 | Y | YALE , LMG 4500 RANGE 8-3/0 |  |  | 79.75 | 2001-12-03 17:06 | John | 1 | 0 | N | N
YALE | LMG 4500 RANGE 8-3/0 | Y | YALE , LMG 4500 RANGE 8-3/0 |  |  | 80.1 | 2001-12-03 17:06 | John | 1 | 0 | N | N
YALE | LMG 4500 RANGE 8-3/0 | Y | YALE , LMG 4500 RANGE 8-3/0 |  |  | 80.22 | 2001-12-03 17:06 | John | 1 | 0 | N | N
YALE | LMG 4500 RANGE 8-3/0 | Y | YALE , LMG 4500 RANGE 8-3/0 |  |  | 80.54 | 2001-12-03 17:06 | John | 1 | 0 | N | N
YALE | LMG 4500 RANGE 8-3/0 | Y | YALE , LMG 4500 RANGE 8-3/0 |  |  | 81.08 | 2001-12-03 17:06 | John | 1 | 0 | N | N
YALE | LMG 4500 RANGE 8-3/0 | Y | YALE , LMG 4500 RANGE 8-3/0 |  |  | 81.14 | 2001-12-03 17:06 | John | 1 | 0 | N | N
YALE | LMG 4500 RANGE 8-3/0 | Y | YALE , LMG 4500 RANGE 8-3/0 |  |  | 81.3 | 2001-12-03 17:06 | John | 1 | 0 | N | N
YALE | LMG 4500 RANGE 8-3/0 | Y | YALE , LMG 4500 RANGE 8-3/0 |  |  | 81.38 | 2001-12-03 17:06 | John | 1 | 0 | N | N
YALE | LMG 4500 RANGE 8-3/0 | Y | YALE , LMG 4500 RANGE 8-3/0 |  |  | 81.42 | 2001-12-03 17:06 | John | 1 | 0 | N | N
YALE | LMG 4500 RANGE 8-3/0 | Y | YALE , LMG 4500 RANGE 8-3/0 |  |  | 84.34 | 2001-12-03 17:06 | John | 1 | 0 | N | N
YALE | LMG 4500 RANGE 8-3/0 | Y | YALE , LMG 4500 RANGE 8-3/0 |  |  | 86.62 | 2001-12-03 17:06 | John | 1 | 0 | N | N
YALE | LMG 4500 RANGE 8-3/0 | Y | YALE , LMG 4500 RANGE 8-3/0 |  |  | 89.01 | 2001-12-03 17:06 | John | 1 | 0 | N | N
YALE | LMG 4500 RANGE 8-3/0 | Y | YALE , LMG 4500 RANGE 8-3/0 |  |  | 90.95 | 2001-12-03 17:06 | John | 1 | 0 | N | N
YALE | LMG 4500 RANGE 8-3/0 | Y | YALE , LMG 4500 RANGE 8-3/0 |  |  | 97.98 | 2001-12-03 17:06 | John | 1 | 0 | N | N
YALE | LMG 4500 RANGE 8-3/0 | Y | YALE , LMG 4500 RANGE 8-3/0 |  |  | 100.31 | 2001-12-03 17:06 | John | 1 | 0 | N | N
YALE | LMG 4500 RANGE 8-3/0 | Y | YALE , LMG 4500 RANGE 8-3/0 |  |  | 104.46 | 2001-12-03 17:06 | John | 1 | 0 | N | N
YALE | LMG 4500 RANGE 8-3/0 | Y | YALE , LMG 4500 RANGE 8-3/0 |  |  | 104.99 | 2001-12-03 17:06 | John | 1 | 0 | N | N
YALE | LMG 4500 RANGE 8-3/0 | Y | YALE , LMG 4500 RANGE 8-3/0 |  |  | 107.85 | 2001-12-03 17:06 | John | 1 | 0 | N | N
YALE | LMG 4500 RANGE 8-3/0 | Y | YALE , LMG 4500 RANGE 8-3/0 |  |  | 110.8 | 2001-12-03 17:06 | John | 1 | 0 | N | N
YALE | LMG 4500 RANGE 8-3/0 | Y | YALE , LMG 4500 RANGE 8-3/0 |  |  | 111.52 | 2001-12-03 17:06 | John | 1 | 0 | N | N
YALE | LMG 4500 RANGE 8-3/0 | Y | YALE , LMG 4500 RANGE 8-3/0 |  |  | 111.96 | 2001-12-03 17:06 | John | 1 | 0 | N | N
YALE | LMG 4500 RANGE 8-3/0 | Y | YALE , LMG 4500 RANGE 8-3/0 |  |  | 112.52 | 2001-12-03 17:06 | John | 1 | 0 | N | N
YALE | LMG 4500 RANGE 8-3/0 | Y | YALE , LMG 4500 RANGE 8-3/0 |  |  | 112.74 | 2001-12-03 17:06 | John | 1 | 0 | N | N
YALE | LMG 4500 RANGE 8-3/0 | Y | YALE , LMG 4500 RANGE 8-3/0 |  |  | 112.95 | 2001-12-03 17:06 | John | 1 | 0 | N | N
YALE | LMG 4500 RANGE 8-3/0 | Y | YALE , LMG 4500 RANGE 8-3/0 |  |  | 113 | 2001-12-03 17:06 | John | 1 | 0 | N | N
YALE | LMG 4500 RANGE 8-3/0 | Y | YALE , LMG 4500 RANGE 8-3/0 |  |  | 113.02 | 2001-12-03 17:06 | John | 1 | 0 | N | N
YALE | LMG 4500 RANGE 8-3/0 | Y | YALE , LMG 4500 RANGE 8-3/0 |  |  | 125.7 | 2001-12-03 17:06 | John | 1 | 0 | N | N
ELASTIMOLD | 35MTG-JB7504221 W/ CS420 | Y | ELASTIMOLD , 35MTG-JB7504221 W/ CS420 | JEA OVERHEAD DISTRIBUTION | CSC Stores | 104.72 | 2002-05-08 15:40 | Anjanece | 1 | 0 | #VALUE! | #VALUE!
ELASTIMOLD | 35MTG-JB7504221 W/ CS420 | Y | ELASTIMOLD , 35MTG-JB7504221 W/ CS420 |  |  | 265.43 | 2002-05-08 15:40 | Anjanece | 1 | 0 | #VALUE! | #VALUE!
ELASTIMOLD | 35MTG-JB7504221 W/ CS420 | Y | ELASTIMOLD , 35MTG-JB7504221 W/ CS420 |  |  | 268.74 | 2002-05-08 15:40 | Anjanece | 1 | 0 | #VALUE! | #VALUE!
ELASTIMOLD | 35MTG-JB7504221 W/ CS420 | Y | ELASTIMOLD , 35MTG-JB7504221 W/ CS420 |  |  | 298.6 | 2002-05-08 15:40 | Anjanece | 1 | 0 | #VALUE! | #VALUE!
ELASTIMOLD | 35MTG-JB7504221 W/ CS420 | Y | ELASTIMOLD , 35MTG-JB7504221 W/ CS420 |  |  | 428 | 2002-05-08 15:40 | Anjanece | 1 | 0 | #VALUE! | #VALUE!
ELASTIMOLD | 35MTG-JB7504221 W/ CS420 | Y | ELASTIMOLD , 35MTG-JB7504221 W/ CS420 |  |  | 436.5 | 2002-05-08 15:40 | Anjanece | 1 | 0 | #VALUE! | #VALUE!
ELASTIMOLD | 35MTG-JB7504221 W/ CS420 | Y | ELASTIMOLD , 35MTG-JB7504221 W/ CS420 |  |  | 452.58 | 2002-05-08 15:40 | Anjanece | 1 | 0 | #VALUE! | #VALUE!
MMM/3M | 7655-S-HSG-4-S-L-MBAF | Y | MMM/3M , 7655-S-HSG-4-S-L-MBAF | JEA OVERHEAD DISTRIBUTION | CSC Stores | 104.72 | 2002-05-08 15:40 | Anjanece | 1 | 0 | #VALUE! | #VALUE!
MMM/3M | 7655-S-HSG-4-S-L-MBAF | Y | MMM/3M , 7655-S-HSG-4-S-L-MBAF |  |  | 265.43 | 2002-05-08 15:40 | Anjanece | 1 | 0 | #VALUE! | #VALUE!
MMM/3M | 7655-S-HSG-4-S-L-MBAF | Y | MMM/3M , 7655-S-HSG-4-S-L-MBAF |  |  | 268.74 | 2002-05-08 15:40 | Anjanece | 1 | 0 | #VALUE! | #VALUE!
MMM/3M | 7655-S-HSG-4-S-L-MBAF | Y | MMM/3M , 7655-S-HSG-4-S-L-MBAF |  |  | 298.6 | 2002-05-08 15:40 | Anjanece | 1 | 0 | #VALUE! | #VALUE!
MMM/3M | 7655-S-HSG-4-S-L-MBAF | Y | MMM/3M , 7655-S-HSG-4-S-L-MBAF |  |  | 428 | 2002-05-08 15:40 | Anjanece | 1 | 0 | #VALUE! | #VALUE!
MMM/3M | 7655-S-HSG-4-S-L-MBAF | Y | MMM/3M , 7655-S-HSG-4-S-L-MBAF |  |  | 436.5 | 2002-05-08 15:40 | Anjanece | 1 | 0 | #VALUE! | #VALUE!
MMM/3M | 7655-S-HSG-4-S-L-MBAF | Y | MMM/3M , 7655-S-HSG-4-S-L-MBAF |  |  | 452.58 | 2002-05-08 15:40 | Anjanece | 1 | 0 | #VALUE! | #VALUE!
ELASTIMOLD | 35MTG-GH10-10-4-CS420 | Y | ELASTIMOLD , 35MTG-GH10-10-4-CS420 | JEA UNDERGROUND DISTRIBUTION | CSC Stores | 60.4 | 2001-12-17 10:19 | Anjanece | 1 | 350 | #VALUE! | #VALUE!
ELASTIMOLD | 35MTG-GH10-10-4-CS420 | Y | ELASTIMOLD , 35MTG-GH10-10-4-CS420 |  |  | 60.53 | 2001-12-17 10:19 | Anjanece | 1 | 350 | #VALUE! | #VALUE!
ELASTIMOLD | 35MTG-GH10-10-4-CS420 | Y | ELASTIMOLD , 35MTG-GH10-10-4-CS420 |  |  | 60.56 | 2001-12-17 10:19 | Anjanece | 1 | 350 | #VALUE! | #VALUE!
ELASTIMOLD | 35MTG-GH10-10-4-CS420 | Y | ELASTIMOLD , 35MTG-GH10-10-4-CS420 |  |  | 60.8 | 2001-12-17 10:19 | Anjanece | 1 | 350 | #VALUE! | #VALUE!
ELASTIMOLD | 35MTG-GH10-10-4-CS420 | Y | ELASTIMOLD , 35MTG-GH10-10-4-CS420 |  |  | 63.66 | 2001-12-17 10:19 | Anjanece | 1 | 350 | #VALUE! | #VALUE!
ELASTIMOLD | 35MTG-GH10-10-4-CS420 | Y | ELASTIMOLD , 35MTG-GH10-10-4-CS420 |  |  | 64.24 | 2001-12-17 10:19 | Anjanece | 1 | 350 | #VALUE! | #VALUE!
ELASTIMOLD | 35MTG-GH10-10-4-CS420 | Y | ELASTIMOLD , 35MTG-GH10-10-4-CS420 |  |  | 65.08 | 2001-12-17 10:19 | Anjanece | 1 | 350 | #VALUE! | #VALUE!
ELASTIMOLD | 35MTG-GH10-10-4-CS420 | Y | ELASTIMOLD , 35MTG-GH10-10-4-CS420 |  |  | 65.42 | 2001-12-17 10:19 | Anjanece | 1 | 350 | #VALUE! | #VALUE!
ELASTIMOLD | 35MTG-GH10-10-4-CS420 | Y | ELASTIMOLD , 35MTG-GH10-10-4-CS420 |  |  | 65.43 | 2001-12-17 10:19 | Anjanece | 1 | 350 | #VALUE! | #VALUE!
ELASTIMOLD | 35MTG-GH10-10-4-CS420 | Y | ELASTIMOLD , 35MTG-GH10-10-4-CS420 |  |  | 65.44 | 2001-12-17 10:19 | Anjanece | 1 | 350 | #VALUE! | #VALUE!
ELASTIMOLD | 35MTG-GH10-10-4-CS420 | Y | ELASTIMOLD , 35MTG-GH10-10-4-CS420 |  |  | 65.47 | 2001-12-17 10:19 | Anjanece | 1 | 350 | #VALUE! | #VALUE!
ELASTIMOLD | 35MTG-GH10-10-4-CS420 | Y | ELASTIMOLD , 35MTG-GH10-10-4-CS420 |  |  | 65.56 | 2001-12-17 10:19 | Anjanece | 1 | 350 | #VALUE! | #VALUE!
ELASTIMOLD | 35MTG-GH10-10-4-CS420 | Y | ELASTIMOLD , 35MTG-GH10-10-4-CS420 |  |  | 65.83 | 2001-12-17 10:19 | Anjanece | 1 | 350 | #VALUE! | #VALUE!
ELASTIMOLD | 35MTG-GH10-10-4-CS420 | Y | ELASTIMOLD , 35MTG-GH10-10-4-CS420 |  |  | 65.89 | 2001-12-17 10:19 | Anjanece | 1 | 350 | #VALUE! | #VALUE!
ELASTIMOLD | 35MTG-GH10-10-4-CS420 | Y | ELASTIMOLD , 35MTG-GH10-10-4-CS420 |  |  | 66.04 | 2001-12-17 10:19 | Anjanece | 1 | 350 | #VALUE! | #VALUE!
ELASTIMOLD | 35MTG-GH10-10-4-CS420 | Y | ELASTIMOLD , 35MTG-GH10-10-4-CS420 |  |  | 66.06 | 2001-12-17 10:19 | Anjanece | 1 | 350 | #VALUE! | #VALUE!
ELASTIMOLD | 35MTG-GH10-10-4-CS420 | Y | ELASTIMOLD , 35MTG-GH10-10-4-CS420 |  |  | 66.08 | 2001-12-17 10:19 | Anjanece | 1 | 350 | #VALUE! | #VALUE!
ELASTIMOLD | 35MTG-GH10-10-4-CS420 | Y | ELASTIMOLD , 35MTG-GH10-10-4-CS420 |  |  | 66.12 | 2001-12-17 10:19 | Anjanece | 1 | 350 | #VALUE! | #VALUE!
ELASTIMOLD | 35MTG-GH10-10-4-CS420 | Y | ELASTIMOLD , 35MTG-GH10-10-4-CS420 |  |  | 67.57 | 2001-12-17 10:19 | Anjanece | 1 | 350 | #VALUE! | #VALUE!
ELASTIMOLD | 35MTG-GH10-10-4-CS420 | Y | ELASTIMOLD , 35MTG-GH10-10-4-CS420 |  |  | 67.8 | 2001-12-17 10:19 | Anjanece | 1 | 350 | #VALUE! | #VALUE!
ELASTIMOLD | 35MTG-GH10-10-4-CS420 | Y | ELASTIMOLD , 35MTG-GH10-10-4-CS420 |  |  | 67.96 | 2001-12-17 10:19 | Anjanece | 1 | 350 | #VALUE! | #VALUE!
ELASTIMOLD | 35MTG-GH10-10-4-CS420 | Y | ELASTIMOLD , 35MTG-GH10-10-4-CS420 |  |  | 68.02 | 2001-12-17 10:19 | Anjanece | 1 | 350 | #VALUE! | #VALUE!
ELASTIMOLD | 35MTG-GH10-10-4-CS420 | Y | ELASTIMOLD , 35MTG-GH10-10-4-CS420 |  |  | 68.03 | 2001-12-17 10:19 | Anjanece | 1 | 350 | #VALUE! | #VALUE!
ELASTIMOLD | 35MTG-GH10-10-4-CS420 | Y | ELASTIMOLD , 35MTG-GH10-10-4-CS420 |  |  | 68.04 | 2001-12-17 10:19 | Anjanece | 1 | 350 | #VALUE! | #VALUE!
ELASTIMOLD | 35MTG-GH10-10-4-CS420 | Y | ELASTIMOLD , 35MTG-GH10-10-4-CS420 |  |  | 69.94 | 2001-12-17 10:19 | Anjanece | 1 | 350 | #VALUE! | #VALUE!
ELASTIMOLD | 35MTG-GH10-10-4-CS420 | Y | ELASTIMOLD , 35MTG-GH10-10-4-CS420 |  |  | 70.49 | 2001-12-17 10:19 | Anjanece | 1 | 350 | #VALUE! | #VALUE!
ELASTIMOLD | 35MTG-GH10-10-4-CS420 | Y | ELASTIMOLD , 35MTG-GH10-10-4-CS420 |  |  | 70.52 | 2001-12-17 10:19 | Anjanece | 1 | 350 | #VALUE! | #VALUE!
ELASTIMOLD | 35MTG-GH10-10-4-CS420 | Y | ELASTIMOLD , 35MTG-GH10-10-4-CS420 |  |  | 71.09 | 2001-12-17 10:19 | Anjanece | 1 | 350 | #VALUE! | #VALUE!
ELASTIMOLD | 35MTG-GH10-10-4-CS420 | Y | ELASTIMOLD , 35MTG-GH10-10-4-CS420 |  |  | 71.19 | 2001-12-17 10:19 | Anjanece | 1 | 350 | #VALUE! | #VALUE!
ELASTIMOLD | 35MTG-GH10-10-4-CS420 | Y | ELASTIMOLD , 35MTG-GH10-10-4-CS420 |  |  | 71.45 | 2001-12-17 10:19 | Anjanece | 1 | 350 | #VALUE! | #VALUE!
ELASTIMOLD | 35MTG-GH10-10-4-CS420 | Y | ELASTIMOLD , 35MTG-GH10-10-4-CS420 |  |  | 71.98 | 2001-12-17 10:19 | Anjanece | 1 | 350 | #VALUE! | #VALUE!
ELASTIMOLD | 35MTG-GH10-10-4-CS420 | Y | ELASTIMOLD , 35MTG-GH10-10-4-CS420 |  |  | 72.77 | 2001-12-17 10:19 | Anjanece | 1 | 350 | #VALUE! | #VALUE!
ELASTIMOLD | 35MTG-GH10-10-4-CS420 | Y | ELASTIMOLD , 35MTG-GH10-10-4-CS420 |  |  | 72.94 | 2001-12-17 10:19 | Anjanece | 1 | 350 | #VALUE! | #VALUE!
ELASTIMOLD | 35MTG-GH10-10-4-CS420 | Y | ELASTIMOLD , 35MTG-GH10-10-4-CS420 |  |  | 73.06 | 2001-12-17 10:19 | Anjanece | 1 | 350 | #VALUE! | #VALUE!
ELASTIMOLD | 35MTG-GH10-10-4-CS420 | Y | ELASTIMOLD , 35MTG-GH10-10-4-CS420 |  |  | 73.14 | 2001-12-17 10:19 | Anjanece | 1 | 350 | #VALUE! | #VALUE!
ELASTIMOLD | 35MTG-GH10-10-4-CS420 | Y | ELASTIMOLD , 35MTG-GH10-10-4-CS420 |  |  | 73.21 | 2001-12-17 10:19 | Anjanece | 1 | 350 | #VALUE! | #VALUE!
ELASTIMOLD | 35MTG-GH10-10-4-CS420 | Y | ELASTIMOLD , 35MTG-GH10-10-4-CS420 |  |  | 73.26 | 2001-12-17 10:19 | Anjanece | 1 | 350 | #VALUE! | #VALUE!
ELASTIMOLD | 35MTG-GH10-10-4-CS420 | Y | ELASTIMOLD , 35MTG-GH10-10-4-CS420 |  |  | 80.01 | 2001-12-17 10:19 | Anjanece | 1 | 350 | #VALUE! | #VALUE!
ELASTIMOLD | 35MTG-GH10-10-4-CS420 | Y | ELASTIMOLD , 35MTG-GH10-10-4-CS420 |  |  | 82.33 | 2001-12-17 10:19 | Anjanece | 1 | 350 | #VALUE! | #VALUE!
ELASTIMOLD | 35MTG-GH10-10-4-CS420 | Y | ELASTIMOLD , 35MTG-GH10-10-4-CS420 |  |  | 83.67 | 2001-12-17 10:19 | Anjanece | 1 | 350 | #VALUE! | #VALUE!
ELASTIMOLD | 35MTG-GH10-10-4-CS420 | Y | ELASTIMOLD , 35MTG-GH10-10-4-CS420 |  |  | 99.82 | 2001-12-17 10:19 | Anjanece | 1 | 350 | #VALUE! | #VALUE!
ELASTIMOLD | 35MTG-GH10-10-4-CS420 | Y | ELASTIMOLD , 35MTG-GH10-10-4-CS420 |  |  | 103.47 | 2001-12-17 10:19 | Anjanece | 1 | 350 | #VALUE! | #VALUE!
ELASTIMOLD | 35MTG-GH10-10-4-CS420 | Y | ELASTIMOLD , 35MTG-GH10-10-4-CS420 |  |  | 104.17 | 2001-12-17 10:19 | Anjanece | 1 | 350 | #VALUE! | #VALUE!
ELASTIMOLD | 35MTG-GH10-10-4-CS420 | Y | ELASTIMOLD , 35MTG-GH10-10-4-CS420 |  |  | 106.32 | 2001-12-17 10:19 | Anjanece | 1 | 350 | #VALUE! | #VALUE!
ELASTIMOLD | 35MTG-GH10-10-4-CS420 | Y | ELASTIMOLD , 35MTG-GH10-10-4-CS420 |  |  | 106.89 | 2001-12-17 10:19 | Anjanece | 1 | 350 | #VALUE! | #VALUE!
ELASTIMOLD | 35MTG-GH10-10-4-CS420 | Y | ELASTIMOLD , 35MTG-GH10-10-4-CS420 |  |  | 107.87 | 2001-12-17 10:19 | Anjanece | 1 | 350 | #VALUE! | #VALUE!
ELASTIMOLD | 35MTG-GH10-10-4-CS420 | Y | ELASTIMOLD , 35MTG-GH10-10-4-CS420 |  |  | 108.65 | 2001-12-17 10:19 | Anjanece | 1 | 350 | #VALUE! | #VALUE!
ELASTIMOLD | 35MTG-GH10-10-4-CS420 | Y | ELASTIMOLD , 35MTG-GH10-10-4-CS420 |  |  | 109.61 | 2001-12-17 10:19 | Anjanece | 1 | 350 | #VALUE! | #VALUE!
ELASTIMOLD | 35MTG-GH10-10-4-CS420 | Y | ELASTIMOLD , 35MTG-GH10-10-4-CS420 |  |  | 110.25 | 2001-12-17 10:19 | Anjanece | 1 | 350 | #VALUE! | #VALUE!
ELASTIMOLD | 35MTG-GH10-10-4-CS420 | Y | ELASTIMOLD , 35MTG-GH10-10-4-CS420 |  |  | 116.99 | 2001-12-17 10:19 | Anjanece | 1 | 350 | #VALUE! | #VALUE!
ELASTIMOLD | 35MTG-GH10-10-4-CS420 | Y | ELASTIMOLD , 35MTG-GH10-10-4-CS420 |  |  | 121.49 | 2001-12-17 10:19 | Anjanece | 1 | 350 | #VALUE! | #VALUE!
ELASTIMOLD | 35MTG-GH10-10-4-CS420 | Y | ELASTIMOLD , 35MTG-GH10-10-4-CS420 |  |  | 125.34 | 2001-12-17 10:19 | Anjanece | 1 | 350 | #VALUE! | #VALUE!
ELASTIMOLD | 35MTG-GH10-10-4-CS420 | Y | ELASTIMOLD , 35MTG-GH10-10-4-CS420 |  |  | 128.36 | 2001-12-17 10:19 | Anjanece | 1 | 350 | #VALUE! | #VALUE!
ELASTIMOLD | 35MTG-GH10-10-4-CS420 | Y | ELASTIMOLD , 35MTG-GH10-10-4-CS420 |  |  | 130.23 | 2001-12-17 10:19 | Anjanece | 1 | 350 | #VALUE! | #VALUE!
ELASTIMOLD | 35MTG-GH10-10-4-CS420 | Y | ELASTIMOLD , 35MTG-GH10-10-4-CS420 |  |  | 130.43 | 2001-12-17 10:19 | Anjanece | 1 | 350 | #VALUE! | #VALUE!
ELASTIMOLD | 35MTG-GH10-10-4-CS420 | Y | ELASTIMOLD , 35MTG-GH10-10-4-CS420 |  |  | 130.71 | 2001-12-17 10:19 | Anjanece | 1 | 350 | #VALUE! | #VALUE!
ELASTIMOLD | 35MTG-GH10-10-4-CS420 | Y | ELASTIMOLD , 35MTG-GH10-10-4-CS420 |  |  | 130.99 | 2001-12-17 10:19 | Anjanece | 1 | 350 | #VALUE! | #VALUE!
ELASTIMOLD | 35MTG-GH10-10-4-CS420 | Y | ELASTIMOLD , 35MTG-GH10-10-4-CS420 |  |  | 132.42 | 2001-12-17 10:19 | Anjanece | 1 | 350 | #VALUE! | #VALUE!
ELASTIMOLD | 35MTG-GH10-10-4-CS420 | Y | ELASTIMOLD , 35MTG-GH10-10-4-CS420 |  |  | 132.97 | 2001-12-17 10:19 | Anjanece | 1 | 350 | #VALUE! | #VALUE!
ELASTIMOLD | 35MTG-GH10-10-4-CS420 | Y | ELASTIMOLD , 35MTG-GH10-10-4-CS420 |  |  | 133.5 | 2001-12-17 10:19 | Anjanece | 1 | 350 | #VALUE! | #VALUE!
ELASTIMOLD | 35MTG-GH10-10-4-CS420 | Y | ELASTIMOLD , 35MTG-GH10-10-4-CS420 |  |  | 134.58 | 2001-12-17 10:19 | Anjanece | 1 | 350 | #VALUE! | #VALUE!
ELASTIMOLD | 35MTG-GH10-10-4-CS420 | Y | ELASTIMOLD , 35MTG-GH10-10-4-CS420 |  |  | 135.42 | 2001-12-17 10:19 | Anjanece | 1 | 350 | #VALUE! | #VALUE!
ELASTIMOLD | 35MTG-GH10-10-4-CS420 | Y | ELASTIMOLD , 35MTG-GH10-10-4-CS420 |  |  | 135.94 | 2001-12-17 10:19 | Anjanece | 1 | 350 | #VALUE! | #VALUE!
ELASTIMOLD | 35MTG-GH10-10-4-CS420 | Y | ELASTIMOLD , 35MTG-GH10-10-4-CS420 |  |  | 136.34 | 2001-12-17 10:19 | Anjanece | 1 | 350 | #VALUE! | #VALUE!
ELASTIMOLD | 35MTG-GH10-10-4-CS420 | Y | ELASTIMOLD , 35MTG-GH10-10-4-CS420 |  |  | 136.66 | 2001-12-17 10:19 | Anjanece | 1 | 350 | #VALUE! | #VALUE!
ELASTIMOLD | 35MTG-GH10-10-4-CS420 | Y | ELASTIMOLD , 35MTG-GH10-10-4-CS420 |  | Storm Stores | 0 | 2019-07-29 09:47 | Anjanece | 1 | 350 | #VALUE! | #VALUE!
ELASTIMOLD | 35MTG-GH10-10-4-CS420 | Y | ELASTIMOLD , 35MTG-GH10-10-4-CS420 |  |  | 71.62 | 2019-07-29 09:47 | Anjanece | 1 | 350 | #VALUE! | #VALUE!
ELASTIMOLD | 35MTG-GH10-10-4-CS420 | Y | ELASTIMOLD , 35MTG-GH10-10-4-CS420 |  |  | 80.41 | 2019-07-29 09:47 | Anjanece | 1 | 350 | #VALUE! | #VALUE!
ELASTIMOLD | 35MTG-GH10-10-4-CS420 | Y | ELASTIMOLD , 35MTG-GH10-10-4-CS420 |  |  | 105.04 | 2019-07-29 09:47 | Anjanece | 1 | 350 | #VALUE! | #VALUE!
MMM/3M | 5646-1/0SP-MBAF-JEA | Y | MMM/3M , 5646-1/0SP-MBAF-JEA | JEA UNDERGROUND DISTRIBUTION | CSC Stores | 60.4 | 2001-12-17 10:19 | Anjanece | 1 | 350 | #VALUE! | #VALUE!
MMM/3M | 5646-1/0SP-MBAF-JEA | Y | MMM/3M , 5646-1/0SP-MBAF-JEA |  |  | 60.53 | 2001-12-17 10:19 | Anjanece | 1 | 350 | #VALUE! | #VALUE!
MMM/3M | 5646-1/0SP-MBAF-JEA | Y | MMM/3M , 5646-1/0SP-MBAF-JEA |  |  | 60.56 | 2001-12-17 10:19 | Anjanece | 1 | 350 | #VALUE! | #VALUE!
MMM/3M | 5646-1/0SP-MBAF-JEA | Y | MMM/3M , 5646-1/0SP-MBAF-JEA |  |  | 60.8 | 2001-12-17 10:19 | Anjanece | 1 | 350 | #VALUE! | #VALUE!
MMM/3M | 5646-1/0SP-MBAF-JEA | Y | MMM/3M , 5646-1/0SP-MBAF-JEA |  |  | 63.66 | 2001-12-17 10:19 | Anjanece | 1 | 350 | #VALUE! | #VALUE!
MMM/3M | 5646-1/0SP-MBAF-JEA | Y | MMM/3M , 5646-1/0SP-MBAF-JEA |  |  | 64.24 | 2001-12-17 10:19 | Anjanece | 1 | 350 | #VALUE! | #VALUE!
MMM/3M | 5646-1/0SP-MBAF-JEA | Y | MMM/3M , 5646-1/0SP-MBAF-JEA |  |  | 65.08 | 2001-12-17 10:19 | Anjanece | 1 | 350 | #VALUE! | #VALUE!
MMM/3M | 5646-1/0SP-MBAF-JEA | Y | MMM/3M , 5646-1/0SP-MBAF-JEA |  |  | 65.42 | 2001-12-17 10:19 | Anjanece | 1 | 350 | #VALUE! | #VALUE!
MMM/3M | 5646-1/0SP-MBAF-JEA | Y | MMM/3M , 5646-1/0SP-MBAF-JEA |  |  | 65.43 | 2001-12-17 10:19 | Anjanece | 1 | 350 | #VALUE! | #VALUE!
MMM/3M | 5646-1/0SP-MBAF-JEA | Y | MMM/3M , 5646-1/0SP-MBAF-JEA |  |  | 65.44 | 2001-12-17 10:19 | Anjanece | 1 | 350 | #VALUE! | #VALUE!
MMM/3M | 5646-1/0SP-MBAF-JEA | Y | MMM/3M , 5646-1/0SP-MBAF-JEA |  |  | 65.47 | 2001-12-17 10:19 | Anjanece | 1 | 350 | #VALUE! | #VALUE!
MMM/3M | 5646-1/0SP-MBAF-JEA | Y | MMM/3M , 5646-1/0SP-MBAF-JEA |  |  | 65.56 | 2001-12-17 10:19 | Anjanece | 1 | 350 | #VALUE! | #VALUE!
MMM/3M | 5646-1/0SP-MBAF-JEA | Y | MMM/3M , 5646-1/0SP-MBAF-JEA |  |  | 65.83 | 2001-12-17 10:19 | Anjanece | 1 | 350 | #VALUE! | #VALUE!
MMM/3M | 5646-1/0SP-MBAF-JEA | Y | MMM/3M , 5646-1/0SP-MBAF-JEA |  |  | 65.89 | 2001-12-17 10:19 | Anjanece | 1 | 350 | #VALUE! | #VALUE!
MMM/3M | 5646-1/0SP-MBAF-JEA | Y | MMM/3M , 5646-1/0SP-MBAF-JEA |  |  | 66.04 | 2001-12-17 10:19 | Anjanece | 1 | 350 | #VALUE! | #VALUE!
MMM/3M | 5646-1/0SP-MBAF-JEA | Y | MMM/3M , 5646-1/0SP-MBAF-JEA |  |  | 66.06 | 2001-12-17 10:19 | Anjanece | 1 | 350 | #VALUE! | #VALUE!
MMM/3M | 5646-1/0SP-MBAF-JEA | Y | MMM/3M , 5646-1/0SP-MBAF-JEA |  |  | 66.08 | 2001-12-17 10:19 | Anjanece | 1 | 350 | #VALUE! | #VALUE!
MMM/3M | 5646-1/0SP-MBAF-JEA | Y | MMM/3M , 5646-1/0SP-MBAF-JEA |  |  | 66.12 | 2001-12-17 10:19 | Anjanece | 1 | 350 | #VALUE! | #VALUE!
MMM/3M | 5646-1/0SP-MBAF-JEA | Y | MMM/3M , 5646-1/0SP-MBAF-JEA |  |  | 67.57 | 2001-12-17 10:19 | Anjanece | 1 | 350 | #VALUE! | #VALUE!
MMM/3M | 5646-1/0SP-MBAF-JEA | Y | MMM/3M , 5646-1/0SP-MBAF-JEA |  |  | 67.8 | 2001-12-17 10:19 | Anjanece | 1 | 350 | #VALUE! | #VALUE!
MMM/3M | 5646-1/0SP-MBAF-JEA | Y | MMM/3M , 5646-1/0SP-MBAF-JEA |  |  | 67.96 | 2001-12-17 10:19 | Anjanece | 1 | 350 | #VALUE! | #VALUE!
MMM/3M | 5646-1/0SP-MBAF-JEA | Y | MMM/3M , 5646-1/0SP-MBAF-JEA |  |  | 68.02 | 2001-12-17 10:19 | Anjanece | 1 | 350 | #VALUE! | #VALUE!
MMM/3M | 5646-1/0SP-MBAF-JEA | Y | MMM/3M , 5646-1/0SP-MBAF-JEA |  |  | 68.03 | 2001-12-17 10:19 | Anjanece | 1 | 350 | #VALUE! | #VALUE!
MMM/3M | 5646-1/0SP-MBAF-JEA | Y | MMM/3M , 5646-1/0SP-MBAF-JEA |  |  | 68.04 | 2001-12-17 10:19 | Anjanece | 1 | 350 | #VALUE! | #VALUE!
MMM/3M | 5646-1/0SP-MBAF-JEA | Y | MMM/3M , 5646-1/0SP-MBAF-JEA |  |  | 69.94 | 2001-12-17 10:19 | Anjanece | 1 | 350 | #VALUE! | #VALUE!
MMM/3M | 5646-1/0SP-MBAF-JEA | Y | MMM/3M , 5646-1/0SP-MBAF-JEA |  |  | 70.49 | 2001-12-17 10:19 | Anjanece | 1 | 350 | #VALUE! | #VALUE!
MMM/3M | 5646-1/0SP-MBAF-JEA | Y | MMM/3M , 5646-1/0SP-MBAF-JEA |  |  | 70.52 | 2001-12-17 10:19 | Anjanece | 1 | 350 | #VALUE! | #VALUE!
MMM/3M | 5646-1/0SP-MBAF-JEA | Y | MMM/3M , 5646-1/0SP-MBAF-JEA |  |  | 71.09 | 2001-12-17 10:19 | Anjanece | 1 | 350 | #VALUE! | #VALUE!
MMM/3M | 5646-1/0SP-MBAF-JEA | Y | MMM/3M , 5646-1/0SP-MBAF-JEA |  |  | 71.19 | 2001-12-17 10:19 | Anjanece | 1 | 350 | #VALUE! | #VALUE!
MMM/3M | 5646-1/0SP-MBAF-JEA | Y | MMM/3M , 5646-1/0SP-MBAF-JEA |  |  | 71.45 | 2001-12-17 10:19 | Anjanece | 1 | 350 | #VALUE! | #VALUE!
MMM/3M | 5646-1/0SP-MBAF-JEA | Y | MMM/3M , 5646-1/0SP-MBAF-JEA |  |  | 71.98 | 2001-12-17 10:19 | Anjanece | 1 | 350 | #VALUE! | #VALUE!
MMM/3M | 5646-1/0SP-MBAF-JEA | Y | MMM/3M , 5646-1/0SP-MBAF-JEA |  |  | 72.77 | 2001-12-17 10:19 | Anjanece | 1 | 350 | #VALUE! | #VALUE!
MMM/3M | 5646-1/0SP-MBAF-JEA | Y | MMM/3M , 5646-1/0SP-MBAF-JEA |  |  | 72.94 | 2001-12-17 10:19 | Anjanece | 1 | 350 | #VALUE! | #VALUE!
MMM/3M | 5646-1/0SP-MBAF-JEA | Y | MMM/3M , 5646-1/0SP-MBAF-JEA |  |  | 73.06 | 2001-12-17 10:19 | Anjanece | 1 | 350 | #VALUE! | #VALUE!
MMM/3M | 5646-1/0SP-MBAF-JEA | Y | MMM/3M , 5646-1/0SP-MBAF-JEA |  |  | 73.14 | 2001-12-17 10:19 | Anjanece | 1 | 350 | #VALUE! | #VALUE!
MMM/3M | 5646-1/0SP-MBAF-JEA | Y | MMM/3M , 5646-1/0SP-MBAF-JEA |  |  | 73.21 | 2001-12-17 10:19 | Anjanece | 1 | 350 | #VALUE! | #VALUE!
MMM/3M | 5646-1/0SP-MBAF-JEA | Y | MMM/3M , 5646-1/0SP-MBAF-JEA |  |  | 73.26 | 2001-12-17 10:19 | Anjanece | 1 | 350 | #VALUE! | #VALUE!
MMM/3M | 5646-1/0SP-MBAF-JEA | Y | MMM/3M , 5646-1/0SP-MBAF-JEA |  |  | 80.01 | 2001-12-17 10:19 | Anjanece | 1 | 350 | #VALUE! | #VALUE!
MMM/3M | 5646-1/0SP-MBAF-JEA | Y | MMM/3M , 5646-1/0SP-MBAF-JEA |  |  | 82.33 | 2001-12-17 10:19 | Anjanece | 1 | 350 | #VALUE! | #VALUE!
MMM/3M | 5646-1/0SP-MBAF-JEA | Y | MMM/3M , 5646-1/0SP-MBAF-JEA |  |  | 83.67 | 2001-12-17 10:19 | Anjanece | 1 | 350 | #VALUE! | #VALUE!
MMM/3M | 5646-1/0SP-MBAF-JEA | Y | MMM/3M , 5646-1/0SP-MBAF-JEA |  |  | 99.82 | 2001-12-17 10:19 | Anjanece | 1 | 350 | #VALUE! | #VALUE!
MMM/3M | 5646-1/0SP-MBAF-JEA | Y | MMM/3M , 5646-1/0SP-MBAF-JEA |  |  | 103.47 | 2001-12-17 10:19 | Anjanece | 1 | 350 | #VALUE! | #VALUE!
MMM/3M | 5646-1/0SP-MBAF-JEA | Y | MMM/3M , 5646-1/0SP-MBAF-JEA |  |  | 104.17 | 2001-12-17 10:19 | Anjanece | 1 | 350 | #VALUE! | #VALUE!
MMM/3M | 5646-1/0SP-MBAF-JEA | Y | MMM/3M , 5646-1/0SP-MBAF-JEA |  |  | 106.32 | 2001-12-17 10:19 | Anjanece | 1 | 350 | #VALUE! | #VALUE!
MMM/3M | 5646-1/0SP-MBAF-JEA | Y | MMM/3M , 5646-1/0SP-MBAF-JEA |  |  | 106.89 | 2001-12-17 10:19 | Anjanece | 1 | 350 | #VALUE! | #VALUE!
MMM/3M | 5646-1/0SP-MBAF-JEA | Y | MMM/3M , 5646-1/0SP-MBAF-JEA |  |  | 107.87 | 2001-12-17 10:19 | Anjanece | 1 | 350 | #VALUE! | #VALUE!
MMM/3M | 5646-1/0SP-MBAF-JEA | Y | MMM/3M , 5646-1/0SP-MBAF-JEA |  |  | 108.65 | 2001-12-17 10:19 | Anjanece | 1 | 350 | #VALUE! | #VALUE!
MMM/3M | 5646-1/0SP-MBAF-JEA | Y | MMM/3M , 5646-1/0SP-MBAF-JEA |  |  | 109.61 | 2001-12-17 10:19 | Anjanece | 1 | 350 | #VALUE! | #VALUE!
MMM/3M | 5646-1/0SP-MBAF-JEA | Y | MMM/3M , 5646-1/0SP-MBAF-JEA |  |  | 110.25 | 2001-12-17 10:19 | Anjanece | 1 | 350 | #VALUE! | #VALUE!
MMM/3M | 5646-1/0SP-MBAF-JEA | Y | MMM/3M , 5646-1/0SP-MBAF-JEA |  |  | 116.99 | 2001-12-17 10:19 | Anjanece | 1 | 350 | #VALUE! | #VALUE!
MMM/3M | 5646-1/0SP-MBAF-JEA | Y | MMM/3M , 5646-1/0SP-MBAF-JEA |  |  | 121.49 | 2001-12-17 10:19 | Anjanece | 1 | 350 | #VALUE! | #VALUE!
MMM/3M | 5646-1/0SP-MBAF-JEA | Y | MMM/3M , 5646-1/0SP-MBAF-JEA |  |  | 125.34 | 2001-12-17 10:19 | Anjanece | 1 | 350 | #VALUE! | #VALUE!
MMM/3M | 5646-1/0SP-MBAF-JEA | Y | MMM/3M , 5646-1/0SP-MBAF-JEA |  |  | 128.36 | 2001-12-17 10:19 | Anjanece | 1 | 350 | #VALUE! | #VALUE!
MMM/3M | 5646-1/0SP-MBAF-JEA | Y | MMM/3M , 5646-1/0SP-MBAF-JEA |  |  | 130.23 | 2001-12-17 10:19 | Anjanece | 1 | 350 | #VALUE! | #VALUE!
MMM/3M | 5646-1/0SP-MBAF-JEA | Y | MMM/3M , 5646-1/0SP-MBAF-JEA |  |  | 130.43 | 2001-12-17 10:19 | Anjanece | 1 | 350 | #VALUE! | #VALUE!
MMM/3M | 5646-1/0SP-MBAF-JEA | Y | MMM/3M , 5646-1/0SP-MBAF-JEA |  |  | 130.71 | 2001-12-17 10:19 | Anjanece | 1 | 350 | #VALUE! | #VALUE!
MMM/3M | 5646-1/0SP-MBAF-JEA | Y | MMM/3M , 5646-1/0SP-MBAF-JEA |  |  | 130.99 | 2001-12-17 10:19 | Anjanece | 1 | 350 | #VALUE! | #VALUE!
MMM/3M | 5646-1/0SP-MBAF-JEA | Y | MMM/3M , 5646-1/0SP-MBAF-JEA |  |  | 132.42 | 2001-12-17 10:19 | Anjanece | 1 | 350 | #VALUE! | #VALUE!
MMM/3M | 5646-1/0SP-MBAF-JEA | Y | MMM/3M , 5646-1/0SP-MBAF-JEA |  |  | 132.97 | 2001-12-17 10:19 | Anjanece | 1 | 350 | #VALUE! | #VALUE!
MMM/3M | 5646-1/0SP-MBAF-JEA | Y | MMM/3M , 5646-1/0SP-MBAF-JEA |  |  | 133.5 | 2001-12-17 10:19 | Anjanece | 1 | 350 | #VALUE! | #VALUE!
MMM/3M | 5646-1/0SP-MBAF-JEA | Y | MMM/3M , 5646-1/0SP-MBAF-JEA |  |  | 134.58 | 2001-12-17 10:19 | Anjanece | 1 | 350 | #VALUE! | #VALUE!
MMM/3M | 5646-1/0SP-MBAF-JEA | Y | MMM/3M , 5646-1/0SP-MBAF-JEA |  |  | 135.42 | 2001-12-17 10:19 | Anjanece | 1 | 350 | #VALUE! | #VALUE!
MMM/3M | 5646-1/0SP-MBAF-JEA | Y | MMM/3M , 5646-1/0SP-MBAF-JEA |  |  | 135.94 | 2001-12-17 10:19 | Anjanece | 1 | 350 | #VALUE! | #VALUE!
MMM/3M | 5646-1/0SP-MBAF-JEA | Y | MMM/3M , 5646-1/0SP-MBAF-JEA |  |  | 136.34 | 2001-12-17 10:19 | Anjanece | 1 | 350 | #VALUE! | #VALUE!
MMM/3M | 5646-1/0SP-MBAF-JEA | Y | MMM/3M , 5646-1/0SP-MBAF-JEA |  |  | 136.66 | 2001-12-17 10:19 | Anjanece | 1 | 350 | #VALUE! | #VALUE!
MMM/3M | 5646-1/0SP-MBAF-JEA | Y | MMM/3M , 5646-1/0SP-MBAF-JEA |  | Storm Stores | 0 | 2019-07-29 09:47 | Anjanece | 1 | 350 | #VALUE! | #VALUE!
MMM/3M | 5646-1/0SP-MBAF-JEA | Y | MMM/3M , 5646-1/0SP-MBAF-JEA |  |  | 71.62 | 2019-07-29 09:47 | Anjanece | 1 | 350 | #VALUE! | #VALUE!
MMM/3M | 5646-1/0SP-MBAF-JEA | Y | MMM/3M , 5646-1/0SP-MBAF-JEA |  |  | 80.41 | 2019-07-29 09:47 | Anjanece | 1 | 350 | #VALUE! | #VALUE!
MMM/3M | 5646-1/0SP-MBAF-JEA | Y | MMM/3M , 5646-1/0SP-MBAF-JEA |  |  | 105.04 | 2019-07-29 09:47 | Anjanece | 1 | 350 | #VALUE! | #VALUE!
TYCO/RAYCHEM | TFT-352E-1/0-CS820 | Y | TYCO/RAYCHEM , TFT-352E-1/0-CS820 | JEA UNDERGROUND DISTRIBUTION | CSC Stores | 60.4 | 2001-12-17 10:19 | Anjanece | 1 | 350 | #VALUE! | #VALUE!
TYCO/RAYCHEM | TFT-352E-1/0-CS820 | Y | TYCO/RAYCHEM , TFT-352E-1/0-CS820 |  |  | 60.53 | 2001-12-17 10:19 | Anjanece | 1 | 350 | #VALUE! | #VALUE!
TYCO/RAYCHEM | TFT-352E-1/0-CS820 | Y | TYCO/RAYCHEM , TFT-352E-1/0-CS820 |  |  | 60.56 | 2001-12-17 10:19 | Anjanece | 1 | 350 | #VALUE! | #VALUE!
TYCO/RAYCHEM | TFT-352E-1/0-CS820 | Y | TYCO/RAYCHEM , TFT-352E-1/0-CS820 |  |  | 60.8 | 2001-12-17 10:19 | Anjanece | 1 | 350 | #VALUE! | #VALUE!
TYCO/RAYCHEM | TFT-352E-1/0-CS820 | Y | TYCO/RAYCHEM , TFT-352E-1/0-CS820 |  |  | 63.66 | 2001-12-17 10:19 | Anjanece | 1 | 350 | #VALUE! | #VALUE!
TYCO/RAYCHEM | TFT-352E-1/0-CS820 | Y | TYCO/RAYCHEM , TFT-352E-1/0-CS820 |  |  | 64.24 | 2001-12-17 10:19 | Anjanece | 1 | 350 | #VALUE! | #VALUE!
TYCO/RAYCHEM | TFT-352E-1/0-CS820 | Y | TYCO/RAYCHEM , TFT-352E-1/0-CS820 |  |  | 65.08 | 2001-12-17 10:19 | Anjanece | 1 | 350 | #VALUE! | #VALUE!
TYCO/RAYCHEM | TFT-352E-1/0-CS820 | Y | TYCO/RAYCHEM , TFT-352E-1/0-CS820 |  |  | 65.42 | 2001-12-17 10:19 | Anjanece | 1 | 350 | #VALUE! | #VALUE!
TYCO/RAYCHEM | TFT-352E-1/0-CS820 | Y | TYCO/RAYCHEM , TFT-352E-1/0-CS820 |  |  | 65.43 | 2001-12-17 10:19 | Anjanece | 1 | 350 | #VALUE! | #VALUE!
TYCO/RAYCHEM | TFT-352E-1/0-CS820 | Y | TYCO/RAYCHEM , TFT-352E-1/0-CS820 |  |  | 65.44 | 2001-12-17 10:19 | Anjanece | 1 | 350 | #VALUE! | #VALUE!
TYCO/RAYCHEM | TFT-352E-1/0-CS820 | Y | TYCO/RAYCHEM , TFT-352E-1/0-CS820 |  |  | 65.47 | 2001-12-17 10:19 | Anjanece | 1 | 350 | #VALUE! | #VALUE!
TYCO/RAYCHEM | TFT-352E-1/0-CS820 | Y | TYCO/RAYCHEM , TFT-352E-1/0-CS820 |  |  | 65.56 | 2001-12-17 10:19 | Anjanece | 1 | 350 | #VALUE! | #VALUE!
TYCO/RAYCHEM | TFT-352E-1/0-CS820 | Y | TYCO/RAYCHEM , TFT-352E-1/0-CS820 |  |  | 65.83 | 2001-12-17 10:19 | Anjanece | 1 | 350 | #VALUE! | #VALUE!
TYCO/RAYCHEM | TFT-352E-1/0-CS820 | Y | TYCO/RAYCHEM , TFT-352E-1/0-CS820 |  |  | 65.89 | 2001-12-17 10:19 | Anjanece | 1 | 350 | #VALUE! | #VALUE!
TYCO/RAYCHEM | TFT-352E-1/0-CS820 | Y | TYCO/RAYCHEM , TFT-352E-1/0-CS820 |  |  | 66.04 | 2001-12-17 10:19 | Anjanece | 1 | 350 | #VALUE! | #VALUE!
TYCO/RAYCHEM | TFT-352E-1/0-CS820 | Y | TYCO/RAYCHEM , TFT-352E-1/0-CS820 |  |  | 66.06 | 2001-12-17 10:19 | Anjanece | 1 | 350 | #VALUE! | #VALUE!
TYCO/RAYCHEM | TFT-352E-1/0-CS820 | Y | TYCO/RAYCHEM , TFT-352E-1/0-CS820 |  |  | 66.08 | 2001-12-17 10:19 | Anjanece | 1 | 350 | #VALUE! | #VALUE!
TYCO/RAYCHEM | TFT-352E-1/0-CS820 | Y | TYCO/RAYCHEM , TFT-352E-1/0-CS820 |  |  | 66.12 | 2001-12-17 10:19 | Anjanece | 1 | 350 | #VALUE! | #VALUE!
TYCO/RAYCHEM | TFT-352E-1/0-CS820 | Y | TYCO/RAYCHEM , TFT-352E-1/0-CS820 |  |  | 67.57 | 2001-12-17 10:19 | Anjanece | 1 | 350 | #VALUE! | #VALUE!
TYCO/RAYCHEM | TFT-352E-1/0-CS820 | Y | TYCO/RAYCHEM , TFT-352E-1/0-CS820 |  |  | 67.8 | 2001-12-17 10:19 | Anjanece | 1 | 350 | #VALUE! | #VALUE!
TYCO/RAYCHEM | TFT-352E-1/0-CS820 | Y | TYCO/RAYCHEM , TFT-352E-1/0-CS820 |  |  | 67.96 | 2001-12-17 10:19 | Anjanece | 1 | 350 | #VALUE! | #VALUE!
TYCO/RAYCHEM | TFT-352E-1/0-CS820 | Y | TYCO/RAYCHEM , TFT-352E-1/0-CS820 |  |  | 68.02 | 2001-12-17 10:19 | Anjanece | 1 | 350 | #VALUE! | #VALUE!
TYCO/RAYCHEM | TFT-352E-1/0-CS820 | Y | TYCO/RAYCHEM , TFT-352E-1/0-CS820 |  |  | 68.03 | 2001-12-17 10:19 | Anjanece | 1 | 350 | #VALUE! | #VALUE!
TYCO/RAYCHEM | TFT-352E-1/0-CS820 | Y | TYCO/RAYCHEM , TFT-352E-1/0-CS820 |  |  | 68.04 | 2001-12-17 10:19 | Anjanece | 1 | 350 | #VALUE! | #VALUE!
TYCO/RAYCHEM | TFT-352E-1/0-CS820 | Y | TYCO/RAYCHEM , TFT-352E-1/0-CS820 |  |  | 69.94 | 2001-12-17 10:19 | Anjanece | 1 | 350 | #VALUE! | #VALUE!
TYCO/RAYCHEM | TFT-352E-1/0-CS820 | Y | TYCO/RAYCHEM , TFT-352E-1/0-CS820 |  |  | 70.49 | 2001-12-17 10:19 | Anjanece | 1 | 350 | #VALUE! | #VALUE!
TYCO/RAYCHEM | TFT-352E-1/0-CS820 | Y | TYCO/RAYCHEM , TFT-352E-1/0-CS820 |  |  | 70.52 | 2001-12-17 10:19 | Anjanece | 1 | 350 | #VALUE! | #VALUE!
TYCO/RAYCHEM | TFT-352E-1/0-CS820 | Y | TYCO/RAYCHEM , TFT-352E-1/0-CS820 |  |  | 71.09 | 2001-12-17 10:19 | Anjanece | 1 | 350 | #VALUE! | #VALUE!
TYCO/RAYCHEM | TFT-352E-1/0-CS820 | Y | TYCO/RAYCHEM , TFT-352E-1/0-CS820 |  |  | 71.19 | 2001-12-17 10:19 | Anjanece | 1 | 350 | #VALUE! | #VALUE!
TYCO/RAYCHEM | TFT-352E-1/0-CS820 | Y | TYCO/RAYCHEM , TFT-352E-1/0-CS820 |  |  | 71.45 | 2001-12-17 10:19 | Anjanece | 1 | 350 | #VALUE! | #VALUE!
TYCO/RAYCHEM | TFT-352E-1/0-CS820 | Y | TYCO/RAYCHEM , TFT-352E-1/0-CS820 |  |  | 71.98 | 2001-12-17 10:19 | Anjanece | 1 | 350 | #VALUE! | #VALUE!
TYCO/RAYCHEM | TFT-352E-1/0-CS820 | Y | TYCO/RAYCHEM , TFT-352E-1/0-CS820 |  |  | 72.77 | 2001-12-17 10:19 | Anjanece | 1 | 350 | #VALUE! | #VALUE!
TYCO/RAYCHEM | TFT-352E-1/0-CS820 | Y | TYCO/RAYCHEM , TFT-352E-1/0-CS820 |  |  | 72.94 | 2001-12-17 10:19 | Anjanece | 1 | 350 | #VALUE! | #VALUE!
TYCO/RAYCHEM | TFT-352E-1/0-CS820 | Y | TYCO/RAYCHEM , TFT-352E-1/0-CS820 |  |  | 73.06 | 2001-12-17 10:19 | Anjanece | 1 | 350 | #VALUE! | #VALUE!
TYCO/RAYCHEM | TFT-352E-1/0-CS820 | Y | TYCO/RAYCHEM , TFT-352E-1/0-CS820 |  |  | 73.14 | 2001-12-17 10:19 | Anjanece | 1 | 350 | #VALUE! | #VALUE!
TYCO/RAYCHEM | TFT-352E-1/0-CS820 | Y | TYCO/RAYCHEM , TFT-352E-1/0-CS820 |  |  | 73.21 | 2001-12-17 10:19 | Anjanece | 1 | 350 | #VALUE! | #VALUE!
TYCO/RAYCHEM | TFT-352E-1/0-CS820 | Y | TYCO/RAYCHEM , TFT-352E-1/0-CS820 |  |  | 73.26 | 2001-12-17 10:19 | Anjanece | 1 | 350 | #VALUE! | #VALUE!
TYCO/RAYCHEM | TFT-352E-1/0-CS820 | Y | TYCO/RAYCHEM , TFT-352E-1/0-CS820 |  |  | 80.01 | 2001-12-17 10:19 | Anjanece | 1 | 350 | #VALUE! | #VALUE!
TYCO/RAYCHEM | TFT-352E-1/0-CS820 | Y | TYCO/RAYCHEM , TFT-352E-1/0-CS820 |  |  | 82.33 | 2001-12-17 10:19 | Anjanece | 1 | 350 | #VALUE! | #VALUE!
TYCO/RAYCHEM | TFT-352E-1/0-CS820 | Y | TYCO/RAYCHEM , TFT-352E-1/0-CS820 |  |  | 83.67 | 2001-12-17 10:19 | Anjanece | 1 | 350 | #VALUE! | #VALUE!
TYCO/RAYCHEM | TFT-352E-1/0-CS820 | Y | TYCO/RAYCHEM , TFT-352E-1/0-CS820 |  |  | 99.82 | 2001-12-17 10:19 | Anjanece | 1 | 350 | #VALUE! | #VALUE!
TYCO/RAYCHEM | TFT-352E-1/0-CS820 | Y | TYCO/RAYCHEM , TFT-352E-1/0-CS820 |  |  | 103.47 | 2001-12-17 10:19 | Anjanece | 1 | 350 | #VALUE! | #VALUE!
TYCO/RAYCHEM | TFT-352E-1/0-CS820 | Y | TYCO/RAYCHEM , TFT-352E-1/0-CS820 |  |  | 104.17 | 2001-12-17 10:19 | Anjanece | 1 | 350 | #VALUE! | #VALUE!
TYCO/RAYCHEM | TFT-352E-1/0-CS820 | Y | TYCO/RAYCHEM , TFT-352E-1/0-CS820 |  |  | 106.32 | 2001-12-17 10:19 | Anjanece | 1 | 350 | #VALUE! | #VALUE!
TYCO/RAYCHEM | TFT-352E-1/0-CS820 | Y | TYCO/RAYCHEM , TFT-352E-1/0-CS820 |  |  | 106.89 | 2001-12-17 10:19 | Anjanece | 1 | 350 | #VALUE! | #VALUE!
TYCO/RAYCHEM | TFT-352E-1/0-CS820 | Y | TYCO/RAYCHEM , TFT-352E-1/0-CS820 |  |  | 107.87 | 2001-12-17 10:19 | Anjanece | 1 | 350 | #VALUE! | #VALUE!
TYCO/RAYCHEM | TFT-352E-1/0-CS820 | Y | TYCO/RAYCHEM , TFT-352E-1/0-CS820 |  |  | 108.65 | 2001-12-17 10:19 | Anjanece | 1 | 350 | #VALUE! | #VALUE!
TYCO/RAYCHEM | TFT-352E-1/0-CS820 | Y | TYCO/RAYCHEM , TFT-352E-1/0-CS820 |  |  | 109.61 | 2001-12-17 10:19 | Anjanece | 1 | 350 | #VALUE! | #VALUE!
TYCO/RAYCHEM | TFT-352E-1/0-CS820 | Y | TYCO/RAYCHEM , TFT-352E-1/0-CS820 |  |  | 110.25 | 2001-12-17 10:19 | Anjanece | 1 | 350 | #VALUE! | #VALUE!
TYCO/RAYCHEM | TFT-352E-1/0-CS820 | Y | TYCO/RAYCHEM , TFT-352E-1/0-CS820 |  |  | 116.99 | 2001-12-17 10:19 | Anjanece | 1 | 350 | #VALUE! | #VALUE!
TYCO/RAYCHEM | TFT-352E-1/0-CS820 | Y | TYCO/RAYCHEM , TFT-352E-1/0-CS820 |  |  | 121.49 | 2001-12-17 10:19 | Anjanece | 1 | 350 | #VALUE! | #VALUE!
TYCO/RAYCHEM | TFT-352E-1/0-CS820 | Y | TYCO/RAYCHEM , TFT-352E-1/0-CS820 |  |  | 125.34 | 2001-12-17 10:19 | Anjanece | 1 | 350 | #VALUE! | #VALUE!
TYCO/RAYCHEM | TFT-352E-1/0-CS820 | Y | TYCO/RAYCHEM , TFT-352E-1/0-CS820 |  |  | 128.36 | 2001-12-17 10:19 | Anjanece | 1 | 350 | #VALUE! | #VALUE!
TYCO/RAYCHEM | TFT-352E-1/0-CS820 | Y | TYCO/RAYCHEM , TFT-352E-1/0-CS820 |  |  | 130.23 | 2001-12-17 10:19 | Anjanece | 1 | 350 | #VALUE! | #VALUE!
TYCO/RAYCHEM | TFT-352E-1/0-CS820 | Y | TYCO/RAYCHEM , TFT-352E-1/0-CS820 |  |  | 130.43 | 2001-12-17 10:19 | Anjanece | 1 | 350 | #VALUE! | #VALUE!
TYCO/RAYCHEM | TFT-352E-1/0-CS820 | Y | TYCO/RAYCHEM , TFT-352E-1/0-CS820 |  |  | 130.71 | 2001-12-17 10:19 | Anjanece | 1 | 350 | #VALUE! | #VALUE!
TYCO/RAYCHEM | TFT-352E-1/0-CS820 | Y | TYCO/RAYCHEM , TFT-352E-1/0-CS820 |  |  | 130.99 | 2001-12-17 10:19 | Anjanece | 1 | 350 | #VALUE! | #VALUE!
TYCO/RAYCHEM | TFT-352E-1/0-CS820 | Y | TYCO/RAYCHEM , TFT-352E-1/0-CS820 |  |  | 132.42 | 2001-12-17 10:19 | Anjanece | 1 | 350 | #VALUE! | #VALUE!
TYCO/RAYCHEM | TFT-352E-1/0-CS820 | Y | TYCO/RAYCHEM , TFT-352E-1/0-CS820 |  |  | 132.97 | 2001-12-17 10:19 | Anjanece | 1 | 350 | #VALUE! | #VALUE!
TYCO/RAYCHEM | TFT-352E-1/0-CS820 | Y | TYCO/RAYCHEM , TFT-352E-1/0-CS820 |  |  | 133.5 | 2001-12-17 10:19 | Anjanece | 1 | 350 | #VALUE! | #VALUE!
TYCO/RAYCHEM | TFT-352E-1/0-CS820 | Y | TYCO/RAYCHEM , TFT-352E-1/0-CS820 |  |  | 134.58 | 2001-12-17 10:19 | Anjanece | 1 | 350 | #VALUE! | #VALUE!
TYCO/RAYCHEM | TFT-352E-1/0-CS820 | Y | TYCO/RAYCHEM , TFT-352E-1/0-CS820 |  |  | 135.42 | 2001-12-17 10:19 | Anjanece | 1 | 350 | #VALUE! | #VALUE!
TYCO/RAYCHEM | TFT-352E-1/0-CS820 | Y | TYCO/RAYCHEM , TFT-352E-1/0-CS820 |  |  | 135.94 | 2001-12-17 10:19 | Anjanece | 1 | 350 | #VALUE! | #VALUE!
TYCO/RAYCHEM | TFT-352E-1/0-CS820 | Y | TYCO/RAYCHEM , TFT-352E-1/0-CS820 |  |  | 136.34 | 2001-12-17 10:19 | Anjanece | 1 | 350 | #VALUE! | #VALUE!
TYCO/RAYCHEM | TFT-352E-1/0-CS820 | Y | TYCO/RAYCHEM , TFT-352E-1/0-CS820 |  |  | 136.66 | 2001-12-17 10:19 | Anjanece | 1 | 350 | #VALUE! | #VALUE!
TYCO/RAYCHEM | TFT-352E-1/0-CS820 | Y | TYCO/RAYCHEM , TFT-352E-1/0-CS820 |  | Storm Stores | 0 | 2019-07-29 09:47 | Anjanece | 1 | 350 | #VALUE! | #VALUE!
TYCO/RAYCHEM | TFT-352E-1/0-CS820 | Y | TYCO/RAYCHEM , TFT-352E-1/0-CS820 |  |  | 71.62 | 2019-07-29 09:47 | Anjanece | 1 | 350 | #VALUE! | #VALUE!
TYCO/RAYCHEM | TFT-352E-1/0-CS820 | Y | TYCO/RAYCHEM , TFT-352E-1/0-CS820 |  |  | 80.41 | 2019-07-29 09:47 | Anjanece | 1 | 350 | #VALUE! | #VALUE!
TYCO/RAYCHEM | TFT-352E-1/0-CS820 | Y | TYCO/RAYCHEM , TFT-352E-1/0-CS820 |  |  | 105.04 | 2019-07-29 09:47 | Anjanece | 1 | 350 | #VALUE! | #VALUE!
ELASTIMOLD | 35MTG-GH10-8-3 | Y | ELASTIMOLD , 35MTG-GH10-8-3 | JEA UNDERGROUND DISTRIBUTION | CSC Stores | 37.86 | 2001-12-17 10:20 | Anjanece | 1 | 80 | #VALUE! | #VALUE!
ELASTIMOLD | 35MTG-GH10-8-3 | Y | ELASTIMOLD , 35MTG-GH10-8-3 |  |  | 41.13 | 2001-12-17 10:20 | Anjanece | 1 | 80 | #VALUE! | #VALUE!
ELASTIMOLD | 35MTG-GH10-8-3 | Y | ELASTIMOLD , 35MTG-GH10-8-3 |  |  | 42.77 | 2001-12-17 10:20 | Anjanece | 1 | 80 | #VALUE! | #VALUE!
ELASTIMOLD | 35MTG-GH10-8-3 | Y | ELASTIMOLD , 35MTG-GH10-8-3 |  |  | 43.9 | 2001-12-17 10:20 | Anjanece | 1 | 80 | #VALUE! | #VALUE!
ELASTIMOLD | 35MTG-GH10-8-3 | Y | ELASTIMOLD , 35MTG-GH10-8-3 |  |  | 47.23 | 2001-12-17 10:20 | Anjanece | 1 | 80 | #VALUE! | #VALUE!
ELASTIMOLD | 35MTG-GH10-8-3 | Y | ELASTIMOLD , 35MTG-GH10-8-3 |  |  | 48.47 | 2001-12-17 10:20 | Anjanece | 1 | 80 | #VALUE! | #VALUE!
ELASTIMOLD | 35MTG-GH10-8-3 | Y | ELASTIMOLD , 35MTG-GH10-8-3 |  |  | 49.07 | 2001-12-17 10:20 | Anjanece | 1 | 80 | #VALUE! | #VALUE!
ELASTIMOLD | 35MTG-GH10-8-3 | Y | ELASTIMOLD , 35MTG-GH10-8-3 |  |  | 49.49 | 2001-12-17 10:20 | Anjanece | 1 | 80 | #VALUE! | #VALUE!
ELASTIMOLD | 35MTG-GH10-8-3 | Y | ELASTIMOLD , 35MTG-GH10-8-3 |  |  | 49.66 | 2001-12-17 10:20 | Anjanece | 1 | 80 | #VALUE! | #VALUE!
ELASTIMOLD | 35MTG-GH10-8-3 | Y | ELASTIMOLD , 35MTG-GH10-8-3 |  |  | 49.75 | 2001-12-17 10:20 | Anjanece | 1 | 80 | #VALUE! | #VALUE!
ELASTIMOLD | 35MTG-GH10-8-3 | Y | ELASTIMOLD , 35MTG-GH10-8-3 |  |  | 49.78 | 2001-12-17 10:20 | Anjanece | 1 | 80 | #VALUE! | #VALUE!
ELASTIMOLD | 35MTG-GH10-8-3 | Y | ELASTIMOLD , 35MTG-GH10-8-3 |  |  | 49.79 | 2001-12-17 10:20 | Anjanece | 1 | 80 | #VALUE! | #VALUE!
ELASTIMOLD | 35MTG-GH10-8-3 | Y | ELASTIMOLD , 35MTG-GH10-8-3 |  |  | 51.08 | 2001-12-17 10:20 | Anjanece | 1 | 80 | #VALUE! | #VALUE!
ELASTIMOLD | 35MTG-GH10-8-3 | Y | ELASTIMOLD , 35MTG-GH10-8-3 |  |  | 54.12 | 2001-12-17 10:20 | Anjanece | 1 | 80 | #VALUE! | #VALUE!
ELASTIMOLD | 35MTG-GH10-8-3 | Y | ELASTIMOLD , 35MTG-GH10-8-3 |  |  | 55.08 | 2001-12-17 10:20 | Anjanece | 1 | 80 | #VALUE! | #VALUE!
ELASTIMOLD | 35MTG-GH10-8-3 | Y | ELASTIMOLD , 35MTG-GH10-8-3 |  |  | 56.06 | 2001-12-17 10:20 | Anjanece | 1 | 80 | #VALUE! | #VALUE!
ELASTIMOLD | 35MTG-GH10-8-3 | Y | ELASTIMOLD , 35MTG-GH10-8-3 |  |  | 56.21 | 2001-12-17 10:20 | Anjanece | 1 | 80 | #VALUE! | #VALUE!
ELASTIMOLD | 35MTG-GH10-8-3 | Y | ELASTIMOLD , 35MTG-GH10-8-3 |  |  | 56.24 | 2001-12-17 10:20 | Anjanece | 1 | 80 | #VALUE! | #VALUE!
ELASTIMOLD | 35MTG-GH10-8-3 | Y | ELASTIMOLD , 35MTG-GH10-8-3 |  |  | 56.25 | 2001-12-17 10:20 | Anjanece | 1 | 80 | #VALUE! | #VALUE!
ELASTIMOLD | 35MTG-GH10-8-3 | Y | ELASTIMOLD , 35MTG-GH10-8-3 |  |  | 56.26 | 2001-12-17 10:20 | Anjanece | 1 | 80 | #VALUE! | #VALUE!
ELASTIMOLD | 35MTG-GH10-8-3 | Y | ELASTIMOLD , 35MTG-GH10-8-3 |  |  | 56.6 | 2001-12-17 10:20 | Anjanece | 1 | 80 | #VALUE! | #VALUE!
ELASTIMOLD | 35MTG-GH10-8-3 | Y | ELASTIMOLD , 35MTG-GH10-8-3 |  |  | 56.98 | 2001-12-17 10:20 | Anjanece | 1 | 80 | #VALUE! | #VALUE!
ELASTIMOLD | 35MTG-GH10-8-3 | Y | ELASTIMOLD , 35MTG-GH10-8-3 |  |  | 57.2 | 2001-12-17 10:20 | Anjanece | 1 | 80 | #VALUE! | #VALUE!
ELASTIMOLD | 35MTG-GH10-8-3 | Y | ELASTIMOLD , 35MTG-GH10-8-3 |  |  | 57.35 | 2001-12-17 10:20 | Anjanece | 1 | 80 | #VALUE! | #VALUE!
ELASTIMOLD | 35MTG-GH10-8-3 | Y | ELASTIMOLD , 35MTG-GH10-8-3 |  |  | 57.43 | 2001-12-17 10:20 | Anjanece | 1 | 80 | #VALUE! | #VALUE!
ELASTIMOLD | 35MTG-GH10-8-3 | Y | ELASTIMOLD , 35MTG-GH10-8-3 |  |  | 74.87 | 2001-12-17 10:20 | Anjanece | 1 | 80 | #VALUE! | #VALUE!
ELASTIMOLD | 35MTG-GH10-8-3 | Y | ELASTIMOLD , 35MTG-GH10-8-3 |  |  | 98.37 | 2001-12-17 10:20 | Anjanece | 1 | 80 | #VALUE! | #VALUE!
ELASTIMOLD | 35MTG-GH10-8-3 | Y | ELASTIMOLD , 35MTG-GH10-8-3 |  |  | 99.18 | 2001-12-17 10:20 | Anjanece | 1 | 80 | #VALUE! | #VALUE!
ELASTIMOLD | 35MTG-GH10-8-3 | Y | ELASTIMOLD , 35MTG-GH10-8-3 |  |  | 101.11 | 2001-12-17 10:20 | Anjanece | 1 | 80 | #VALUE! | #VALUE!
ELASTIMOLD | 35MTG-GH10-8-3 | Y | ELASTIMOLD , 35MTG-GH10-8-3 |  |  | 104 | 2001-12-17 10:20 | Anjanece | 1 | 80 | #VALUE! | #VALUE!
ELASTIMOLD | 35MTG-GH10-8-3 | Y | ELASTIMOLD , 35MTG-GH10-8-3 |  |  | 104.56 | 2001-12-17 10:20 | Anjanece | 1 | 80 | #VALUE! | #VALUE!
ELASTIMOLD | 35MTG-GH10-8-3 | Y | ELASTIMOLD , 35MTG-GH10-8-3 |  |  | 108.03 | 2001-12-17 10:20 | Anjanece | 1 | 80 | #VALUE! | #VALUE!
ELASTIMOLD | 35MTG-GH10-8-3 | Y | ELASTIMOLD , 35MTG-GH10-8-3 |  |  | 108.55 | 2001-12-17 10:20 | Anjanece | 1 | 80 | #VALUE! | #VALUE!
ELASTIMOLD | 35MTG-GH10-8-3 | Y | ELASTIMOLD , 35MTG-GH10-8-3 |  |  | 114.71 | 2001-12-17 10:20 | Anjanece | 1 | 80 | #VALUE! | #VALUE!
ELASTIMOLD | 35MTG-GH10-8-3 | Y | ELASTIMOLD , 35MTG-GH10-8-3 |  |  | 124.57 | 2001-12-17 10:20 | Anjanece | 1 | 80 | #VALUE! | #VALUE!
ELASTIMOLD | 35MTG-GH10-8-3 | Y | ELASTIMOLD , 35MTG-GH10-8-3 |  |  | 125.31 | 2001-12-17 10:20 | Anjanece | 1 | 80 | #VALUE! | #VALUE!
ELASTIMOLD | 35MTG-GH10-8-3 | Y | ELASTIMOLD , 35MTG-GH10-8-3 |  |  | 161.26 | 2001-12-17 10:20 | Anjanece | 1 | 80 | #VALUE! | #VALUE!
ELASTIMOLD | 35MTG-GH10-8-3 | Y | ELASTIMOLD , 35MTG-GH10-8-3 |  |  | 162.65 | 2001-12-17 10:20 | Anjanece | 1 | 80 | #VALUE! | #VALUE!
ELASTIMOLD | 35MTG-GH10-8-3 | Y | ELASTIMOLD , 35MTG-GH10-8-3 |  |  | 181.22 | 2001-12-17 10:20 | Anjanece | 1 | 80 | #VALUE! | #VALUE!
ELASTIMOLD | 35MTG-GH10-8-3 | Y | ELASTIMOLD , 35MTG-GH10-8-3 |  |  | 198.6 | 2001-12-17 10:20 | Anjanece | 1 | 80 | #VALUE! | #VALUE!
ELASTIMOLD | 35MTG-GH10-8-3 | Y | ELASTIMOLD , 35MTG-GH10-8-3 |  | Storm Stores | 0 | 2019-07-29 09:48 | Anjanece | 1 | 80 | #VALUE! | #VALUE!
ELASTIMOLD | 35MTG-GH10-8-3 | Y | ELASTIMOLD , 35MTG-GH10-8-3 |  |  | 56.26 | 2019-07-29 09:48 | Anjanece | 1 | 80 | #VALUE! | #VALUE!
ELASTIMOLD | 35MTG-GH10-8-3 | Y | ELASTIMOLD , 35MTG-GH10-8-3 |  |  | 120.48 | 2019-07-29 09:48 | Anjanece | 1 | 80 | #VALUE! | #VALUE!
ELASTIMOLD | 35MTG-GH10-8-3 | Y | ELASTIMOLD , 35MTG-GH10-8-3 |  |  | 139.83 | 2019-07-29 09:48 | Anjanece | 1 | 80 | #VALUE! | #VALUE!
ELASTIMOLD | R2T35J2-N0240 | Y | ELASTIMOLD , R2T35J2-N0240 | JEA UNDERGROUND DISTRIBUTION | CSC Stores | 37.86 | 2001-12-17 10:20 | Anjanece | 1 | 80 | #VALUE! | #VALUE!
ELASTIMOLD | R2T35J2-N0240 | Y | ELASTIMOLD , R2T35J2-N0240 |  |  | 41.13 | 2001-12-17 10:20 | Anjanece | 1 | 80 | #VALUE! | #VALUE!
ELASTIMOLD | R2T35J2-N0240 | Y | ELASTIMOLD , R2T35J2-N0240 |  |  | 42.77 | 2001-12-17 10:20 | Anjanece | 1 | 80 | #VALUE! | #VALUE!
ELASTIMOLD | R2T35J2-N0240 | Y | ELASTIMOLD , R2T35J2-N0240 |  |  | 43.9 | 2001-12-17 10:20 | Anjanece | 1 | 80 | #VALUE! | #VALUE!
ELASTIMOLD | R2T35J2-N0240 | Y | ELASTIMOLD , R2T35J2-N0240 |  |  | 47.23 | 2001-12-17 10:20 | Anjanece | 1 | 80 | #VALUE! | #VALUE!
ELASTIMOLD | R2T35J2-N0240 | Y | ELASTIMOLD , R2T35J2-N0240 |  |  | 48.47 | 2001-12-17 10:20 | Anjanece | 1 | 80 | #VALUE! | #VALUE!
ELASTIMOLD | R2T35J2-N0240 | Y | ELASTIMOLD , R2T35J2-N0240 |  |  | 49.07 | 2001-12-17 10:20 | Anjanece | 1 | 80 | #VALUE! | #VALUE!
ELASTIMOLD | R2T35J2-N0240 | Y | ELASTIMOLD , R2T35J2-N0240 |  |  | 49.49 | 2001-12-17 10:20 | Anjanece | 1 | 80 | #VALUE! | #VALUE!
ELASTIMOLD | R2T35J2-N0240 | Y | ELASTIMOLD , R2T35J2-N0240 |  |  | 49.66 | 2001-12-17 10:20 | Anjanece | 1 | 80 | #VALUE! | #VALUE!
ELASTIMOLD | R2T35J2-N0240 | Y | ELASTIMOLD , R2T35J2-N0240 |  |  | 49.75 | 2001-12-17 10:20 | Anjanece | 1 | 80 | #VALUE! | #VALUE!
ELASTIMOLD | R2T35J2-N0240 | Y | ELASTIMOLD , R2T35J2-N0240 |  |  | 49.78 | 2001-12-17 10:20 | Anjanece | 1 | 80 | #VALUE! | #VALUE!
ELASTIMOLD | R2T35J2-N0240 | Y | ELASTIMOLD , R2T35J2-N0240 |  |  | 49.79 | 2001-12-17 10:20 | Anjanece | 1 | 80 | #VALUE! | #VALUE!
ELASTIMOLD | R2T35J2-N0240 | Y | ELASTIMOLD , R2T35J2-N0240 |  |  | 51.08 | 2001-12-17 10:20 | Anjanece | 1 | 80 | #VALUE! | #VALUE!
ELASTIMOLD | R2T35J2-N0240 | Y | ELASTIMOLD , R2T35J2-N0240 |  |  | 54.12 | 2001-12-17 10:20 | Anjanece | 1 | 80 | #VALUE! | #VALUE!
ELASTIMOLD | R2T35J2-N0240 | Y | ELASTIMOLD , R2T35J2-N0240 |  |  | 55.08 | 2001-12-17 10:20 | Anjanece | 1 | 80 | #VALUE! | #VALUE!
ELASTIMOLD | R2T35J2-N0240 | Y | ELASTIMOLD , R2T35J2-N0240 |  |  | 56.06 | 2001-12-17 10:20 | Anjanece | 1 | 80 | #VALUE! | #VALUE!
ELASTIMOLD | R2T35J2-N0240 | Y | ELASTIMOLD , R2T35J2-N0240 |  |  | 56.21 | 2001-12-17 10:20 | Anjanece | 1 | 80 | #VALUE! | #VALUE!
ELASTIMOLD | R2T35J2-N0240 | Y | ELASTIMOLD , R2T35J2-N0240 |  |  | 56.24 | 2001-12-17 10:20 | Anjanece | 1 | 80 | #VALUE! | #VALUE!
ELASTIMOLD | R2T35J2-N0240 | Y | ELASTIMOLD , R2T35J2-N0240 |  |  | 56.25 | 2001-12-17 10:20 | Anjanece | 1 | 80 | #VALUE! | #VALUE!
ELASTIMOLD | R2T35J2-N0240 | Y | ELASTIMOLD , R2T35J2-N0240 |  |  | 56.26 | 2001-12-17 10:20 | Anjanece | 1 | 80 | #VALUE! | #VALUE!
ELASTIMOLD | R2T35J2-N0240 | Y | ELASTIMOLD , R2T35J2-N0240 |  |  | 56.6 | 2001-12-17 10:20 | Anjanece | 1 | 80 | #VALUE! | #VALUE!
ELASTIMOLD | R2T35J2-N0240 | Y | ELASTIMOLD , R2T35J2-N0240 |  |  | 56.98 | 2001-12-17 10:20 | Anjanece | 1 | 80 | #VALUE! | #VALUE!
ELASTIMOLD | R2T35J2-N0240 | Y | ELASTIMOLD , R2T35J2-N0240 |  |  | 57.2 | 2001-12-17 10:20 | Anjanece | 1 | 80 | #VALUE! | #VALUE!
ELASTIMOLD | R2T35J2-N0240 | Y | ELASTIMOLD , R2T35J2-N0240 |  |  | 57.35 | 2001-12-17 10:20 | Anjanece | 1 | 80 | #VALUE! | #VALUE!
ELASTIMOLD | R2T35J2-N0240 | Y | ELASTIMOLD , R2T35J2-N0240 |  |  | 57.43 | 2001-12-17 10:20 | Anjanece | 1 | 80 | #VALUE! | #VALUE!
ELASTIMOLD | R2T35J2-N0240 | Y | ELASTIMOLD , R2T35J2-N0240 |  |  | 74.87 | 2001-12-17 10:20 | Anjanece | 1 | 80 | #VALUE! | #VALUE!
ELASTIMOLD | R2T35J2-N0240 | Y | ELASTIMOLD , R2T35J2-N0240 |  |  | 98.37 | 2001-12-17 10:20 | Anjanece | 1 | 80 | #VALUE! | #VALUE!
ELASTIMOLD | R2T35J2-N0240 | Y | ELASTIMOLD , R2T35J2-N0240 |  |  | 99.18 | 2001-12-17 10:20 | Anjanece | 1 | 80 | #VALUE! | #VALUE!
ELASTIMOLD | R2T35J2-N0240 | Y | ELASTIMOLD , R2T35J2-N0240 |  |  | 101.11 | 2001-12-17 10:20 | Anjanece | 1 | 80 | #VALUE! | #VALUE!
ELASTIMOLD | R2T35J2-N0240 | Y | ELASTIMOLD , R2T35J2-N0240 |  |  | 104 | 2001-12-17 10:20 | Anjanece | 1 | 80 | #VALUE! | #VALUE!
ELASTIMOLD | R2T35J2-N0240 | Y | ELASTIMOLD , R2T35J2-N0240 |  |  | 104.56 | 2001-12-17 10:20 | Anjanece | 1 | 80 | #VALUE! | #VALUE!
ELASTIMOLD | R2T35J2-N0240 | Y | ELASTIMOLD , R2T35J2-N0240 |  |  | 108.03 | 2001-12-17 10:20 | Anjanece | 1 | 80 | #VALUE! | #VALUE!
ELASTIMOLD | R2T35J2-N0240 | Y | ELASTIMOLD , R2T35J2-N0240 |  |  | 108.55 | 2001-12-17 10:20 | Anjanece | 1 | 80 | #VALUE! | #VALUE!
ELASTIMOLD | R2T35J2-N0240 | Y | ELASTIMOLD , R2T35J2-N0240 |  |  | 114.71 | 2001-12-17 10:20 | Anjanece | 1 | 80 | #VALUE! | #VALUE!
ELASTIMOLD | R2T35J2-N0240 | Y | ELASTIMOLD , R2T35J2-N0240 |  |  | 124.57 | 2001-12-17 10:20 | Anjanece | 1 | 80 | #VALUE! | #VALUE!
ELASTIMOLD | R2T35J2-N0240 | Y | ELASTIMOLD , R2T35J2-N0240 |  |  | 125.31 | 2001-12-17 10:20 | Anjanece | 1 | 80 | #VALUE! | #VALUE!
ELASTIMOLD | R2T35J2-N0240 | Y | ELASTIMOLD , R2T35J2-N0240 |  |  | 161.26 | 2001-12-17 10:20 | Anjanece | 1 | 80 | #VALUE! | #VALUE!
ELASTIMOLD | R2T35J2-N0240 | Y | ELASTIMOLD , R2T35J2-N0240 |  |  | 162.65 | 2001-12-17 10:20 | Anjanece | 1 | 80 | #VALUE! | #VALUE!
ELASTIMOLD | R2T35J2-N0240 | Y | ELASTIMOLD , R2T35J2-N0240 |  |  | 181.22 | 2001-12-17 10:20 | Anjanece | 1 | 80 | #VALUE! | #VALUE!
ELASTIMOLD | R2T35J2-N0240 | Y | ELASTIMOLD , R2T35J2-N0240 |  |  | 198.6 | 2001-12-17 10:20 | Anjanece | 1 | 80 | #VALUE! | #VALUE!
ELASTIMOLD | R2T35J2-N0240 | Y | ELASTIMOLD , R2T35J2-N0240 |  | Storm Stores | 0 | 2019-07-29 09:48 | Anjanece | 1 | 80 | #VALUE! | #VALUE!
ELASTIMOLD | R2T35J2-N0240 | Y | ELASTIMOLD , R2T35J2-N0240 |  |  | 56.26 | 2019-07-29 09:48 | Anjanece | 1 | 80 | #VALUE! | #VALUE!
ELASTIMOLD | R2T35J2-N0240 | Y | ELASTIMOLD , R2T35J2-N0240 |  |  | 120.48 | 2019-07-29 09:48 | Anjanece | 1 | 80 | #VALUE! | #VALUE!
ELASTIMOLD | R2T35J2-N0240 | Y | ELASTIMOLD , R2T35J2-N0240 |  |  | 139.83 | 2019-07-29 09:48 | Anjanece | 1 | 80 | #VALUE! | #VALUE!
MMM/3M | 5646-40132 | Y | MMM/3M , 5646-40132 | JEA UNDERGROUND DISTRIBUTION | CSC Stores | 37.86 | 2001-12-17 10:20 | Anjanece | 1 | 80 | #VALUE! | #VALUE!
MMM/3M | 5646-40132 | Y | MMM/3M , 5646-40132 |  |  | 41.13 | 2001-12-17 10:20 | Anjanece | 1 | 80 | #VALUE! | #VALUE!
MMM/3M | 5646-40132 | Y | MMM/3M , 5646-40132 |  |  | 42.77 | 2001-12-17 10:20 | Anjanece | 1 | 80 | #VALUE! | #VALUE!
MMM/3M | 5646-40132 | Y | MMM/3M , 5646-40132 |  |  | 43.9 | 2001-12-17 10:20 | Anjanece | 1 | 80 | #VALUE! | #VALUE!
MMM/3M | 5646-40132 | Y | MMM/3M , 5646-40132 |  |  | 47.23 | 2001-12-17 10:20 | Anjanece | 1 | 80 | #VALUE! | #VALUE!
MMM/3M | 5646-40132 | Y | MMM/3M , 5646-40132 |  |  | 48.47 | 2001-12-17 10:20 | Anjanece | 1 | 80 | #VALUE! | #VALUE!
MMM/3M | 5646-40132 | Y | MMM/3M , 5646-40132 |  |  | 49.07 | 2001-12-17 10:20 | Anjanece | 1 | 80 | #VALUE! | #VALUE!
MMM/3M | 5646-40132 | Y | MMM/3M , 5646-40132 |  |  | 49.49 | 2001-12-17 10:20 | Anjanece | 1 | 80 | #VALUE! | #VALUE!
MMM/3M | 5646-40132 | Y | MMM/3M , 5646-40132 |  |  | 49.66 | 2001-12-17 10:20 | Anjanece | 1 | 80 | #VALUE! | #VALUE!
MMM/3M | 5646-40132 | Y | MMM/3M , 5646-40132 |  |  | 49.75 | 2001-12-17 10:20 | Anjanece | 1 | 80 | #VALUE! | #VALUE!
MMM/3M | 5646-40132 | Y | MMM/3M , 5646-40132 |  |  | 49.78 | 2001-12-17 10:20 | Anjanece | 1 | 80 | #VALUE! | #VALUE!
MMM/3M | 5646-40132 | Y | MMM/3M , 5646-40132 |  |  | 49.79 | 2001-12-17 10:20 | Anjanece | 1 | 80 | #VALUE! | #VALUE!
MMM/3M | 5646-40132 | Y | MMM/3M , 5646-40132 |  |  | 51.08 | 2001-12-17 10:20 | Anjanece | 1 | 80 | #VALUE! | #VALUE!
MMM/3M | 5646-40132 | Y | MMM/3M , 5646-40132 |  |  | 54.12 | 2001-12-17 10:20 | Anjanece | 1 | 80 | #VALUE! | #VALUE!
MMM/3M | 5646-40132 | Y | MMM/3M , 5646-40132 |  |  | 55.08 | 2001-12-17 10:20 | Anjanece | 1 | 80 | #VALUE! | #VALUE!
MMM/3M | 5646-40132 | Y | MMM/3M , 5646-40132 |  |  | 56.06 | 2001-12-17 10:20 | Anjanece | 1 | 80 | #VALUE! | #VALUE!
MMM/3M | 5646-40132 | Y | MMM/3M , 5646-40132 |  |  | 56.21 | 2001-12-17 10:20 | Anjanece | 1 | 80 | #VALUE! | #VALUE!
MMM/3M | 5646-40132 | Y | MMM/3M , 5646-40132 |  |  | 56.24 | 2001-12-17 10:20 | Anjanece | 1 | 80 | #VALUE! | #VALUE!
MMM/3M | 5646-40132 | Y | MMM/3M , 5646-40132 |  |  | 56.25 | 2001-12-17 10:20 | Anjanece | 1 | 80 | #VALUE! | #VALUE!
MMM/3M | 5646-40132 | Y | MMM/3M , 5646-40132 |  |  | 56.26 | 2001-12-17 10:20 | Anjanece | 1 | 80 | #VALUE! | #VALUE!
MMM/3M | 5646-40132 | Y | MMM/3M , 5646-40132 |  |  | 56.6 | 2001-12-17 10:20 | Anjanece | 1 | 80 | #VALUE! | #VALUE!
MMM/3M | 5646-40132 | Y | MMM/3M , 5646-40132 |  |  | 56.98 | 2001-12-17 10:20 | Anjanece | 1 | 80 | #VALUE! | #VALUE!
MMM/3M | 5646-40132 | Y | MMM/3M , 5646-40132 |  |  | 57.2 | 2001-12-17 10:20 | Anjanece | 1 | 80 | #VALUE! | #VALUE!
MMM/3M | 5646-40132 | Y | MMM/3M , 5646-40132 |  |  | 57.35 | 2001-12-17 10:20 | Anjanece | 1 | 80 | #VALUE! | #VALUE!
MMM/3M | 5646-40132 | Y | MMM/3M , 5646-40132 |  |  | 57.43 | 2001-12-17 10:20 | Anjanece | 1 | 80 | #VALUE! | #VALUE!
MMM/3M | 5646-40132 | Y | MMM/3M , 5646-40132 |  |  | 74.87 | 2001-12-17 10:20 | Anjanece | 1 | 80 | #VALUE! | #VALUE!
MMM/3M | 5646-40132 | Y | MMM/3M , 5646-40132 |  |  | 98.37 | 2001-12-17 10:20 | Anjanece | 1 | 80 | #VALUE! | #VALUE!
MMM/3M | 5646-40132 | Y | MMM/3M , 5646-40132 |  |  | 99.18 | 2001-12-17 10:20 | Anjanece | 1 | 80 | #VALUE! | #VALUE!
MMM/3M | 5646-40132 | Y | MMM/3M , 5646-40132 |  |  | 101.11 | 2001-12-17 10:20 | Anjanece | 1 | 80 | #VALUE! | #VALUE!
MMM/3M | 5646-40132 | Y | MMM/3M , 5646-40132 |  |  | 104 | 2001-12-17 10:20 | Anjanece | 1 | 80 | #VALUE! | #VALUE!
MMM/3M | 5646-40132 | Y | MMM/3M , 5646-40132 |  |  | 104.56 | 2001-12-17 10:20 | Anjanece | 1 | 80 | #VALUE! | #VALUE!
MMM/3M | 5646-40132 | Y | MMM/3M , 5646-40132 |  |  | 108.03 | 2001-12-17 10:20 | Anjanece | 1 | 80 | #VALUE! | #VALUE!
MMM/3M | 5646-40132 | Y | MMM/3M , 5646-40132 |  |  | 108.55 | 2001-12-17 10:20 | Anjanece | 1 | 80 | #VALUE! | #VALUE!
MMM/3M | 5646-40132 | Y | MMM/3M , 5646-40132 |  |  | 114.71 | 2001-12-17 10:20 | Anjanece | 1 | 80 | #VALUE! | #VALUE!
MMM/3M | 5646-40132 | Y | MMM/3M , 5646-40132 |  |  | 124.57 | 2001-12-17 10:20 | Anjanece | 1 | 80 | #VALUE! | #VALUE!
MMM/3M | 5646-40132 | Y | MMM/3M , 5646-40132 |  |  | 125.31 | 2001-12-17 10:20 | Anjanece | 1 | 80 | #VALUE! | #VALUE!
MMM/3M | 5646-40132 | Y | MMM/3M , 5646-40132 |  |  | 161.26 | 2001-12-17 10:20 | Anjanece | 1 | 80 | #VALUE! | #VALUE!
MMM/3M | 5646-40132 | Y | MMM/3M , 5646-40132 |  |  | 162.65 | 2001-12-17 10:20 | Anjanece | 1 | 80 | #VALUE! | #VALUE!
MMM/3M | 5646-40132 | Y | MMM/3M , 5646-40132 |  |  | 181.22 | 2001-12-17 10:20 | Anjanece | 1 | 80 | #VALUE! | #VALUE!
MMM/3M | 5646-40132 | Y | MMM/3M , 5646-40132 |  |  | 198.6 | 2001-12-17 10:20 | Anjanece | 1 | 80 | #VALUE! | #VALUE!
MMM/3M | 5646-40132 | Y | MMM/3M , 5646-40132 |  | Storm Stores | 0 | 2019-07-29 09:48 | Anjanece | 1 | 80 | #VALUE! | #VALUE!
MMM/3M | 5646-40132 | Y | MMM/3M , 5646-40132 |  |  | 56.26 | 2019-07-29 09:48 | Anjanece | 1 | 80 | #VALUE! | #VALUE!
MMM/3M | 5646-40132 | Y | MMM/3M , 5646-40132 |  |  | 120.48 | 2019-07-29 09:48 | Anjanece | 1 | 80 | #VALUE! | #VALUE!
MMM/3M | 5646-40132 | Y | MMM/3M , 5646-40132 |  |  | 139.83 | 2019-07-29 09:48 | Anjanece | 1 | 80 | #VALUE! | #VALUE!
TYCO/RAYCHEM | TFT-352E-1/0-2 | Y | TYCO/RAYCHEM , TFT-352E-1/0-2 | JEA UNDERGROUND DISTRIBUTION | CSC Stores | 37.86 | 2001-12-17 10:20 | Anjanece | 1 | 80 | #VALUE! | #VALUE!
TYCO/RAYCHEM | TFT-352E-1/0-2 | Y | TYCO/RAYCHEM , TFT-352E-1/0-2 |  |  | 41.13 | 2001-12-17 10:20 | Anjanece | 1 | 80 | #VALUE! | #VALUE!
TYCO/RAYCHEM | TFT-352E-1/0-2 | Y | TYCO/RAYCHEM , TFT-352E-1/0-2 |  |  | 42.77 | 2001-12-17 10:20 | Anjanece | 1 | 80 | #VALUE! | #VALUE!
TYCO/RAYCHEM | TFT-352E-1/0-2 | Y | TYCO/RAYCHEM , TFT-352E-1/0-2 |  |  | 43.9 | 2001-12-17 10:20 | Anjanece | 1 | 80 | #VALUE! | #VALUE!
TYCO/RAYCHEM | TFT-352E-1/0-2 | Y | TYCO/RAYCHEM , TFT-352E-1/0-2 |  |  | 47.23 | 2001-12-17 10:20 | Anjanece | 1 | 80 | #VALUE! | #VALUE!
TYCO/RAYCHEM | TFT-352E-1/0-2 | Y | TYCO/RAYCHEM , TFT-352E-1/0-2 |  |  | 48.47 | 2001-12-17 10:20 | Anjanece | 1 | 80 | #VALUE! | #VALUE!
TYCO/RAYCHEM | TFT-352E-1/0-2 | Y | TYCO/RAYCHEM , TFT-352E-1/0-2 |  |  | 49.07 | 2001-12-17 10:20 | Anjanece | 1 | 80 | #VALUE! | #VALUE!
TYCO/RAYCHEM | TFT-352E-1/0-2 | Y | TYCO/RAYCHEM , TFT-352E-1/0-2 |  |  | 49.49 | 2001-12-17 10:20 | Anjanece | 1 | 80 | #VALUE! | #VALUE!
TYCO/RAYCHEM | TFT-352E-1/0-2 | Y | TYCO/RAYCHEM , TFT-352E-1/0-2 |  |  | 49.66 | 2001-12-17 10:20 | Anjanece | 1 | 80 | #VALUE! | #VALUE!
TYCO/RAYCHEM | TFT-352E-1/0-2 | Y | TYCO/RAYCHEM , TFT-352E-1/0-2 |  |  | 49.75 | 2001-12-17 10:20 | Anjanece | 1 | 80 | #VALUE! | #VALUE!
TYCO/RAYCHEM | TFT-352E-1/0-2 | Y | TYCO/RAYCHEM , TFT-352E-1/0-2 |  |  | 49.78 | 2001-12-17 10:20 | Anjanece | 1 | 80 | #VALUE! | #VALUE!
TYCO/RAYCHEM | TFT-352E-1/0-2 | Y | TYCO/RAYCHEM , TFT-352E-1/0-2 |  |  | 49.79 | 2001-12-17 10:20 | Anjanece | 1 | 80 | #VALUE! | #VALUE!
TYCO/RAYCHEM | TFT-352E-1/0-2 | Y | TYCO/RAYCHEM , TFT-352E-1/0-2 |  |  | 51.08 | 2001-12-17 10:20 | Anjanece | 1 | 80 | #VALUE! | #VALUE!
TYCO/RAYCHEM | TFT-352E-1/0-2 | Y | TYCO/RAYCHEM , TFT-352E-1/0-2 |  |  | 54.12 | 2001-12-17 10:20 | Anjanece | 1 | 80 | #VALUE! | #VALUE!
TYCO/RAYCHEM | TFT-352E-1/0-2 | Y | TYCO/RAYCHEM , TFT-352E-1/0-2 |  |  | 55.08 | 2001-12-17 10:20 | Anjanece | 1 | 80 | #VALUE! | #VALUE!
TYCO/RAYCHEM | TFT-352E-1/0-2 | Y | TYCO/RAYCHEM , TFT-352E-1/0-2 |  |  | 56.06 | 2001-12-17 10:20 | Anjanece | 1 | 80 | #VALUE! | #VALUE!
TYCO/RAYCHEM | TFT-352E-1/0-2 | Y | TYCO/RAYCHEM , TFT-352E-1/0-2 |  |  | 56.21 | 2001-12-17 10:20 | Anjanece | 1 | 80 | #VALUE! | #VALUE!
TYCO/RAYCHEM | TFT-352E-1/0-2 | Y | TYCO/RAYCHEM , TFT-352E-1/0-2 |  |  | 56.24 | 2001-12-17 10:20 | Anjanece | 1 | 80 | #VALUE! | #VALUE!
TYCO/RAYCHEM | TFT-352E-1/0-2 | Y | TYCO/RAYCHEM , TFT-352E-1/0-2 |  |  | 56.25 | 2001-12-17 10:20 | Anjanece | 1 | 80 | #VALUE! | #VALUE!
TYCO/RAYCHEM | TFT-352E-1/0-2 | Y | TYCO/RAYCHEM , TFT-352E-1/0-2 |  |  | 56.26 | 2001-12-17 10:20 | Anjanece | 1 | 80 | #VALUE! | #VALUE!
TYCO/RAYCHEM | TFT-352E-1/0-2 | Y | TYCO/RAYCHEM , TFT-352E-1/0-2 |  |  | 56.6 | 2001-12-17 10:20 | Anjanece | 1 | 80 | #VALUE! | #VALUE!
TYCO/RAYCHEM | TFT-352E-1/0-2 | Y | TYCO/RAYCHEM , TFT-352E-1/0-2 |  |  | 56.98 | 2001-12-17 10:20 | Anjanece | 1 | 80 | #VALUE! | #VALUE!
TYCO/RAYCHEM | TFT-352E-1/0-2 | Y | TYCO/RAYCHEM , TFT-352E-1/0-2 |  |  | 57.2 | 2001-12-17 10:20 | Anjanece | 1 | 80 | #VALUE! | #VALUE!
TYCO/RAYCHEM | TFT-352E-1/0-2 | Y | TYCO/RAYCHEM , TFT-352E-1/0-2 |  |  | 57.35 | 2001-12-17 10:20 | Anjanece | 1 | 80 | #VALUE! | #VALUE!
TYCO/RAYCHEM | TFT-352E-1/0-2 | Y | TYCO/RAYCHEM , TFT-352E-1/0-2 |  |  | 57.43 | 2001-12-17 10:20 | Anjanece | 1 | 80 | #VALUE! | #VALUE!
TYCO/RAYCHEM | TFT-352E-1/0-2 | Y | TYCO/RAYCHEM , TFT-352E-1/0-2 |  |  | 74.87 | 2001-12-17 10:20 | Anjanece | 1 | 80 | #VALUE! | #VALUE!
TYCO/RAYCHEM | TFT-352E-1/0-2 | Y | TYCO/RAYCHEM , TFT-352E-1/0-2 |  |  | 98.37 | 2001-12-17 10:20 | Anjanece | 1 | 80 | #VALUE! | #VALUE!
TYCO/RAYCHEM | TFT-352E-1/0-2 | Y | TYCO/RAYCHEM , TFT-352E-1/0-2 |  |  | 99.18 | 2001-12-17 10:20 | Anjanece | 1 | 80 | #VALUE! | #VALUE!
TYCO/RAYCHEM | TFT-352E-1/0-2 | Y | TYCO/RAYCHEM , TFT-352E-1/0-2 |  |  | 101.11 | 2001-12-17 10:20 | Anjanece | 1 | 80 | #VALUE! | #VALUE!
TYCO/RAYCHEM | TFT-352E-1/0-2 | Y | TYCO/RAYCHEM , TFT-352E-1/0-2 |  |  | 104 | 2001-12-17 10:20 | Anjanece | 1 | 80 | #VALUE! | #VALUE!
TYCO/RAYCHEM | TFT-352E-1/0-2 | Y | TYCO/RAYCHEM , TFT-352E-1/0-2 |  |  | 104.56 | 2001-12-17 10:20 | Anjanece | 1 | 80 | #VALUE! | #VALUE!
TYCO/RAYCHEM | TFT-352E-1/0-2 | Y | TYCO/RAYCHEM , TFT-352E-1/0-2 |  |  | 108.03 | 2001-12-17 10:20 | Anjanece | 1 | 80 | #VALUE! | #VALUE!
TYCO/RAYCHEM | TFT-352E-1/0-2 | Y | TYCO/RAYCHEM , TFT-352E-1/0-2 |  |  | 108.55 | 2001-12-17 10:20 | Anjanece | 1 | 80 | #VALUE! | #VALUE!
TYCO/RAYCHEM | TFT-352E-1/0-2 | Y | TYCO/RAYCHEM , TFT-352E-1/0-2 |  |  | 114.71 | 2001-12-17 10:20 | Anjanece | 1 | 80 | #VALUE! | #VALUE!
TYCO/RAYCHEM | TFT-352E-1/0-2 | Y | TYCO/RAYCHEM , TFT-352E-1/0-2 |  |  | 124.57 | 2001-12-17 10:20 | Anjanece | 1 | 80 | #VALUE! | #VALUE!
TYCO/RAYCHEM | TFT-352E-1/0-2 | Y | TYCO/RAYCHEM , TFT-352E-1/0-2 |  |  | 125.31 | 2001-12-17 10:20 | Anjanece | 1 | 80 | #VALUE! | #VALUE!
TYCO/RAYCHEM | TFT-352E-1/0-2 | Y | TYCO/RAYCHEM , TFT-352E-1/0-2 |  |  | 161.26 | 2001-12-17 10:20 | Anjanece | 1 | 80 | #VALUE! | #VALUE!
TYCO/RAYCHEM | TFT-352E-1/0-2 | Y | TYCO/RAYCHEM , TFT-352E-1/0-2 |  |  | 162.65 | 2001-12-17 10:20 | Anjanece | 1 | 80 | #VALUE! | #VALUE!
TYCO/RAYCHEM | TFT-352E-1/0-2 | Y | TYCO/RAYCHEM , TFT-352E-1/0-2 |  |  | 181.22 | 2001-12-17 10:20 | Anjanece | 1 | 80 | #VALUE! | #VALUE!
TYCO/RAYCHEM | TFT-352E-1/0-2 | Y | TYCO/RAYCHEM , TFT-352E-1/0-2 |  |  | 198.6 | 2001-12-17 10:20 | Anjanece | 1 | 80 | #VALUE! | #VALUE!
TYCO/RAYCHEM | TFT-352E-1/0-2 | Y | TYCO/RAYCHEM , TFT-352E-1/0-2 |  | Storm Stores | 0 | 2019-07-29 09:48 | Anjanece | 1 | 80 | #VALUE! | #VALUE!
TYCO/RAYCHEM | TFT-352E-1/0-2 | Y | TYCO/RAYCHEM , TFT-352E-1/0-2 |  |  | 56.26 | 2019-07-29 09:48 | Anjanece | 1 | 80 | #VALUE! | #VALUE!
TYCO/RAYCHEM | TFT-352E-1/0-2 | Y | TYCO/RAYCHEM , TFT-352E-1/0-2 |  |  | 120.48 | 2019-07-29 09:48 | Anjanece | 1 | 80 | #VALUE! | #VALUE!
TYCO/RAYCHEM | TFT-352E-1/0-2 | Y | TYCO/RAYCHEM , TFT-352E-1/0-2 |  |  | 139.83 | 2019-07-29 09:48 | Anjanece | 1 | 80 | #VALUE! | #VALUE!
ELASTIMOLD | 35MTG-JA350-8-3 | Y | ELASTIMOLD , 35MTG-JA350-8-3 | JEA SUBSTATION | CSC Stores | 64.42 | 2002-05-07 15:35 | John | 1 | 0 | N | N
ELASTIMOLD | 35MTG-JA350-8-3 | Y | ELASTIMOLD , 35MTG-JA350-8-3 |  |  | 100.69 | 2002-05-07 15:35 | John | 1 | 0 | N | N
ELASTIMOLD | 35MTG-JA350-8-3 | Y | ELASTIMOLD , 35MTG-JA350-8-3 |  |  | 109.84 | 2002-05-07 15:35 | John | 1 | 0 | N | N
ELASTIMOLD | 35MTG-JA350-8-3 | Y | ELASTIMOLD , 35MTG-JA350-8-3 |  |  | 110.49 | 2002-05-07 15:35 | John | 1 | 0 | N | N
ELASTIMOLD | 35MTG-JA350-8-3 | Y | ELASTIMOLD , 35MTG-JA350-8-3 |  |  | 112.11 | 2002-05-07 15:35 | John | 1 | 0 | N | N
ELASTIMOLD | 35MTG-JA350-8-3 | Y | ELASTIMOLD , 35MTG-JA350-8-3 |  |  | 112.63 | 2002-05-07 15:35 | John | 1 | 0 | N | N
ELASTIMOLD | 35MTG-JA350-8-3 | Y | ELASTIMOLD , 35MTG-JA350-8-3 |  |  | 115.18 | 2002-05-07 15:35 | John | 1 | 0 | N | N
ELASTIMOLD | 35MTG-JA350-8-3 | Y | ELASTIMOLD , 35MTG-JA350-8-3 |  |  | 139.31 | 2002-05-07 15:35 | John | 1 | 0 | N | N
ELASTIMOLD | 35MTG-JA350-8-3 | Y | ELASTIMOLD , 35MTG-JA350-8-3 |  |  | 153.59 | 2002-05-07 15:35 | John | 1 | 0 | N | N
ELASTIMOLD | 35MTG-JA350-8-3 | Y | ELASTIMOLD , 35MTG-JA350-8-3 |  |  | 249.07 | 2002-05-07 15:35 | John | 1 | 0 | N | N
MMM/3M | 5647-40156 | Y | MMM/3M , 5647-40156 | JEA SUBSTATION | CSC Stores | 64.42 | 2002-05-07 15:35 | John | 1 | 0 | N | N
MMM/3M | 5647-40156 | Y | MMM/3M , 5647-40156 |  |  | 100.69 | 2002-05-07 15:35 | John | 1 | 0 | N | N
MMM/3M | 5647-40156 | Y | MMM/3M , 5647-40156 |  |  | 109.84 | 2002-05-07 15:35 | John | 1 | 0 | N | N
MMM/3M | 5647-40156 | Y | MMM/3M , 5647-40156 |  |  | 110.49 | 2002-05-07 15:35 | John | 1 | 0 | N | N
MMM/3M | 5647-40156 | Y | MMM/3M , 5647-40156 |  |  | 112.11 | 2002-05-07 15:35 | John | 1 | 0 | N | N
MMM/3M | 5647-40156 | Y | MMM/3M , 5647-40156 |  |  | 112.63 | 2002-05-07 15:35 | John | 1 | 0 | N | N
MMM/3M | 5647-40156 | Y | MMM/3M , 5647-40156 |  |  | 115.18 | 2002-05-07 15:35 | John | 1 | 0 | N | N
MMM/3M | 5647-40156 | Y | MMM/3M , 5647-40156 |  |  | 139.31 | 2002-05-07 15:35 | John | 1 | 0 | N | N
MMM/3M | 5647-40156 | Y | MMM/3M , 5647-40156 |  |  | 153.59 | 2002-05-07 15:35 | John | 1 | 0 | N | N
MMM/3M | 5647-40156 | Y | MMM/3M , 5647-40156 |  |  | 249.07 | 2002-05-07 15:35 | John | 1 | 0 | N | N
TYCO/RAYCHEM | TFT-353E-350-2 | Y | TYCO/RAYCHEM , TFT-353E-350-2 | JEA SUBSTATION | CSC Stores | 64.42 | 2002-05-07 15:35 | John | 1 | 0 | N | N
TYCO/RAYCHEM | TFT-353E-350-2 | Y | TYCO/RAYCHEM , TFT-353E-350-2 |  |  | 100.69 | 2002-05-07 15:35 | John | 1 | 0 | N | N
TYCO/RAYCHEM | TFT-353E-350-2 | Y | TYCO/RAYCHEM , TFT-353E-350-2 |  |  | 109.84 | 2002-05-07 15:35 | John | 1 | 0 | N | N
TYCO/RAYCHEM | TFT-353E-350-2 | Y | TYCO/RAYCHEM , TFT-353E-350-2 |  |  | 110.49 | 2002-05-07 15:35 | John | 1 | 0 | N | N
TYCO/RAYCHEM | TFT-353E-350-2 | Y | TYCO/RAYCHEM , TFT-353E-350-2 |  |  | 112.11 | 2002-05-07 15:35 | John | 1 | 0 | N | N
TYCO/RAYCHEM | TFT-353E-350-2 | Y | TYCO/RAYCHEM , TFT-353E-350-2 |  |  | 112.63 | 2002-05-07 15:35 | John | 1 | 0 | N | N
TYCO/RAYCHEM | TFT-353E-350-2 | Y | TYCO/RAYCHEM , TFT-353E-350-2 |  |  | 115.18 | 2002-05-07 15:35 | John | 1 | 0 | N | N
TYCO/RAYCHEM | TFT-353E-350-2 | Y | TYCO/RAYCHEM , TFT-353E-350-2 |  |  | 139.31 | 2002-05-07 15:35 | John | 1 | 0 | N | N
TYCO/RAYCHEM | TFT-353E-350-2 | Y | TYCO/RAYCHEM , TFT-353E-350-2 |  |  | 153.59 | 2002-05-07 15:35 | John | 1 | 0 | N | N
TYCO/RAYCHEM | TFT-353E-350-2 | Y | TYCO/RAYCHEM , TFT-353E-350-2 |  |  | 249.07 | 2002-05-07 15:35 | John | 1 | 0 | N | N
MMM/3M | 5648-SAL1000N | Y | MMM/3M , 5648-SAL1000N | JEA UNDERGROUND DISTRIBUTION | CSC Stores | 78.99 | 2002-05-07 15:36 | Anjanece | 1 | 140 | #VALUE! | #VALUE!
MMM/3M | 5648-SAL1000N | Y | MMM/3M , 5648-SAL1000N |  |  | 79.88 | 2002-05-07 15:36 | Anjanece | 1 | 140 | #VALUE! | #VALUE!
MMM/3M | 5648-SAL1000N | Y | MMM/3M , 5648-SAL1000N |  |  | 79.89 | 2002-05-07 15:36 | Anjanece | 1 | 140 | #VALUE! | #VALUE!
MMM/3M | 5648-SAL1000N | Y | MMM/3M , 5648-SAL1000N |  |  | 80.23 | 2002-05-07 15:36 | Anjanece | 1 | 140 | #VALUE! | #VALUE!
MMM/3M | 5648-SAL1000N | Y | MMM/3M , 5648-SAL1000N |  |  | 80.24 | 2002-05-07 15:36 | Anjanece | 1 | 140 | #VALUE! | #VALUE!
MMM/3M | 5648-SAL1000N | Y | MMM/3M , 5648-SAL1000N |  |  | 82.77 | 2002-05-07 15:36 | Anjanece | 1 | 140 | #VALUE! | #VALUE!
MMM/3M | 5648-SAL1000N | Y | MMM/3M , 5648-SAL1000N |  |  | 88.45 | 2002-05-07 15:36 | Anjanece | 1 | 140 | #VALUE! | #VALUE!
MMM/3M | 5648-SAL1000N | Y | MMM/3M , 5648-SAL1000N |  |  | 88.61 | 2002-05-07 15:36 | Anjanece | 1 | 140 | #VALUE! | #VALUE!
MMM/3M | 5648-SAL1000N | Y | MMM/3M , 5648-SAL1000N |  |  | 88.92 | 2002-05-07 15:36 | Anjanece | 1 | 140 | #VALUE! | #VALUE!
MMM/3M | 5648-SAL1000N | Y | MMM/3M , 5648-SAL1000N |  |  | 88.93 | 2002-05-07 15:36 | Anjanece | 1 | 140 | #VALUE! | #VALUE!
MMM/3M | 5648-SAL1000N | Y | MMM/3M , 5648-SAL1000N |  |  | 88.97 | 2002-05-07 15:36 | Anjanece | 1 | 140 | #VALUE! | #VALUE!
MMM/3M | 5648-SAL1000N | Y | MMM/3M , 5648-SAL1000N |  |  | 88.98 | 2002-05-07 15:36 | Anjanece | 1 | 140 | #VALUE! | #VALUE!
MMM/3M | 5648-SAL1000N | Y | MMM/3M , 5648-SAL1000N |  |  | 88.99 | 2002-05-07 15:36 | Anjanece | 1 | 140 | #VALUE! | #VALUE!
MMM/3M | 5648-SAL1000N | Y | MMM/3M , 5648-SAL1000N |  |  | 109.96 | 2002-05-07 15:36 | Anjanece | 1 | 140 | #VALUE! | #VALUE!
MMM/3M | 5648-SAL1000N | Y | MMM/3M , 5648-SAL1000N |  |  | 112.82 | 2002-05-07 15:36 | Anjanece | 1 | 140 | #VALUE! | #VALUE!
MMM/3M | 5648-SAL1000N | Y | MMM/3M , 5648-SAL1000N |  |  | 113.92 | 2002-05-07 15:36 | Anjanece | 1 | 140 | #VALUE! | #VALUE!
MMM/3M | 5648-SAL1000N | Y | MMM/3M , 5648-SAL1000N |  |  | 114.68 | 2002-05-07 15:36 | Anjanece | 1 | 140 | #VALUE! | #VALUE!
MMM/3M | 5648-SAL1000N | Y | MMM/3M , 5648-SAL1000N |  |  | 115.35 | 2002-05-07 15:36 | Anjanece | 1 | 140 | #VALUE! | #VALUE!
MMM/3M | 5648-SAL1000N | Y | MMM/3M , 5648-SAL1000N |  |  | 115.5 | 2002-05-07 15:36 | Anjanece | 1 | 140 | #VALUE! | #VALUE!
MMM/3M | 5648-SAL1000N | Y | MMM/3M , 5648-SAL1000N |  |  | 115.61 | 2002-05-07 15:36 | Anjanece | 1 | 140 | #VALUE! | #VALUE!
MMM/3M | 5648-SAL1000N | Y | MMM/3M , 5648-SAL1000N |  |  | 117.17 | 2002-05-07 15:36 | Anjanece | 1 | 140 | #VALUE! | #VALUE!
MMM/3M | 5648-SAL1000N | Y | MMM/3M , 5648-SAL1000N |  |  | 117.63 | 2002-05-07 15:36 | Anjanece | 1 | 140 | #VALUE! | #VALUE!
MMM/3M | 5648-SAL1000N | Y | MMM/3M , 5648-SAL1000N |  |  | 117.91 | 2002-05-07 15:36 | Anjanece | 1 | 140 | #VALUE! | #VALUE!
MMM/3M | 5648-SAL1000N | Y | MMM/3M , 5648-SAL1000N |  |  | 122.66 | 2002-05-07 15:36 | Anjanece | 1 | 140 | #VALUE! | #VALUE!
MMM/3M | 5648-SAL1000N | Y | MMM/3M , 5648-SAL1000N |  |  | 183.62 | 2002-05-07 15:36 | Anjanece | 1 | 140 | #VALUE! | #VALUE!
MMM/3M | 5648-SAL1000N | Y | MMM/3M , 5648-SAL1000N |  |  | 216.42 | 2002-05-07 15:36 | Anjanece | 1 | 140 | #VALUE! | #VALUE!
MMM/3M | 5648-SAL1000N | Y | MMM/3M , 5648-SAL1000N |  |  | 244.07 | 2002-05-07 15:36 | Anjanece | 1 | 140 | #VALUE! | #VALUE!
MMM/3M | 5648-SAL1000N | Y | MMM/3M , 5648-SAL1000N |  |  | 276.4 | 2002-05-07 15:36 | Anjanece | 1 | 140 | #VALUE! | #VALUE!
MMM/3M | 5648-SAL1000N | Y | MMM/3M , 5648-SAL1000N |  |  | 283.86 | 2002-05-07 15:36 | Anjanece | 1 | 140 | #VALUE! | #VALUE!
MMM/3M | 5648-SAL1000N | Y | MMM/3M , 5648-SAL1000N |  |  | 285.96 | 2002-05-07 15:36 | Anjanece | 1 | 140 | #VALUE! | #VALUE!
MMM/3M | 5648-SAL1000N | Y | MMM/3M , 5648-SAL1000N |  |  | 319 | 2002-05-07 15:36 | Anjanece | 1 | 140 | #VALUE! | #VALUE!
MMM/3M | 5648-SAL1000N | Y | MMM/3M , 5648-SAL1000N |  |  | 319.95 | 2002-05-07 15:36 | Anjanece | 1 | 140 | #VALUE! | #VALUE!
MMM/3M | 5648-SAL1000N | Y | MMM/3M , 5648-SAL1000N |  |  | 324.28 | 2002-05-07 15:36 | Anjanece | 1 | 140 | #VALUE! | #VALUE!
MMM/3M | 5648-SAL1000N | Y | MMM/3M , 5648-SAL1000N |  |  | 363.59 | 2002-05-07 15:36 | Anjanece | 1 | 140 | #VALUE! | #VALUE!
MMM/3M | 5648-SAL1000N | Y | MMM/3M , 5648-SAL1000N |  |  | 367.6 | 2002-05-07 15:36 | Anjanece | 1 | 140 | #VALUE! | #VALUE!
MMM/3M | 5648-SAL1000N | Y | MMM/3M , 5648-SAL1000N |  |  | 369.3 | 2002-05-07 15:36 | Anjanece | 1 | 140 | #VALUE! | #VALUE!
MMM/3M | 5648-SAL1000N | Y | MMM/3M , 5648-SAL1000N |  |  | 371.06 | 2002-05-07 15:36 | Anjanece | 1 | 140 | #VALUE! | #VALUE!
MMM/3M | 5648-SAL1000N | Y | MMM/3M , 5648-SAL1000N |  |  | 373.55 | 2002-05-07 15:36 | Anjanece | 1 | 140 | #VALUE! | #VALUE!
MMM/3M | 5648-SAL1000N | Y | MMM/3M , 5648-SAL1000N |  |  | 374.09 | 2002-05-07 15:36 | Anjanece | 1 | 140 | #VALUE! | #VALUE!
MMM/3M | 5648-SAL1000N | Y | MMM/3M , 5648-SAL1000N |  |  | 376.62 | 2002-05-07 15:36 | Anjanece | 1 | 140 | #VALUE! | #VALUE!
MMM/3M | 5648-SAL1000N | Y | MMM/3M , 5648-SAL1000N |  |  | 376.95 | 2002-05-07 15:36 | Anjanece | 1 | 140 | #VALUE! | #VALUE!
MMM/3M | 5648-SAL1000N | Y | MMM/3M , 5648-SAL1000N |  |  | 378.15 | 2002-05-07 15:36 | Anjanece | 1 | 140 | #VALUE! | #VALUE!
MMM/3M | 5648-SAL1000N | Y | MMM/3M , 5648-SAL1000N |  |  | 382.25 | 2002-05-07 15:36 | Anjanece | 1 | 140 | #VALUE! | #VALUE!
MMM/3M | 5648-SAL1000N | Y | MMM/3M , 5648-SAL1000N |  | Storm Stores | 0 | 2019-07-29 09:48 | Anjanece | 1 | 140 | #VALUE! | #VALUE!
MMM/3M | 5648-SAL1000N | Y | MMM/3M , 5648-SAL1000N |  |  | 115.69 | 2019-07-29 09:48 | Anjanece | 1 | 140 | #VALUE! | #VALUE!
MMM/3M | 5648-SAL1000N | Y | MMM/3M , 5648-SAL1000N |  |  | 148.44 | 2019-07-29 09:48 | Anjanece | 1 | 140 | #VALUE! | #VALUE!
MMM/3M | 5648-SAL1000N | Y | MMM/3M , 5648-SAL1000N |  |  | 270.74 | 2019-07-29 09:48 | Anjanece | 1 | 140 | #VALUE! | #VALUE!
TYCO/RAYCHEM | TFT-354E-1000-JEA | Y | TYCO/RAYCHEM , TFT-354E-1000-JEA | JEA UNDERGROUND DISTRIBUTION | CSC Stores | 78.99 | 2002-05-07 15:36 | Anjanece | 1 | 140 | #VALUE! | #VALUE!
TYCO/RAYCHEM | TFT-354E-1000-JEA | Y | TYCO/RAYCHEM , TFT-354E-1000-JEA |  |  | 79.88 | 2002-05-07 15:36 | Anjanece | 1 | 140 | #VALUE! | #VALUE!
TYCO/RAYCHEM | TFT-354E-1000-JEA | Y | TYCO/RAYCHEM , TFT-354E-1000-JEA |  |  | 79.89 | 2002-05-07 15:36 | Anjanece | 1 | 140 | #VALUE! | #VALUE!
TYCO/RAYCHEM | TFT-354E-1000-JEA | Y | TYCO/RAYCHEM , TFT-354E-1000-JEA |  |  | 80.23 | 2002-05-07 15:36 | Anjanece | 1 | 140 | #VALUE! | #VALUE!
TYCO/RAYCHEM | TFT-354E-1000-JEA | Y | TYCO/RAYCHEM , TFT-354E-1000-JEA |  |  | 80.24 | 2002-05-07 15:36 | Anjanece | 1 | 140 | #VALUE! | #VALUE!
TYCO/RAYCHEM | TFT-354E-1000-JEA | Y | TYCO/RAYCHEM , TFT-354E-1000-JEA |  |  | 82.77 | 2002-05-07 15:36 | Anjanece | 1 | 140 | #VALUE! | #VALUE!
TYCO/RAYCHEM | TFT-354E-1000-JEA | Y | TYCO/RAYCHEM , TFT-354E-1000-JEA |  |  | 88.45 | 2002-05-07 15:36 | Anjanece | 1 | 140 | #VALUE! | #VALUE!
TYCO/RAYCHEM | TFT-354E-1000-JEA | Y | TYCO/RAYCHEM , TFT-354E-1000-JEA |  |  | 88.61 | 2002-05-07 15:36 | Anjanece | 1 | 140 | #VALUE! | #VALUE!
TYCO/RAYCHEM | TFT-354E-1000-JEA | Y | TYCO/RAYCHEM , TFT-354E-1000-JEA |  |  | 88.92 | 2002-05-07 15:36 | Anjanece | 1 | 140 | #VALUE! | #VALUE!
TYCO/RAYCHEM | TFT-354E-1000-JEA | Y | TYCO/RAYCHEM , TFT-354E-1000-JEA |  |  | 88.93 | 2002-05-07 15:36 | Anjanece | 1 | 140 | #VALUE! | #VALUE!
TYCO/RAYCHEM | TFT-354E-1000-JEA | Y | TYCO/RAYCHEM , TFT-354E-1000-JEA |  |  | 88.97 | 2002-05-07 15:36 | Anjanece | 1 | 140 | #VALUE! | #VALUE!
TYCO/RAYCHEM | TFT-354E-1000-JEA | Y | TYCO/RAYCHEM , TFT-354E-1000-JEA |  |  | 88.98 | 2002-05-07 15:36 | Anjanece | 1 | 140 | #VALUE! | #VALUE!
TYCO/RAYCHEM | TFT-354E-1000-JEA | Y | TYCO/RAYCHEM , TFT-354E-1000-JEA |  |  | 88.99 | 2002-05-07 15:36 | Anjanece | 1 | 140 | #VALUE! | #VALUE!
TYCO/RAYCHEM | TFT-354E-1000-JEA | Y | TYCO/RAYCHEM , TFT-354E-1000-JEA |  |  | 109.96 | 2002-05-07 15:36 | Anjanece | 1 | 140 | #VALUE! | #VALUE!
TYCO/RAYCHEM | TFT-354E-1000-JEA | Y | TYCO/RAYCHEM , TFT-354E-1000-JEA |  |  | 112.82 | 2002-05-07 15:36 | Anjanece | 1 | 140 | #VALUE! | #VALUE!
TYCO/RAYCHEM | TFT-354E-1000-JEA | Y | TYCO/RAYCHEM , TFT-354E-1000-JEA |  |  | 113.92 | 2002-05-07 15:36 | Anjanece | 1 | 140 | #VALUE! | #VALUE!
TYCO/RAYCHEM | TFT-354E-1000-JEA | Y | TYCO/RAYCHEM , TFT-354E-1000-JEA |  |  | 114.68 | 2002-05-07 15:36 | Anjanece | 1 | 140 | #VALUE! | #VALUE!
TYCO/RAYCHEM | TFT-354E-1000-JEA | Y | TYCO/RAYCHEM , TFT-354E-1000-JEA |  |  | 115.35 | 2002-05-07 15:36 | Anjanece | 1 | 140 | #VALUE! | #VALUE!
TYCO/RAYCHEM | TFT-354E-1000-JEA | Y | TYCO/RAYCHEM , TFT-354E-1000-JEA |  |  | 115.5 | 2002-05-07 15:36 | Anjanece | 1 | 140 | #VALUE! | #VALUE!
TYCO/RAYCHEM | TFT-354E-1000-JEA | Y | TYCO/RAYCHEM , TFT-354E-1000-JEA |  |  | 115.61 | 2002-05-07 15:36 | Anjanece | 1 | 140 | #VALUE! | #VALUE!
TYCO/RAYCHEM | TFT-354E-1000-JEA | Y | TYCO/RAYCHEM , TFT-354E-1000-JEA |  |  | 117.17 | 2002-05-07 15:36 | Anjanece | 1 | 140 | #VALUE! | #VALUE!
TYCO/RAYCHEM | TFT-354E-1000-JEA | Y | TYCO/RAYCHEM , TFT-354E-1000-JEA |  |  | 117.63 | 2002-05-07 15:36 | Anjanece | 1 | 140 | #VALUE! | #VALUE!
TYCO/RAYCHEM | TFT-354E-1000-JEA | Y | TYCO/RAYCHEM , TFT-354E-1000-JEA |  |  | 117.91 | 2002-05-07 15:36 | Anjanece | 1 | 140 | #VALUE! | #VALUE!
TYCO/RAYCHEM | TFT-354E-1000-JEA | Y | TYCO/RAYCHEM , TFT-354E-1000-JEA |  |  | 122.66 | 2002-05-07 15:36 | Anjanece | 1 | 140 | #VALUE! | #VALUE!
TYCO/RAYCHEM | TFT-354E-1000-JEA | Y | TYCO/RAYCHEM , TFT-354E-1000-JEA |  |  | 183.62 | 2002-05-07 15:36 | Anjanece | 1 | 140 | #VALUE! | #VALUE!
TYCO/RAYCHEM | TFT-354E-1000-JEA | Y | TYCO/RAYCHEM , TFT-354E-1000-JEA |  |  | 216.42 | 2002-05-07 15:36 | Anjanece | 1 | 140 | #VALUE! | #VALUE!
TYCO/RAYCHEM | TFT-354E-1000-JEA | Y | TYCO/RAYCHEM , TFT-354E-1000-JEA |  |  | 244.07 | 2002-05-07 15:36 | Anjanece | 1 | 140 | #VALUE! | #VALUE!
TYCO/RAYCHEM | TFT-354E-1000-JEA | Y | TYCO/RAYCHEM , TFT-354E-1000-JEA |  |  | 276.4 | 2002-05-07 15:36 | Anjanece | 1 | 140 | #VALUE! | #VALUE!
TYCO/RAYCHEM | TFT-354E-1000-JEA | Y | TYCO/RAYCHEM , TFT-354E-1000-JEA |  |  | 283.86 | 2002-05-07 15:36 | Anjanece | 1 | 140 | #VALUE! | #VALUE!
TYCO/RAYCHEM | TFT-354E-1000-JEA | Y | TYCO/RAYCHEM , TFT-354E-1000-JEA |  |  | 285.96 | 2002-05-07 15:36 | Anjanece | 1 | 140 | #VALUE! | #VALUE!
TYCO/RAYCHEM | TFT-354E-1000-JEA | Y | TYCO/RAYCHEM , TFT-354E-1000-JEA |  |  | 319 | 2002-05-07 15:36 | Anjanece | 1 | 140 | #VALUE! | #VALUE!
TYCO/RAYCHEM | TFT-354E-1000-JEA | Y | TYCO/RAYCHEM , TFT-354E-1000-JEA |  |  | 319.95 | 2002-05-07 15:36 | Anjanece | 1 | 140 | #VALUE! | #VALUE!
TYCO/RAYCHEM | TFT-354E-1000-JEA | Y | TYCO/RAYCHEM , TFT-354E-1000-JEA |  |  | 324.28 | 2002-05-07 15:36 | Anjanece | 1 | 140 | #VALUE! | #VALUE!
TYCO/RAYCHEM | TFT-354E-1000-JEA | Y | TYCO/RAYCHEM , TFT-354E-1000-JEA |  |  | 363.59 | 2002-05-07 15:36 | Anjanece | 1 | 140 | #VALUE! | #VALUE!
TYCO/RAYCHEM | TFT-354E-1000-JEA | Y | TYCO/RAYCHEM , TFT-354E-1000-JEA |  |  | 367.6 | 2002-05-07 15:36 | Anjanece | 1 | 140 | #VALUE! | #VALUE!
TYCO/RAYCHEM | TFT-354E-1000-JEA | Y | TYCO/RAYCHEM , TFT-354E-1000-JEA |  |  | 369.3 | 2002-05-07 15:36 | Anjanece | 1 | 140 | #VALUE! | #VALUE!
TYCO/RAYCHEM | TFT-354E-1000-JEA | Y | TYCO/RAYCHEM , TFT-354E-1000-JEA |  |  | 371.06 | 2002-05-07 15:36 | Anjanece | 1 | 140 | #VALUE! | #VALUE!
TYCO/RAYCHEM | TFT-354E-1000-JEA | Y | TYCO/RAYCHEM , TFT-354E-1000-JEA |  |  | 373.55 | 2002-05-07 15:36 | Anjanece | 1 | 140 | #VALUE! | #VALUE!
TYCO/RAYCHEM | TFT-354E-1000-JEA | Y | TYCO/RAYCHEM , TFT-354E-1000-JEA |  |  | 374.09 | 2002-05-07 15:36 | Anjanece | 1 | 140 | #VALUE! | #VALUE!
TYCO/RAYCHEM | TFT-354E-1000-JEA | Y | TYCO/RAYCHEM , TFT-354E-1000-JEA |  |  | 376.62 | 2002-05-07 15:36 | Anjanece | 1 | 140 | #VALUE! | #VALUE!
TYCO/RAYCHEM | TFT-354E-1000-JEA | Y | TYCO/RAYCHEM , TFT-354E-1000-JEA |  |  | 376.95 | 2002-05-07 15:36 | Anjanece | 1 | 140 | #VALUE! | #VALUE!
TYCO/RAYCHEM | TFT-354E-1000-JEA | Y | TYCO/RAYCHEM , TFT-354E-1000-JEA |  |  | 378.15 | 2002-05-07 15:36 | Anjanece | 1 | 140 | #VALUE! | #VALUE!
TYCO/RAYCHEM | TFT-354E-1000-JEA | Y | TYCO/RAYCHEM , TFT-354E-1000-JEA |  |  | 382.25 | 2002-05-07 15:36 | Anjanece | 1 | 140 | #VALUE! | #VALUE!
TYCO/RAYCHEM | TFT-354E-1000-JEA | Y | TYCO/RAYCHEM , TFT-354E-1000-JEA |  | Storm Stores | 0 | 2019-07-29 09:48 | Anjanece | 1 | 140 | #VALUE! | #VALUE!
TYCO/RAYCHEM | TFT-354E-1000-JEA | Y | TYCO/RAYCHEM , TFT-354E-1000-JEA |  |  | 115.69 | 2019-07-29 09:48 | Anjanece | 1 | 140 | #VALUE! | #VALUE!
TYCO/RAYCHEM | TFT-354E-1000-JEA | Y | TYCO/RAYCHEM , TFT-354E-1000-JEA |  |  | 148.44 | 2019-07-29 09:48 | Anjanece | 1 | 140 | #VALUE! | #VALUE!
TYCO/RAYCHEM | TFT-354E-1000-JEA | Y | TYCO/RAYCHEM , TFT-354E-1000-JEA |  |  | 270.74 | 2019-07-29 09:48 | Anjanece | 1 | 140 | #VALUE! | #VALUE!
MMM/3M | 7655-S-HSG-4-QL2-500-750-JEA (QT3) | Y | MMM/3M , 7655-S-HSG-4-QL2-500-750-JEA (QT3) | JEA UNDERGROUND DISTRIBUTION | CSC Stores | 113.31 | 2002-05-07 15:37 | Anjanece | 1 | 100 | #VALUE! | #VALUE!
MMM/3M | 7655-S-HSG-4-QL2-500-750-JEA (QT3) | Y | MMM/3M , 7655-S-HSG-4-QL2-500-750-JEA (QT3) |  |  | 153.62 | 2002-05-07 15:37 | Anjanece | 1 | 100 | #VALUE! | #VALUE!
MMM/3M | 7655-S-HSG-4-QL2-500-750-JEA (QT3) | Y | MMM/3M , 7655-S-HSG-4-QL2-500-750-JEA (QT3) |  |  | 158.32 | 2002-05-07 15:37 | Anjanece | 1 | 100 | #VALUE! | #VALUE!
MMM/3M | 7655-S-HSG-4-QL2-500-750-JEA (QT3) | Y | MMM/3M , 7655-S-HSG-4-QL2-500-750-JEA (QT3) |  |  | 159.59 | 2002-05-07 15:37 | Anjanece | 1 | 100 | #VALUE! | #VALUE!
MMM/3M | 7655-S-HSG-4-QL2-500-750-JEA (QT3) | Y | MMM/3M , 7655-S-HSG-4-QL2-500-750-JEA (QT3) |  |  | 161.84 | 2002-05-07 15:37 | Anjanece | 1 | 100 | #VALUE! | #VALUE!
MMM/3M | 7655-S-HSG-4-QL2-500-750-JEA (QT3) | Y | MMM/3M , 7655-S-HSG-4-QL2-500-750-JEA (QT3) |  |  | 165.52 | 2002-05-07 15:37 | Anjanece | 1 | 100 | #VALUE! | #VALUE!
MMM/3M | 7655-S-HSG-4-QL2-500-750-JEA (QT3) | Y | MMM/3M , 7655-S-HSG-4-QL2-500-750-JEA (QT3) |  |  | 167.05 | 2002-05-07 15:37 | Anjanece | 1 | 100 | #VALUE! | #VALUE!
MMM/3M | 7655-S-HSG-4-QL2-500-750-JEA (QT3) | Y | MMM/3M , 7655-S-HSG-4-QL2-500-750-JEA (QT3) |  |  | 168.04 | 2002-05-07 15:37 | Anjanece | 1 | 100 | #VALUE! | #VALUE!
MMM/3M | 7655-S-HSG-4-QL2-500-750-JEA (QT3) | Y | MMM/3M , 7655-S-HSG-4-QL2-500-750-JEA (QT3) |  |  | 202.31 | 2002-05-07 15:37 | Anjanece | 1 | 100 | #VALUE! | #VALUE!
MMM/3M | 7655-S-HSG-4-QL2-500-750-JEA (QT3) | Y | MMM/3M , 7655-S-HSG-4-QL2-500-750-JEA (QT3) |  |  | 205.8 | 2002-05-07 15:37 | Anjanece | 1 | 100 | #VALUE! | #VALUE!
MMM/3M | 7655-S-HSG-4-QL2-500-750-JEA (QT3) | Y | MMM/3M , 7655-S-HSG-4-QL2-500-750-JEA (QT3) |  |  | 210.44 | 2002-05-07 15:37 | Anjanece | 1 | 100 | #VALUE! | #VALUE!
MMM/3M | 7655-S-HSG-4-QL2-500-750-JEA (QT3) | Y | MMM/3M , 7655-S-HSG-4-QL2-500-750-JEA (QT3) |  |  | 215.36 | 2002-05-07 15:37 | Anjanece | 1 | 100 | #VALUE! | #VALUE!
MMM/3M | 7655-S-HSG-4-QL2-500-750-JEA (QT3) | Y | MMM/3M , 7655-S-HSG-4-QL2-500-750-JEA (QT3) |  |  | 220.8 | 2002-05-07 15:37 | Anjanece | 1 | 100 | #VALUE! | #VALUE!
MMM/3M | 7655-S-HSG-4-QL2-500-750-JEA (QT3) | Y | MMM/3M , 7655-S-HSG-4-QL2-500-750-JEA (QT3) |  |  | 223.11 | 2002-05-07 15:37 | Anjanece | 1 | 100 | #VALUE! | #VALUE!
RAYCHEM | CSTOL 154G SL2 B7 | Y | RAYCHEM , CSTOL 154G SL2 B7 | JEA UNDERGROUND DISTRIBUTION | CSC Stores | 113.31 | 2002-05-07 15:37 | Anjanece | 1 | 100 | #VALUE! | #VALUE!
RAYCHEM | CSTOL 154G SL2 B7 | Y | RAYCHEM , CSTOL 154G SL2 B7 |  |  | 153.62 | 2002-05-07 15:37 | Anjanece | 1 | 100 | #VALUE! | #VALUE!
RAYCHEM | CSTOL 154G SL2 B7 | Y | RAYCHEM , CSTOL 154G SL2 B7 |  |  | 158.32 | 2002-05-07 15:37 | Anjanece | 1 | 100 | #VALUE! | #VALUE!
RAYCHEM | CSTOL 154G SL2 B7 | Y | RAYCHEM , CSTOL 154G SL2 B7 |  |  | 159.59 | 2002-05-07 15:37 | Anjanece | 1 | 100 | #VALUE! | #VALUE!
RAYCHEM | CSTOL 154G SL2 B7 | Y | RAYCHEM , CSTOL 154G SL2 B7 |  |  | 161.84 | 2002-05-07 15:37 | Anjanece | 1 | 100 | #VALUE! | #VALUE!
RAYCHEM | CSTOL 154G SL2 B7 | Y | RAYCHEM , CSTOL 154G SL2 B7 |  |  | 165.52 | 2002-05-07 15:37 | Anjanece | 1 | 100 | #VALUE! | #VALUE!
RAYCHEM | CSTOL 154G SL2 B7 | Y | RAYCHEM , CSTOL 154G SL2 B7 |  |  | 167.05 | 2002-05-07 15:37 | Anjanece | 1 | 100 | #VALUE! | #VALUE!
RAYCHEM | CSTOL 154G SL2 B7 | Y | RAYCHEM , CSTOL 154G SL2 B7 |  |  | 168.04 | 2002-05-07 15:37 | Anjanece | 1 | 100 | #VALUE! | #VALUE!
RAYCHEM | CSTOL 154G SL2 B7 | Y | RAYCHEM , CSTOL 154G SL2 B7 |  |  | 202.31 | 2002-05-07 15:37 | Anjanece | 1 | 100 | #VALUE! | #VALUE!
RAYCHEM | CSTOL 154G SL2 B7 | Y | RAYCHEM , CSTOL 154G SL2 B7 |  |  | 205.8 | 2002-05-07 15:37 | Anjanece | 1 | 100 | #VALUE! | #VALUE!
RAYCHEM | CSTOL 154G SL2 B7 | Y | RAYCHEM , CSTOL 154G SL2 B7 |  |  | 210.44 | 2002-05-07 15:37 | Anjanece | 1 | 100 | #VALUE! | #VALUE!
RAYCHEM | CSTOL 154G SL2 B7 | Y | RAYCHEM , CSTOL 154G SL2 B7 |  |  | 215.36 | 2002-05-07 15:37 | Anjanece | 1 | 100 | #VALUE! | #VALUE!
RAYCHEM | CSTOL 154G SL2 B7 | Y | RAYCHEM , CSTOL 154G SL2 B7 |  |  | 220.8 | 2002-05-07 15:37 | Anjanece | 1 | 100 | #VALUE! | #VALUE!
RAYCHEM | CSTOL 154G SL2 B7 | Y | RAYCHEM , CSTOL 154G SL2 B7 |  |  | 223.11 | 2002-05-07 15:37 | Anjanece | 1 | 100 | #VALUE! | #VALUE!
ALLIED BOLT, INC. | 5595 | Y | ALLIED BOLT, INC. , 5595 | JEA UNDERGROUND DISTRIBUTION | CSC Stores | 0.53 | 1993-02-08 | Anjanece | 1 | 0 | #VALUE! | #VALUE!
ALLIED BOLT, INC. | 5595 | Y | ALLIED BOLT, INC. , 5595 |  |  | 0.65 | 1993-02-08 | Anjanece | 1 | 0 | #VALUE! | #VALUE!
ALLIED BOLT, INC. | 5595 | Y | ALLIED BOLT, INC. , 5595 |  |  | 0.66 | 1993-02-08 | Anjanece | 1 | 0 | #VALUE! | #VALUE!
ALLIED BOLT, INC. | 5595 | Y | ALLIED BOLT, INC. , 5595 |  |  | 0.7 | 1993-02-08 | Anjanece | 1 | 0 | #VALUE! | #VALUE!
ALLIED BOLT, INC. | 5595 | Y | ALLIED BOLT, INC. , 5595 |  |  | 0.73 | 1993-02-08 | Anjanece | 1 | 0 | #VALUE! | #VALUE!
ALLIED BOLT, INC. | 5595 | Y | ALLIED BOLT, INC. , 5595 |  |  | 0.74 | 1993-02-08 | Anjanece | 1 | 0 | #VALUE! | #VALUE!
ALLIED BOLT, INC. | 5595 | Y | ALLIED BOLT, INC. , 5595 |  |  | 0.75 | 1993-02-08 | Anjanece | 1 | 0 | #VALUE! | #VALUE!
ALLIED BOLT, INC. | 5595 | Y | ALLIED BOLT, INC. , 5595 |  |  | 0.76 | 1993-02-08 | Anjanece | 1 | 0 | #VALUE! | #VALUE!
ALLIED BOLT, INC. | 5595 | Y | ALLIED BOLT, INC. , 5595 |  |  | 0.94 | 1993-02-08 | Anjanece | 1 | 0 | #VALUE! | #VALUE!
ALLIED BOLT, INC. | 5595 | Y | ALLIED BOLT, INC. , 5595 |  |  | 1 | 1993-02-08 | Anjanece | 1 | 0 | #VALUE! | #VALUE!
ALLIED BOLT, INC. | 5595 | Y | ALLIED BOLT, INC. , 5595 |  |  | 1.01 | 1993-02-08 | Anjanece | 1 | 0 | #VALUE! | #VALUE!
ALLIED BOLT, INC. | 5595 | Y | ALLIED BOLT, INC. , 5595 |  |  | 1.03 | 1993-02-08 | Anjanece | 1 | 0 | #VALUE! | #VALUE!
ALLIED BOLT, INC. | 5595 | Y | ALLIED BOLT, INC. , 5595 |  |  | 1.14 | 1993-02-08 | Anjanece | 1 | 0 | #VALUE! | #VALUE!
ALLIED BOLT, INC. | 5595 | Y | ALLIED BOLT, INC. , 5595 |  |  | 1.18 | 1993-02-08 | Anjanece | 1 | 0 | #VALUE! | #VALUE!
ALLIED BOLT, INC. | 5595 | Y | ALLIED BOLT, INC. , 5595 |  |  | 1.26 | 1993-02-08 | Anjanece | 1 | 0 | #VALUE! | #VALUE!
ALLIED BOLT, INC. | 5595 | Y | ALLIED BOLT, INC. , 5595 |  |  | 1.33 | 1993-02-08 | Anjanece | 1 | 0 | #VALUE! | #VALUE!
ANDERSON | BW-500 | Y | ANDERSON , BW-500 | JEA UNDERGROUND DISTRIBUTION | CSC Stores | 0.53 | 1993-02-08 | Anjanece | 1 | 0 | #VALUE! | #VALUE!
ANDERSON | BW-500 | Y | ANDERSON , BW-500 |  |  | 0.65 | 1993-02-08 | Anjanece | 1 | 0 | #VALUE! | #VALUE!
ANDERSON | BW-500 | Y | ANDERSON , BW-500 |  |  | 0.66 | 1993-02-08 | Anjanece | 1 | 0 | #VALUE! | #VALUE!
ANDERSON | BW-500 | Y | ANDERSON , BW-500 |  |  | 0.7 | 1993-02-08 | Anjanece | 1 | 0 | #VALUE! | #VALUE!
ANDERSON | BW-500 | Y | ANDERSON , BW-500 |  |  | 0.73 | 1993-02-08 | Anjanece | 1 | 0 | #VALUE! | #VALUE!
ANDERSON | BW-500 | Y | ANDERSON , BW-500 |  |  | 0.74 | 1993-02-08 | Anjanece | 1 | 0 | #VALUE! | #VALUE!
ANDERSON | BW-500 | Y | ANDERSON , BW-500 |  |  | 0.75 | 1993-02-08 | Anjanece | 1 | 0 | #VALUE! | #VALUE!
ANDERSON | BW-500 | Y | ANDERSON , BW-500 |  |  | 0.76 | 1993-02-08 | Anjanece | 1 | 0 | #VALUE! | #VALUE!
ANDERSON | BW-500 | Y | ANDERSON , BW-500 |  |  | 0.94 | 1993-02-08 | Anjanece | 1 | 0 | #VALUE! | #VALUE!
ANDERSON | BW-500 | Y | ANDERSON , BW-500 |  |  | 1 | 1993-02-08 | Anjanece | 1 | 0 | #VALUE! | #VALUE!
ANDERSON | BW-500 | Y | ANDERSON , BW-500 |  |  | 1.01 | 1993-02-08 | Anjanece | 1 | 0 | #VALUE! | #VALUE!
ANDERSON | BW-500 | Y | ANDERSON , BW-500 |  |  | 1.03 | 1993-02-08 | Anjanece | 1 | 0 | #VALUE! | #VALUE!
ANDERSON | BW-500 | Y | ANDERSON , BW-500 |  |  | 1.14 | 1993-02-08 | Anjanece | 1 | 0 | #VALUE! | #VALUE!
ANDERSON | BW-500 | Y | ANDERSON , BW-500 |  |  | 1.18 | 1993-02-08 | Anjanece | 1 | 0 | #VALUE! | #VALUE!
ANDERSON | BW-500 | Y | ANDERSON , BW-500 |  |  | 1.26 | 1993-02-08 | Anjanece | 1 | 0 | #VALUE! | #VALUE!
ANDERSON | BW-500 | Y | ANDERSON , BW-500 |  |  | 1.33 | 1993-02-08 | Anjanece | 1 | 0 | #VALUE! | #VALUE!
BURNDY CORP. | 060016-BUR | Y | BURNDY CORP. , 060016-BUR | JEA UNDERGROUND DISTRIBUTION | CSC Stores | 0.53 | 1993-02-08 | Anjanece | 1 | 0 | #VALUE! | #VALUE!
BURNDY CORP. | 060016-BUR | Y | BURNDY CORP. , 060016-BUR |  |  | 0.65 | 1993-02-08 | Anjanece | 1 | 0 | #VALUE! | #VALUE!
BURNDY CORP. | 060016-BUR | Y | BURNDY CORP. , 060016-BUR |  |  | 0.66 | 1993-02-08 | Anjanece | 1 | 0 | #VALUE! | #VALUE!
BURNDY CORP. | 060016-BUR | Y | BURNDY CORP. , 060016-BUR |  |  | 0.7 | 1993-02-08 | Anjanece | 1 | 0 | #VALUE! | #VALUE!
BURNDY CORP. | 060016-BUR | Y | BURNDY CORP. , 060016-BUR |  |  | 0.73 | 1993-02-08 | Anjanece | 1 | 0 | #VALUE! | #VALUE!
BURNDY CORP. | 060016-BUR | Y | BURNDY CORP. , 060016-BUR |  |  | 0.74 | 1993-02-08 | Anjanece | 1 | 0 | #VALUE! | #VALUE!
BURNDY CORP. | 060016-BUR | Y | BURNDY CORP. , 060016-BUR |  |  | 0.75 | 1993-02-08 | Anjanece | 1 | 0 | #VALUE! | #VALUE!
BURNDY CORP. | 060016-BUR | Y | BURNDY CORP. , 060016-BUR |  |  | 0.76 | 1993-02-08 | Anjanece | 1 | 0 | #VALUE! | #VALUE!
BURNDY CORP. | 060016-BUR | Y | BURNDY CORP. , 060016-BUR |  |  | 0.94 | 1993-02-08 | Anjanece | 1 | 0 | #VALUE! | #VALUE!
BURNDY CORP. | 060016-BUR | Y | BURNDY CORP. , 060016-BUR |  |  | 1 | 1993-02-08 | Anjanece | 1 | 0 | #VALUE! | #VALUE!
BURNDY CORP. | 060016-BUR | Y | BURNDY CORP. , 060016-BUR |  |  | 1.01 | 1993-02-08 | Anjanece | 1 | 0 | #VALUE! | #VALUE!
BURNDY CORP. | 060016-BUR | Y | BURNDY CORP. , 060016-BUR |  |  | 1.03 | 1993-02-08 | Anjanece | 1 | 0 | #VALUE! | #VALUE!
BURNDY CORP. | 060016-BUR | Y | BURNDY CORP. , 060016-BUR |  |  | 1.14 | 1993-02-08 | Anjanece | 1 | 0 | #VALUE! | #VALUE!
BURNDY CORP. | 060016-BUR | Y | BURNDY CORP. , 060016-BUR |  |  | 1.18 | 1993-02-08 | Anjanece | 1 | 0 | #VALUE! | #VALUE!
BURNDY CORP. | 060016-BUR | Y | BURNDY CORP. , 060016-BUR |  |  | 1.26 | 1993-02-08 | Anjanece | 1 | 0 | #VALUE! | #VALUE!
BURNDY CORP. | 060016-BUR | Y | BURNDY CORP. , 060016-BUR |  |  | 1.33 | 1993-02-08 | Anjanece | 1 | 0 | #VALUE! | #VALUE!
BURNDY CORP. | 50X106BWSS | Y | BURNDY CORP. , 50X106BWSS | JEA UNDERGROUND DISTRIBUTION | CSC Stores | 0.53 | 1993-02-08 | Anjanece | 1 | 0 | #VALUE! | #VALUE!
BURNDY CORP. | 50X106BWSS | Y | BURNDY CORP. , 50X106BWSS |  |  | 0.65 | 1993-02-08 | Anjanece | 1 | 0 | #VALUE! | #VALUE!
BURNDY CORP. | 50X106BWSS | Y | BURNDY CORP. , 50X106BWSS |  |  | 0.66 | 1993-02-08 | Anjanece | 1 | 0 | #VALUE! | #VALUE!
BURNDY CORP. | 50X106BWSS | Y | BURNDY CORP. , 50X106BWSS |  |  | 0.7 | 1993-02-08 | Anjanece | 1 | 0 | #VALUE! | #VALUE!
BURNDY CORP. | 50X106BWSS | Y | BURNDY CORP. , 50X106BWSS |  |  | 0.73 | 1993-02-08 | Anjanece | 1 | 0 | #VALUE! | #VALUE!
BURNDY CORP. | 50X106BWSS | Y | BURNDY CORP. , 50X106BWSS |  |  | 0.74 | 1993-02-08 | Anjanece | 1 | 0 | #VALUE! | #VALUE!
BURNDY CORP. | 50X106BWSS | Y | BURNDY CORP. , 50X106BWSS |  |  | 0.75 | 1993-02-08 | Anjanece | 1 | 0 | #VALUE! | #VALUE!
BURNDY CORP. | 50X106BWSS | Y | BURNDY CORP. , 50X106BWSS |  |  | 0.76 | 1993-02-08 | Anjanece | 1 | 0 | #VALUE! | #VALUE!
BURNDY CORP. | 50X106BWSS | Y | BURNDY CORP. , 50X106BWSS |  |  | 0.94 | 1993-02-08 | Anjanece | 1 | 0 | #VALUE! | #VALUE!
BURNDY CORP. | 50X106BWSS | Y | BURNDY CORP. , 50X106BWSS |  |  | 1 | 1993-02-08 | Anjanece | 1 | 0 | #VALUE! | #VALUE!
BURNDY CORP. | 50X106BWSS | Y | BURNDY CORP. , 50X106BWSS |  |  | 1.01 | 1993-02-08 | Anjanece | 1 | 0 | #VALUE! | #VALUE!
BURNDY CORP. | 50X106BWSS | Y | BURNDY CORP. , 50X106BWSS |  |  | 1.03 | 1993-02-08 | Anjanece | 1 | 0 | #VALUE! | #VALUE!
BURNDY CORP. | 50X106BWSS | Y | BURNDY CORP. , 50X106BWSS |  |  | 1.14 | 1993-02-08 | Anjanece | 1 | 0 | #VALUE! | #VALUE!
BURNDY CORP. | 50X106BWSS | Y | BURNDY CORP. , 50X106BWSS |  |  | 1.18 | 1993-02-08 | Anjanece | 1 | 0 | #VALUE! | #VALUE!
BURNDY CORP. | 50X106BWSS | Y | BURNDY CORP. , 50X106BWSS |  |  | 1.26 | 1993-02-08 | Anjanece | 1 | 0 | #VALUE! | #VALUE!
BURNDY CORP. | 50X106BWSS | Y | BURNDY CORP. , 50X106BWSS |  |  | 1.33 | 1993-02-08 | Anjanece | 1 | 0 | #VALUE! | #VALUE!
THREADED FASTENERS INC. | TFBW500 | Y | THREADED FASTENERS INC. , TFBW500 | JEA UNDERGROUND DISTRIBUTION | CSC Stores | 0.53 | 1993-02-08 | Anjanece | 1 | 0 | #VALUE! | #VALUE!
THREADED FASTENERS INC. | TFBW500 | Y | THREADED FASTENERS INC. , TFBW500 |  |  | 0.65 | 1993-02-08 | Anjanece | 1 | 0 | #VALUE! | #VALUE!
THREADED FASTENERS INC. | TFBW500 | Y | THREADED FASTENERS INC. , TFBW500 |  |  | 0.66 | 1993-02-08 | Anjanece | 1 | 0 | #VALUE! | #VALUE!
THREADED FASTENERS INC. | TFBW500 | Y | THREADED FASTENERS INC. , TFBW500 |  |  | 0.7 | 1993-02-08 | Anjanece | 1 | 0 | #VALUE! | #VALUE!
THREADED FASTENERS INC. | TFBW500 | Y | THREADED FASTENERS INC. , TFBW500 |  |  | 0.73 | 1993-02-08 | Anjanece | 1 | 0 | #VALUE! | #VALUE!
THREADED FASTENERS INC. | TFBW500 | Y | THREADED FASTENERS INC. , TFBW500 |  |  | 0.74 | 1993-02-08 | Anjanece | 1 | 0 | #VALUE! | #VALUE!
THREADED FASTENERS INC. | TFBW500 | Y | THREADED FASTENERS INC. , TFBW500 |  |  | 0.75 | 1993-02-08 | Anjanece | 1 | 0 | #VALUE! | #VALUE!
THREADED FASTENERS INC. | TFBW500 | Y | THREADED FASTENERS INC. , TFBW500 |  |  | 0.76 | 1993-02-08 | Anjanece | 1 | 0 | #VALUE! | #VALUE!
THREADED FASTENERS INC. | TFBW500 | Y | THREADED FASTENERS INC. , TFBW500 |  |  | 0.94 | 1993-02-08 | Anjanece | 1 | 0 | #VALUE! | #VALUE!
THREADED FASTENERS INC. | TFBW500 | Y | THREADED FASTENERS INC. , TFBW500 |  |  | 1 | 1993-02-08 | Anjanece | 1 | 0 | #VALUE! | #VALUE!
THREADED FASTENERS INC. | TFBW500 | Y | THREADED FASTENERS INC. , TFBW500 |  |  | 1.01 | 1993-02-08 | Anjanece | 1 | 0 | #VALUE! | #VALUE!
THREADED FASTENERS INC. | TFBW500 | Y | THREADED FASTENERS INC. , TFBW500 |  |  | 1.03 | 1993-02-08 | Anjanece | 1 | 0 | #VALUE! | #VALUE!
THREADED FASTENERS INC. | TFBW500 | Y | THREADED FASTENERS INC. , TFBW500 |  |  | 1.14 | 1993-02-08 | Anjanece | 1 | 0 | #VALUE! | #VALUE!
THREADED FASTENERS INC. | TFBW500 | Y | THREADED FASTENERS INC. , TFBW500 |  |  | 1.18 | 1993-02-08 | Anjanece | 1 | 0 | #VALUE! | #VALUE!
THREADED FASTENERS INC. | TFBW500 | Y | THREADED FASTENERS INC. , TFBW500 |  |  | 1.26 | 1993-02-08 | Anjanece | 1 | 0 | #VALUE! | #VALUE!
THREADED FASTENERS INC. | TFBW500 | Y | THREADED FASTENERS INC. , TFBW500 |  |  | 1.33 | 1993-02-08 | Anjanece | 1 | 0 | #VALUE! | #VALUE!
ALLIED BOLT, INC. | 38FWSB | Y | ALLIED BOLT, INC. , 38FWSB | JEA GENERATION | CSC Stores | 0.23 | 1993-04-06 | John | 100 | 0 | N | N
ALLIED BOLT, INC. | 38FWSB | Y | ALLIED BOLT, INC. , 38FWSB |  |  | 0.24 | 1993-04-06 | John | 100 | 0 | N | N
ALLIED BOLT, INC. | 38FWSB | Y | ALLIED BOLT, INC. , 38FWSB |  |  | 0.28 | 1993-04-06 | John | 100 | 0 | N | N
ALLIED BOLT, INC. | 38FWSB | Y | ALLIED BOLT, INC. , 38FWSB |  |  | 0.36 | 1993-04-06 | John | 100 | 0 | N | N
ALLIED BOLT, INC. | 38FWSB | Y | ALLIED BOLT, INC. , 38FWSB |  |  | 0.39 | 1993-04-06 | John | 100 | 0 | N | N
ALLIED BOLT, INC. | 38FWSB | Y | ALLIED BOLT, INC. , 38FWSB |  |  | 0.47 | 1993-04-06 | John | 100 | 0 | N | N
BURNDY CORP. | 38FWBOX | Y | BURNDY CORP. , 38FWBOX | JEA GENERATION | CSC Stores | 0.23 | 1993-04-06 | John | 100 | 0 | N | N
BURNDY CORP. | 38FWBOX | Y | BURNDY CORP. , 38FWBOX |  |  | 0.24 | 1993-04-06 | John | 100 | 0 | N | N
BURNDY CORP. | 38FWBOX | Y | BURNDY CORP. , 38FWBOX |  |  | 0.28 | 1993-04-06 | John | 100 | 0 | N | N
BURNDY CORP. | 38FWBOX | Y | BURNDY CORP. , 38FWBOX |  |  | 0.36 | 1993-04-06 | John | 100 | 0 | N | N
BURNDY CORP. | 38FWBOX | Y | BURNDY CORP. , 38FWBOX |  |  | 0.39 | 1993-04-06 | John | 100 | 0 | N | N
BURNDY CORP. | 38FWBOX | Y | BURNDY CORP. , 38FWBOX |  |  | 0.47 | 1993-04-06 | John | 100 | 0 | N | N
THREADED FASTENERS INC. | TF37NNFB | Y | THREADED FASTENERS INC. , TF37NNFB | JEA GENERATION | CSC Stores | 0.23 | 1993-04-06 | John | 100 | 0 | N | N
THREADED FASTENERS INC. | TF37NNFB | Y | THREADED FASTENERS INC. , TF37NNFB |  |  | 0.24 | 1993-04-06 | John | 100 | 0 | N | N
THREADED FASTENERS INC. | TF37NNFB | Y | THREADED FASTENERS INC. , TF37NNFB |  |  | 0.28 | 1993-04-06 | John | 100 | 0 | N | N
THREADED FASTENERS INC. | TF37NNFB | Y | THREADED FASTENERS INC. , TF37NNFB |  |  | 0.36 | 1993-04-06 | John | 100 | 0 | N | N
THREADED FASTENERS INC. | TF37NNFB | Y | THREADED FASTENERS INC. , TF37NNFB |  |  | 0.39 | 1993-04-06 | John | 100 | 0 | N | N
THREADED FASTENERS INC. | TF37NNFB | Y | THREADED FASTENERS INC. , TF37NNFB |  |  | 0.47 | 1993-04-06 | John | 100 | 0 | N | N
FASTENAL | 75240 | Y | FASTENAL , 75240 | JEA GENERATION | CSC Stores | 0.33 | 2001-12-17 10:30 | John | 100 | 0 | N | N
FASTENAL | 75240 | Y | FASTENAL , 75240 |  |  | 0.4 | 2001-12-17 10:30 | John | 100 | 0 | N | N
PENN-UNION | SLW-12-TN | Y | PENN-UNION , SLW-12-TN | JEA GENERATION | CSC Stores | 0.33 | 2001-12-17 10:30 | John | 100 | 0 | N | N
PENN-UNION | SLW-12-TN | Y | PENN-UNION , SLW-12-TN |  |  | 0.4 | 2001-12-17 10:30 | John | 100 | 0 | N | N
THREADED FASTENERS INC. | TF7552 | Y | THREADED FASTENERS INC. , TF7552 | JEA GENERATION | CSC Stores | 0.33 | 2001-12-17 10:30 | John | 100 | 0 | N | N
THREADED FASTENERS INC. | TF7552 | Y | THREADED FASTENERS INC. , TF7552 |  |  | 0.4 | 2001-12-17 10:30 | John | 100 | 0 | N | N
BURNDY CORP. | 50 NWET-BOX 100 | Y | BURNDY CORP. , 50 NWET-BOX 100 | JEA GENERATION | CSC Stores | 0.24 | 2001-12-17 10:31 | John | 25 | 0 | N | N
BURNDY CORP. | 50 NWET-BOX 100 | Y | BURNDY CORP. , 50 NWET-BOX 100 |  |  | 0.25 | 2001-12-17 10:31 | John | 25 | 0 | N | N
BURNDY CORP. | 50 NWET-BOX 100 | Y | BURNDY CORP. , 50 NWET-BOX 100 |  |  | 0.29 | 2001-12-17 10:31 | John | 25 | 0 | N | N
BURNDY CORP. | 50 NWET-BOX 100 | Y | BURNDY CORP. , 50 NWET-BOX 100 |  |  | 0.4 | 2001-12-17 10:31 | John | 25 | 0 | N | N
PENN-UNION | 1/2INTL/WTN100PK | Y | PENN-UNION , 1/2INTL/WTN100PK | JEA GENERATION | CSC Stores | 0.24 | 2001-12-17 10:31 | John | 25 | 0 | N | N
PENN-UNION | 1/2INTL/WTN100PK | Y | PENN-UNION , 1/2INTL/WTN100PK |  |  | 0.25 | 2001-12-17 10:31 | John | 25 | 0 | N | N
PENN-UNION | 1/2INTL/WTN100PK | Y | PENN-UNION , 1/2INTL/WTN100PK |  |  | 0.29 | 2001-12-17 10:31 | John | 25 | 0 | N | N
PENN-UNION | 1/2INTL/WTN100PK | Y | PENN-UNION , 1/2INTL/WTN100PK |  |  | 0.4 | 2001-12-17 10:31 | John | 25 | 0 | N | N
PENN-UNION | FW-12-TN | Y | PENN-UNION , FW-12-TN | JEA OVERHEAD DISTRIBUTION | CSC Stores | 0.68 | 2001-12-17 10:32 | Anjanece | 100 | 0 | #VALUE! | #VALUE!
PENN-UNION | FW-12-TN | Y | PENN-UNION , FW-12-TN |  |  | 0.7 | 2001-12-17 10:32 | Anjanece | 100 | 0 | #VALUE! | #VALUE!
PENN-UNION | FW-12-TN | Y | PENN-UNION , FW-12-TN |  |  | 0.78 | 2001-12-17 10:32 | Anjanece | 100 | 0 | #VALUE! | #VALUE!
PENN-UNION | FW-12-TN | Y | PENN-UNION , FW-12-TN |  |  | 0.8 | 2001-12-17 10:32 | Anjanece | 100 | 0 | #VALUE! | #VALUE!
PENN-UNION | FW-12-TN | Y | PENN-UNION , FW-12-TN |  |  | 0.84 | 2001-12-17 10:32 | Anjanece | 100 | 0 | #VALUE! | #VALUE!
THREADED FASTENERS INC. | TF50040FWP | Y | THREADED FASTENERS INC. , TF50040FWP | JEA OVERHEAD DISTRIBUTION | CSC Stores | 0.68 | 2001-12-17 10:32 | Anjanece | 100 | 0 | #VALUE! | #VALUE!
THREADED FASTENERS INC. | TF50040FWP | Y | THREADED FASTENERS INC. , TF50040FWP |  |  | 0.7 | 2001-12-17 10:32 | Anjanece | 100 | 0 | #VALUE! | #VALUE!
THREADED FASTENERS INC. | TF50040FWP | Y | THREADED FASTENERS INC. , TF50040FWP |  |  | 0.78 | 2001-12-17 10:32 | Anjanece | 100 | 0 | #VALUE! | #VALUE!
THREADED FASTENERS INC. | TF50040FWP | Y | THREADED FASTENERS INC. , TF50040FWP |  |  | 0.8 | 2001-12-17 10:32 | Anjanece | 100 | 0 | #VALUE! | #VALUE!
THREADED FASTENERS INC. | TF50040FWP | Y | THREADED FASTENERS INC. , TF50040FWP |  |  | 0.84 | 2001-12-17 10:32 | Anjanece | 100 | 0 | #VALUE! | #VALUE!
ALLIED BOLT, INC. | 249 | Y | ALLIED BOLT, INC. , 249 | JEA OVERHEAD DISTRIBUTION | CSC Stores | 0.03 | 2001-12-17 10:33 | Anjanece | 2000 | 0 | #VALUE! | #VALUE!
ALLIED BOLT, INC. | 249 | Y | ALLIED BOLT, INC. , 249 |  |  | 0.04 | 2001-12-17 10:33 | Anjanece | 2000 | 0 | #VALUE! | #VALUE!
ALLIED BOLT, INC. | 249 | Y | ALLIED BOLT, INC. , 249 |  |  | 0.05 | 2001-12-17 10:33 | Anjanece | 2000 | 0 | #VALUE! | #VALUE!
ALUMA FORM | AF1084 | Y | ALUMA FORM , AF1084 | JEA OVERHEAD DISTRIBUTION | CSC Stores | 0.03 | 2001-12-17 10:33 | Anjanece | 2000 | 0 | #VALUE! | #VALUE!
ALUMA FORM | AF1084 | Y | ALUMA FORM , AF1084 |  |  | 0.04 | 2001-12-17 10:33 | Anjanece | 2000 | 0 | #VALUE! | #VALUE!
ALUMA FORM | AF1084 | Y | ALUMA FORM , AF1084 |  |  | 0.05 | 2001-12-17 10:33 | Anjanece | 2000 | 0 | #VALUE! | #VALUE!
CHANCE | 6801 | Y | CHANCE , 6801 | JEA OVERHEAD DISTRIBUTION | CSC Stores | 0.03 | 2001-12-17 10:33 | Anjanece | 2000 | 0 | #VALUE! | #VALUE!
CHANCE | 6801 | Y | CHANCE , 6801 |  |  | 0.04 | 2001-12-17 10:33 | Anjanece | 2000 | 0 | #VALUE! | #VALUE!
CHANCE | 6801 | Y | CHANCE , 6801 |  |  | 0.05 | 2001-12-17 10:33 | Anjanece | 2000 | 0 | #VALUE! | #VALUE!
DIXIE ELECTRIC | D-6801 | Y | DIXIE ELECTRIC , D-6801 | JEA OVERHEAD DISTRIBUTION | CSC Stores | 0.03 | 2001-12-17 10:33 | Anjanece | 2000 | 0 | #VALUE! | #VALUE!
DIXIE ELECTRIC | D-6801 | Y | DIXIE ELECTRIC , D-6801 |  |  | 0.04 | 2001-12-17 10:33 | Anjanece | 2000 | 0 | #VALUE! | #VALUE!
DIXIE ELECTRIC | D-6801 | Y | DIXIE ELECTRIC , D-6801 |  |  | 0.05 | 2001-12-17 10:33 | Anjanece | 2000 | 0 | #VALUE! | #VALUE!
FLORIDA WIRE AND CABLE | FW1084 | Y | FLORIDA WIRE AND CABLE , FW1084 | JEA OVERHEAD DISTRIBUTION | CSC Stores | 0.03 | 2001-12-17 10:33 | Anjanece | 2000 | 0 | #VALUE! | #VALUE!
FLORIDA WIRE AND CABLE | FW1084 | Y | FLORIDA WIRE AND CABLE , FW1084 |  |  | 0.04 | 2001-12-17 10:33 | Anjanece | 2000 | 0 | #VALUE! | #VALUE!
FLORIDA WIRE AND CABLE | FW1084 | Y | FLORIDA WIRE AND CABLE , FW1084 |  |  | 0.05 | 2001-12-17 10:33 | Anjanece | 2000 | 0 | #VALUE! | #VALUE!
HUGHES | RW1-30 | Y | HUGHES , RW1-30 | JEA OVERHEAD DISTRIBUTION | CSC Stores | 0.03 | 2001-12-17 10:33 | Anjanece | 2000 | 0 | #VALUE! | #VALUE!
HUGHES | RW1-30 | Y | HUGHES , RW1-30 |  |  | 0.04 | 2001-12-17 10:33 | Anjanece | 2000 | 0 | #VALUE! | #VALUE!
HUGHES | RW1-30 | Y | HUGHES , RW1-30 |  |  | 0.05 | 2001-12-17 10:33 | Anjanece | 2000 | 0 | #VALUE! | #VALUE!
JOSLYN HI-VOLTAGE CORP. | J1084 | Y | JOSLYN HI-VOLTAGE CORP. , J1084 | JEA OVERHEAD DISTRIBUTION | CSC Stores | 0.03 | 2001-12-17 10:33 | Anjanece | 2000 | 0 | #VALUE! | #VALUE!
JOSLYN HI-VOLTAGE CORP. | J1084 | Y | JOSLYN HI-VOLTAGE CORP. , J1084 |  |  | 0.04 | 2001-12-17 10:33 | Anjanece | 2000 | 0 | #VALUE! | #VALUE!
JOSLYN HI-VOLTAGE CORP. | J1084 | Y | JOSLYN HI-VOLTAGE CORP. , J1084 |  |  | 0.05 | 2001-12-17 10:33 | Anjanece | 2000 | 0 | #VALUE! | #VALUE!
MC GRAW EDISON | DF1W1 | Y | MC GRAW EDISON , DF1W1 | JEA OVERHEAD DISTRIBUTION | CSC Stores | 0.03 | 2001-12-17 10:33 | Anjanece | 2000 | 0 | #VALUE! | #VALUE!
MC GRAW EDISON | DF1W1 | Y | MC GRAW EDISON , DF1W1 |  |  | 0.04 | 2001-12-17 10:33 | Anjanece | 2000 | 0 | #VALUE! | #VALUE!
MC GRAW EDISON | DF1W1 | Y | MC GRAW EDISON , DF1W1 |  |  | 0.05 | 2001-12-17 10:33 | Anjanece | 2000 | 0 | #VALUE! | #VALUE!
THREADED FASTENERS INC. | TF1084 | Y | THREADED FASTENERS INC. , TF1084 | JEA OVERHEAD DISTRIBUTION | CSC Stores | 0.03 | 2001-12-17 10:33 | Anjanece | 2000 | 0 | #VALUE! | #VALUE!
THREADED FASTENERS INC. | TF1084 | Y | THREADED FASTENERS INC. , TF1084 |  |  | 0.04 | 2001-12-17 10:33 | Anjanece | 2000 | 0 | #VALUE! | #VALUE!
THREADED FASTENERS INC. | TF1084 | Y | THREADED FASTENERS INC. , TF1084 |  |  | 0.05 | 2001-12-17 10:33 | Anjanece | 2000 | 0 | #VALUE! | #VALUE!
UTILITIES SERVICE | 5476 | Y | UTILITIES SERVICE , 5476 | JEA OVERHEAD DISTRIBUTION | CSC Stores | 0.03 | 2001-12-17 10:33 | Anjanece | 2000 | 0 | #VALUE! | #VALUE!
UTILITIES SERVICE | 5476 | Y | UTILITIES SERVICE , 5476 |  |  | 0.04 | 2001-12-17 10:33 | Anjanece | 2000 | 0 | #VALUE! | #VALUE!
UTILITIES SERVICE | 5476 | Y | UTILITIES SERVICE , 5476 |  |  | 0.05 | 2001-12-17 10:33 | Anjanece | 2000 | 0 | #VALUE! | #VALUE!
ALLIED BOLT, INC. | 104-100 | Y | ALLIED BOLT, INC. , 104-100 | JEA OVERHEAD DISTRIBUTION | CSC Stores | 0.06 | 2001-12-18 10:02 | John | 100 | 0 | N | Y
ALLIED BOLT, INC. | 104-100 | Y | ALLIED BOLT, INC. , 104-100 |  |  | 0.07 | 2001-12-18 10:02 | John | 100 | 0 | N | Y
ALLIED BOLT, INC. | 104-100 | Y | ALLIED BOLT, INC. , 104-100 |  |  | 0.1 | 2001-12-18 10:02 | John | 100 | 0 | N | Y
ALLIED BOLT, INC. | 104-100 | Y | ALLIED BOLT, INC. , 104-100 |  |  | 0.11 | 2001-12-18 10:02 | John | 100 | 0 | N | Y
ALUMA FORM | AF1086 | Y | ALUMA FORM , AF1086 | JEA OVERHEAD DISTRIBUTION | CSC Stores | 0.06 | 2001-12-18 10:02 | John | 100 | 0 | N | Y
ALUMA FORM | AF1086 | Y | ALUMA FORM , AF1086 |  |  | 0.07 | 2001-12-18 10:02 | John | 100 | 0 | N | Y
ALUMA FORM | AF1086 | Y | ALUMA FORM , AF1086 |  |  | 0.1 | 2001-12-18 10:02 | John | 100 | 0 | N | Y
ALUMA FORM | AF1086 | Y | ALUMA FORM , AF1086 |  |  | 0.11 | 2001-12-18 10:02 | John | 100 | 0 | N | Y
CHANCE | 6803 | Y | CHANCE , 6803 | JEA OVERHEAD DISTRIBUTION | CSC Stores | 0.06 | 2001-12-18 10:02 | John | 100 | 0 | N | Y
CHANCE | 6803 | Y | CHANCE , 6803 |  |  | 0.07 | 2001-12-18 10:02 | John | 100 | 0 | N | Y
CHANCE | 6803 | Y | CHANCE , 6803 |  |  | 0.1 | 2001-12-18 10:02 | John | 100 | 0 | N | Y
CHANCE | 6803 | Y | CHANCE , 6803 |  |  | 0.11 | 2001-12-18 10:02 | John | 100 | 0 | N | Y
DIXIE ELECTRIC | D-6803 | Y | DIXIE ELECTRIC , D-6803 | JEA OVERHEAD DISTRIBUTION | CSC Stores | 0.06 | 2001-12-18 10:02 | John | 100 | 0 | N | Y
DIXIE ELECTRIC | D-6803 | Y | DIXIE ELECTRIC , D-6803 |  |  | 0.07 | 2001-12-18 10:02 | John | 100 | 0 | N | Y
DIXIE ELECTRIC | D-6803 | Y | DIXIE ELECTRIC , D-6803 |  |  | 0.1 | 2001-12-18 10:02 | John | 100 | 0 | N | Y
DIXIE ELECTRIC | D-6803 | Y | DIXIE ELECTRIC , D-6803 |  |  | 0.11 | 2001-12-18 10:02 | John | 100 | 0 | N | Y
FLORIDA WIRE AND CABLE | FW1086 | Y | FLORIDA WIRE AND CABLE , FW1086 | JEA OVERHEAD DISTRIBUTION | CSC Stores | 0.06 | 2001-12-18 10:02 | John | 100 | 0 | N | Y
FLORIDA WIRE AND CABLE | FW1086 | Y | FLORIDA WIRE AND CABLE , FW1086 |  |  | 0.07 | 2001-12-18 10:02 | John | 100 | 0 | N | Y
FLORIDA WIRE AND CABLE | FW1086 | Y | FLORIDA WIRE AND CABLE , FW1086 |  |  | 0.1 | 2001-12-18 10:02 | John | 100 | 0 | N | Y
FLORIDA WIRE AND CABLE | FW1086 | Y | FLORIDA WIRE AND CABLE , FW1086 |  |  | 0.11 | 2001-12-18 10:02 | John | 100 | 0 | N | Y
HUGHES | RW1-3/8-50 | Y | HUGHES , RW1-3/8-50 | JEA OVERHEAD DISTRIBUTION | CSC Stores | 0.06 | 2001-12-18 10:02 | John | 100 | 0 | N | Y
HUGHES | RW1-3/8-50 | Y | HUGHES , RW1-3/8-50 |  |  | 0.07 | 2001-12-18 10:02 | John | 100 | 0 | N | Y
HUGHES | RW1-3/8-50 | Y | HUGHES , RW1-3/8-50 |  |  | 0.1 | 2001-12-18 10:02 | John | 100 | 0 | N | Y
HUGHES | RW1-3/8-50 | Y | HUGHES , RW1-3/8-50 |  |  | 0.11 | 2001-12-18 10:02 | John | 100 | 0 | N | Y
JOSLYN HI-VOLTAGE CORP. | J1086 | Y | JOSLYN HI-VOLTAGE CORP. , J1086 | JEA OVERHEAD DISTRIBUTION | CSC Stores | 0.06 | 2001-12-18 10:02 | John | 100 | 0 | N | Y
JOSLYN HI-VOLTAGE CORP. | J1086 | Y | JOSLYN HI-VOLTAGE CORP. , J1086 |  |  | 0.07 | 2001-12-18 10:02 | John | 100 | 0 | N | Y
JOSLYN HI-VOLTAGE CORP. | J1086 | Y | JOSLYN HI-VOLTAGE CORP. , J1086 |  |  | 0.1 | 2001-12-18 10:02 | John | 100 | 0 | N | Y
JOSLYN HI-VOLTAGE CORP. | J1086 | Y | JOSLYN HI-VOLTAGE CORP. , J1086 |  |  | 0.11 | 2001-12-18 10:02 | John | 100 | 0 | N | Y
MC GRAW EDISON | DF1W2 | Y | MC GRAW EDISON , DF1W2 | JEA OVERHEAD DISTRIBUTION | CSC Stores | 0.06 | 2001-12-18 10:02 | John | 100 | 0 | N | Y
MC GRAW EDISON | DF1W2 | Y | MC GRAW EDISON , DF1W2 |  |  | 0.07 | 2001-12-18 10:02 | John | 100 | 0 | N | Y
MC GRAW EDISON | DF1W2 | Y | MC GRAW EDISON , DF1W2 |  |  | 0.1 | 2001-12-18 10:02 | John | 100 | 0 | N | Y
MC GRAW EDISON | DF1W2 | Y | MC GRAW EDISON , DF1W2 |  |  | 0.11 | 2001-12-18 10:02 | John | 100 | 0 | N | Y
THREADED FASTENERS INC. | TF1086 | Y | THREADED FASTENERS INC. , TF1086 | JEA OVERHEAD DISTRIBUTION | CSC Stores | 0.06 | 2001-12-18 10:02 | John | 100 | 0 | N | Y
THREADED FASTENERS INC. | TF1086 | Y | THREADED FASTENERS INC. , TF1086 |  |  | 0.07 | 2001-12-18 10:02 | John | 100 | 0 | N | Y
THREADED FASTENERS INC. | TF1086 | Y | THREADED FASTENERS INC. , TF1086 |  |  | 0.1 | 2001-12-18 10:02 | John | 100 | 0 | N | Y
THREADED FASTENERS INC. | TF1086 | Y | THREADED FASTENERS INC. , TF1086 |  |  | 0.11 | 2001-12-18 10:02 | John | 100 | 0 | N | Y
|  |  | , | JEA OVERHEAD DISTRIBUTION | Storm Stores | 0 | 2018-06-26 15:06 | John |  | 0 | N | Y
|  |  | , |  |  | 0.1 | 2018-06-26 15:06 | John |  | 0 | N | Y
|  |  | , |  |  | 0.11 | 2018-06-26 15:06 | John |  | 0 | N | Y
ALLIED BOLT, INC. | 11003-50 | Y | ALLIED BOLT, INC. , 11003-50 | JEA GENERATION | CSC Stores | 0.07 | 2001-12-18 10:03 | John | 650 | 0 | N | N
ALLIED BOLT, INC. | 11003-50 | Y | ALLIED BOLT, INC. , 11003-50 |  |  | 0.1 | 2001-12-18 10:03 | John | 650 | 0 | N | N
ALLIED BOLT, INC. | 11003-50 | Y | ALLIED BOLT, INC. , 11003-50 |  |  | 0.15 | 2001-12-18 10:03 | John | 650 | 0 | N | N
ALLIED BOLT, INC. | 11003-50 | Y | ALLIED BOLT, INC. , 11003-50 |  |  | 0.16 | 2001-12-18 10:03 | John | 650 | 0 | N | N
ALLIED BOLT, INC. | 11003-50 | Y | ALLIED BOLT, INC. , 11003-50 |  |  | 0.17 | 2001-12-18 10:03 | John | 650 | 0 | N | N
ALLIED BOLT, INC. | 11003-50 | Y | ALLIED BOLT, INC. , 11003-50 |  |  | 0.19 | 2001-12-18 10:03 | John | 650 | 0 | N | N
ALLIED BOLT, INC. | 11003-50 | Y | ALLIED BOLT, INC. , 11003-50 |  |  | 0.21 | 2001-12-18 10:03 | John | 650 | 0 | N | N
ALLIED BOLT, INC. | 11003-50 | Y | ALLIED BOLT, INC. , 11003-50 |  |  | 0.23 | 2001-12-18 10:03 | John | 650 | 0 | N | N
ALUMA-FORM | AF1088 | Y | ALUMA-FORM , AF1088 | JEA GENERATION | CSC Stores | 0.07 | 2001-12-18 10:03 | John | 650 | 0 | N | N
ALUMA-FORM | AF1088 | Y | ALUMA-FORM , AF1088 |  |  | 0.1 | 2001-12-18 10:03 | John | 650 | 0 | N | N
ALUMA-FORM | AF1088 | Y | ALUMA-FORM , AF1088 |  |  | 0.15 | 2001-12-18 10:03 | John | 650 | 0 | N | N
ALUMA-FORM | AF1088 | Y | ALUMA-FORM , AF1088 |  |  | 0.16 | 2001-12-18 10:03 | John | 650 | 0 | N | N
ALUMA-FORM | AF1088 | Y | ALUMA-FORM , AF1088 |  |  | 0.17 | 2001-12-18 10:03 | John | 650 | 0 | N | N
ALUMA-FORM | AF1088 | Y | ALUMA-FORM , AF1088 |  |  | 0.19 | 2001-12-18 10:03 | John | 650 | 0 | N | N
ALUMA-FORM | AF1088 | Y | ALUMA-FORM , AF1088 |  |  | 0.21 | 2001-12-18 10:03 | John | 650 | 0 | N | N
ALUMA-FORM | AF1088 | Y | ALUMA-FORM , AF1088 |  |  | 0.23 | 2001-12-18 10:03 | John | 650 | 0 | N | N
CHANCE | 6805 | Y | CHANCE , 6805 | JEA GENERATION | CSC Stores | 0.07 | 2001-12-18 10:03 | John | 650 | 0 | N | N
CHANCE | 6805 | Y | CHANCE , 6805 |  |  | 0.1 | 2001-12-18 10:03 | John | 650 | 0 | N | N
CHANCE | 6805 | Y | CHANCE , 6805 |  |  | 0.15 | 2001-12-18 10:03 | John | 650 | 0 | N | N
CHANCE | 6805 | Y | CHANCE , 6805 |  |  | 0.16 | 2001-12-18 10:03 | John | 650 | 0 | N | N
CHANCE | 6805 | Y | CHANCE , 6805 |  |  | 0.17 | 2001-12-18 10:03 | John | 650 | 0 | N | N
CHANCE | 6805 | Y | CHANCE , 6805 |  |  | 0.19 | 2001-12-18 10:03 | John | 650 | 0 | N | N
CHANCE | 6805 | Y | CHANCE , 6805 |  |  | 0.21 | 2001-12-18 10:03 | John | 650 | 0 | N | N
CHANCE | 6805 | Y | CHANCE , 6805 |  |  | 0.23 | 2001-12-18 10:03 | John | 650 | 0 | N | N
DIXIE ELECTRIC | D-6805 | Y | DIXIE ELECTRIC , D-6805 | JEA GENERATION | CSC Stores | 0.07 | 2001-12-18 10:03 | John | 650 | 0 | N | N
DIXIE ELECTRIC | D-6805 | Y | DIXIE ELECTRIC , D-6805 |  |  | 0.1 | 2001-12-18 10:03 | John | 650 | 0 | N | N
DIXIE ELECTRIC | D-6805 | Y | DIXIE ELECTRIC , D-6805 |  |  | 0.15 | 2001-12-18 10:03 | John | 650 | 0 | N | N
DIXIE ELECTRIC | D-6805 | Y | DIXIE ELECTRIC , D-6805 |  |  | 0.16 | 2001-12-18 10:03 | John | 650 | 0 | N | N
DIXIE ELECTRIC | D-6805 | Y | DIXIE ELECTRIC , D-6805 |  |  | 0.17 | 2001-12-18 10:03 | John | 650 | 0 | N | N
DIXIE ELECTRIC | D-6805 | Y | DIXIE ELECTRIC , D-6805 |  |  | 0.19 | 2001-12-18 10:03 | John | 650 | 0 | N | N
DIXIE ELECTRIC | D-6805 | Y | DIXIE ELECTRIC , D-6805 |  |  | 0.21 | 2001-12-18 10:03 | John | 650 | 0 | N | N
DIXIE ELECTRIC | D-6805 | Y | DIXIE ELECTRIC , D-6805 |  |  | 0.23 | 2001-12-18 10:03 | John | 650 | 0 | N | N
FLORIDA WIRE AND CABLE | FW1088 | Y | FLORIDA WIRE AND CABLE , FW1088 | JEA GENERATION | CSC Stores | 0.07 | 2001-12-18 10:03 | John | 650 | 0 | N | N
FLORIDA WIRE AND CABLE | FW1088 | Y | FLORIDA WIRE AND CABLE , FW1088 |  |  | 0.1 | 2001-12-18 10:03 | John | 650 | 0 | N | N
FLORIDA WIRE AND CABLE | FW1088 | Y | FLORIDA WIRE AND CABLE , FW1088 |  |  | 0.15 | 2001-12-18 10:03 | John | 650 | 0 | N | N
FLORIDA WIRE AND CABLE | FW1088 | Y | FLORIDA WIRE AND CABLE , FW1088 |  |  | 0.16 | 2001-12-18 10:03 | John | 650 | 0 | N | N
FLORIDA WIRE AND CABLE | FW1088 | Y | FLORIDA WIRE AND CABLE , FW1088 |  |  | 0.17 | 2001-12-18 10:03 | John | 650 | 0 | N | N
FLORIDA WIRE AND CABLE | FW1088 | Y | FLORIDA WIRE AND CABLE , FW1088 |  |  | 0.19 | 2001-12-18 10:03 | John | 650 | 0 | N | N
FLORIDA WIRE AND CABLE | FW1088 | Y | FLORIDA WIRE AND CABLE , FW1088 |  |  | 0.21 | 2001-12-18 10:03 | John | 650 | 0 | N | N
FLORIDA WIRE AND CABLE | FW1088 | Y | FLORIDA WIRE AND CABLE , FW1088 |  |  | 0.23 | 2001-12-18 10:03 | John | 650 | 0 | N | N
HUGHES | RW1-3/4-60 | Y | HUGHES , RW1-3/4-60 | JEA GENERATION | CSC Stores | 0.07 | 2001-12-18 10:03 | John | 650 | 0 | N | N
HUGHES | RW1-3/4-60 | Y | HUGHES , RW1-3/4-60 |  |  | 0.1 | 2001-12-18 10:03 | John | 650 | 0 | N | N
HUGHES | RW1-3/4-60 | Y | HUGHES , RW1-3/4-60 |  |  | 0.15 | 2001-12-18 10:03 | John | 650 | 0 | N | N
HUGHES | RW1-3/4-60 | Y | HUGHES , RW1-3/4-60 |  |  | 0.16 | 2001-12-18 10:03 | John | 650 | 0 | N | N
HUGHES | RW1-3/4-60 | Y | HUGHES , RW1-3/4-60 |  |  | 0.17 | 2001-12-18 10:03 | John | 650 | 0 | N | N
HUGHES | RW1-3/4-60 | Y | HUGHES , RW1-3/4-60 |  |  | 0.19 | 2001-12-18 10:03 | John | 650 | 0 | N | N
HUGHES | RW1-3/4-60 | Y | HUGHES , RW1-3/4-60 |  |  | 0.21 | 2001-12-18 10:03 | John | 650 | 0 | N | N
HUGHES | RW1-3/4-60 | Y | HUGHES , RW1-3/4-60 |  |  | 0.23 | 2001-12-18 10:03 | John | 650 | 0 | N | N
JOSLYN HI-VOLTAGE CORP. | J1088 | Y | JOSLYN HI-VOLTAGE CORP. , J1088 | JEA GENERATION | CSC Stores | 0.07 | 2001-12-18 10:03 | John | 650 | 0 | N | N
JOSLYN HI-VOLTAGE CORP. | J1088 | Y | JOSLYN HI-VOLTAGE CORP. , J1088 |  |  | 0.1 | 2001-12-18 10:03 | John | 650 | 0 | N | N
JOSLYN HI-VOLTAGE CORP. | J1088 | Y | JOSLYN HI-VOLTAGE CORP. , J1088 |  |  | 0.15 | 2001-12-18 10:03 | John | 650 | 0 | N | N
JOSLYN HI-VOLTAGE CORP. | J1088 | Y | JOSLYN HI-VOLTAGE CORP. , J1088 |  |  | 0.16 | 2001-12-18 10:03 | John | 650 | 0 | N | N
JOSLYN HI-VOLTAGE CORP. | J1088 | Y | JOSLYN HI-VOLTAGE CORP. , J1088 |  |  | 0.17 | 2001-12-18 10:03 | John | 650 | 0 | N | N
JOSLYN HI-VOLTAGE CORP. | J1088 | Y | JOSLYN HI-VOLTAGE CORP. , J1088 |  |  | 0.19 | 2001-12-18 10:03 | John | 650 | 0 | N | N
JOSLYN HI-VOLTAGE CORP. | J1088 | Y | JOSLYN HI-VOLTAGE CORP. , J1088 |  |  | 0.21 | 2001-12-18 10:03 | John | 650 | 0 | N | N
JOSLYN HI-VOLTAGE CORP. | J1088 | Y | JOSLYN HI-VOLTAGE CORP. , J1088 |  |  | 0.23 | 2001-12-18 10:03 | John | 650 | 0 | N | N
MC GRAW EDISON | DF1W3 | Y | MC GRAW EDISON , DF1W3 | JEA GENERATION | CSC Stores | 0.07 | 2001-12-18 10:03 | John | 650 | 0 | N | N
MC GRAW EDISON | DF1W3 | Y | MC GRAW EDISON , DF1W3 |  |  | 0.1 | 2001-12-18 10:03 | John | 650 | 0 | N | N
MC GRAW EDISON | DF1W3 | Y | MC GRAW EDISON , DF1W3 |  |  | 0.15 | 2001-12-18 10:03 | John | 650 | 0 | N | N
MC GRAW EDISON | DF1W3 | Y | MC GRAW EDISON , DF1W3 |  |  | 0.16 | 2001-12-18 10:03 | John | 650 | 0 | N | N
MC GRAW EDISON | DF1W3 | Y | MC GRAW EDISON , DF1W3 |  |  | 0.17 | 2001-12-18 10:03 | John | 650 | 0 | N | N
MC GRAW EDISON | DF1W3 | Y | MC GRAW EDISON , DF1W3 |  |  | 0.19 | 2001-12-18 10:03 | John | 650 | 0 | N | N
MC GRAW EDISON | DF1W3 | Y | MC GRAW EDISON , DF1W3 |  |  | 0.21 | 2001-12-18 10:03 | John | 650 | 0 | N | N
MC GRAW EDISON | DF1W3 | Y | MC GRAW EDISON , DF1W3 |  |  | 0.23 | 2001-12-18 10:03 | John | 650 | 0 | N | N
POWERLINE HARDWARE CO. | P1088 | Y | POWERLINE HARDWARE CO. , P1088 | JEA GENERATION | CSC Stores | 0.07 | 2001-12-18 10:03 | John | 650 | 0 | N | N
POWERLINE HARDWARE CO. | P1088 | Y | POWERLINE HARDWARE CO. , P1088 |  |  | 0.1 | 2001-12-18 10:03 | John | 650 | 0 | N | N
POWERLINE HARDWARE CO. | P1088 | Y | POWERLINE HARDWARE CO. , P1088 |  |  | 0.15 | 2001-12-18 10:03 | John | 650 | 0 | N | N
POWERLINE HARDWARE CO. | P1088 | Y | POWERLINE HARDWARE CO. , P1088 |  |  | 0.16 | 2001-12-18 10:03 | John | 650 | 0 | N | N
POWERLINE HARDWARE CO. | P1088 | Y | POWERLINE HARDWARE CO. , P1088 |  |  | 0.17 | 2001-12-18 10:03 | John | 650 | 0 | N | N
POWERLINE HARDWARE CO. | P1088 | Y | POWERLINE HARDWARE CO. , P1088 |  |  | 0.19 | 2001-12-18 10:03 | John | 650 | 0 | N | N
POWERLINE HARDWARE CO. | P1088 | Y | POWERLINE HARDWARE CO. , P1088 |  |  | 0.21 | 2001-12-18 10:03 | John | 650 | 0 | N | N
POWERLINE HARDWARE CO. | P1088 | Y | POWERLINE HARDWARE CO. , P1088 |  |  | 0.23 | 2001-12-18 10:03 | John | 650 | 0 | N | N
THREADED FASTENERS INC. | TF1088 | Y | THREADED FASTENERS INC. , TF1088 | JEA GENERATION | CSC Stores | 0.07 | 2001-12-18 10:03 | John | 650 | 0 | N | N
THREADED FASTENERS INC. | TF1088 | Y | THREADED FASTENERS INC. , TF1088 |  |  | 0.1 | 2001-12-18 10:03 | John | 650 | 0 | N | N
THREADED FASTENERS INC. | TF1088 | Y | THREADED FASTENERS INC. , TF1088 |  |  | 0.15 | 2001-12-18 10:03 | John | 650 | 0 | N | N
THREADED FASTENERS INC. | TF1088 | Y | THREADED FASTENERS INC. , TF1088 |  |  | 0.16 | 2001-12-18 10:03 | John | 650 | 0 | N | N
THREADED FASTENERS INC. | TF1088 | Y | THREADED FASTENERS INC. , TF1088 |  |  | 0.17 | 2001-12-18 10:03 | John | 650 | 0 | N | N
THREADED FASTENERS INC. | TF1088 | Y | THREADED FASTENERS INC. , TF1088 |  |  | 0.19 | 2001-12-18 10:03 | John | 650 | 0 | N | N
THREADED FASTENERS INC. | TF1088 | Y | THREADED FASTENERS INC. , TF1088 |  |  | 0.21 | 2001-12-18 10:03 | John | 650 | 0 | N | N
THREADED FASTENERS INC. | TF1088 | Y | THREADED FASTENERS INC. , TF1088 |  |  | 0.23 | 2001-12-18 10:03 | John | 650 | 0 | N | N
UTILITIES SERVICE | 5479 | Y | UTILITIES SERVICE , 5479 | JEA GENERATION | CSC Stores | 0.07 | 2001-12-18 10:03 | John | 650 | 0 | N | N
UTILITIES SERVICE | 5479 | Y | UTILITIES SERVICE , 5479 |  |  | 0.1 | 2001-12-18 10:03 | John | 650 | 0 | N | N
UTILITIES SERVICE | 5479 | Y | UTILITIES SERVICE , 5479 |  |  | 0.15 | 2001-12-18 10:03 | John | 650 | 0 | N | N
UTILITIES SERVICE | 5479 | Y | UTILITIES SERVICE , 5479 |  |  | 0.16 | 2001-12-18 10:03 | John | 650 | 0 | N | N
UTILITIES SERVICE | 5479 | Y | UTILITIES SERVICE , 5479 |  |  | 0.17 | 2001-12-18 10:03 | John | 650 | 0 | N | N
UTILITIES SERVICE | 5479 | Y | UTILITIES SERVICE , 5479 |  |  | 0.19 | 2001-12-18 10:03 | John | 650 | 0 | N | N
UTILITIES SERVICE | 5479 | Y | UTILITIES SERVICE , 5479 |  |  | 0.21 | 2001-12-18 10:03 | John | 650 | 0 | N | N
UTILITIES SERVICE | 5479 | Y | UTILITIES SERVICE , 5479 |  |  | 0.23 | 2001-12-18 10:03 | John | 650 | 0 | N | N
ALLIED BOLT, INC. | 7017 | Y | ALLIED BOLT, INC. , 7017 | JEA OVERHEAD DISTRIBUTION | CSC Stores | 0.12 | 2001-12-18 10:04 | Anjanece | 500 | 35000 | #VALUE! | #VALUE!
ALLIED BOLT, INC. | 7017 | Y | ALLIED BOLT, INC. , 7017 |  |  | 0.13 | 2001-12-18 10:04 | Anjanece | 500 | 35000 | #VALUE! | #VALUE!
ALLIED BOLT, INC. | 7017 | Y | ALLIED BOLT, INC. , 7017 |  |  | 0.14 | 2001-12-18 10:04 | Anjanece | 500 | 35000 | #VALUE! | #VALUE!
ALLIED BOLT, INC. | 7017 | Y | ALLIED BOLT, INC. , 7017 |  |  | 0.15 | 2001-12-18 10:04 | Anjanece | 500 | 35000 | #VALUE! | #VALUE!
ALLIED BOLT, INC. | 7017 | Y | ALLIED BOLT, INC. , 7017 |  |  | 0.16 | 2001-12-18 10:04 | Anjanece | 500 | 35000 | #VALUE! | #VALUE!
ALLIED BOLT, INC. | 7017 | Y | ALLIED BOLT, INC. , 7017 |  |  | 0.17 | 2001-12-18 10:04 | Anjanece | 500 | 35000 | #VALUE! | #VALUE!
ALLIED BOLT, INC. | 7017 | Y | ALLIED BOLT, INC. , 7017 |  |  | 0.26 | 2001-12-18 10:04 | Anjanece | 500 | 35000 | #VALUE! | #VALUE!
ALLIED BOLT, INC. | 7017 | Y | ALLIED BOLT, INC. , 7017 |  |  | 0.28 | 2001-12-18 10:04 | Anjanece | 500 | 35000 | #VALUE! | #VALUE!
ALLIED BOLT, INC. | 7017 | Y | ALLIED BOLT, INC. , 7017 |  |  | 0.29 | 2001-12-18 10:04 | Anjanece | 500 | 35000 | #VALUE! | #VALUE!
ALLIED BOLT, INC. | 7017 | Y | ALLIED BOLT, INC. , 7017 |  |  | 0.31 | 2001-12-18 10:04 | Anjanece | 500 | 35000 | #VALUE! | #VALUE!
ALLIED BOLT, INC. | 7017 | Y | ALLIED BOLT, INC. , 7017 |  |  | 0.33 | 2001-12-18 10:04 | Anjanece | 500 | 35000 | #VALUE! | #VALUE!
ALLIED BOLT, INC. | 7017 | Y | ALLIED BOLT, INC. , 7017 |  |  | 0.34 | 2001-12-18 10:04 | Anjanece | 500 | 35000 | #VALUE! | #VALUE!
ALLIED BOLT, INC. | 7017 | Y | ALLIED BOLT, INC. , 7017 |  |  | 0.36 | 2001-12-18 10:04 | Anjanece | 500 | 35000 | #VALUE! | #VALUE!
ALLIED BOLT, INC. | 7017 | Y | ALLIED BOLT, INC. , 7017 |  |  | 0.37 | 2001-12-18 10:04 | Anjanece | 500 | 35000 | #VALUE! | #VALUE!
ALLIED BOLT, INC. | 7017 | Y | ALLIED BOLT, INC. , 7017 |  |  | 0.38 | 2001-12-18 10:04 | Anjanece | 500 | 35000 | #VALUE! | #VALUE!
ALLIED BOLT, INC. | 7017 | Y | ALLIED BOLT, INC. , 7017 |  |  | 0.39 | 2001-12-18 10:04 | Anjanece | 500 | 35000 | #VALUE! | #VALUE!
ALLIED BOLT, INC. | 7017 | Y | ALLIED BOLT, INC. , 7017 |  |  | 0.4 | 2001-12-18 10:04 | Anjanece | 500 | 35000 | #VALUE! | #VALUE!
ALLIED BOLT, INC. | 7017 | Y | ALLIED BOLT, INC. , 7017 |  |  | 0.41 | 2001-12-18 10:04 | Anjanece | 500 | 35000 | #VALUE! | #VALUE!
ALUMA-FORM | AF1089 | Y | ALUMA-FORM , AF1089 | JEA OVERHEAD DISTRIBUTION | CSC Stores | 0.12 | 2001-12-18 10:04 | Anjanece | 500 | 35000 | #VALUE! | #VALUE!
ALUMA-FORM | AF1089 | Y | ALUMA-FORM , AF1089 |  |  | 0.13 | 2001-12-18 10:04 | Anjanece | 500 | 35000 | #VALUE! | #VALUE!
ALUMA-FORM | AF1089 | Y | ALUMA-FORM , AF1089 |  |  | 0.14 | 2001-12-18 10:04 | Anjanece | 500 | 35000 | #VALUE! | #VALUE!
ALUMA-FORM | AF1089 | Y | ALUMA-FORM , AF1089 |  |  | 0.15 | 2001-12-18 10:04 | Anjanece | 500 | 35000 | #VALUE! | #VALUE!
ALUMA-FORM | AF1089 | Y | ALUMA-FORM , AF1089 |  |  | 0.16 | 2001-12-18 10:04 | Anjanece | 500 | 35000 | #VALUE! | #VALUE!
ALUMA-FORM | AF1089 | Y | ALUMA-FORM , AF1089 |  |  | 0.17 | 2001-12-18 10:04 | Anjanece | 500 | 35000 | #VALUE! | #VALUE!
ALUMA-FORM | AF1089 | Y | ALUMA-FORM , AF1089 |  |  | 0.26 | 2001-12-18 10:04 | Anjanece | 500 | 35000 | #VALUE! | #VALUE!
ALUMA-FORM | AF1089 | Y | ALUMA-FORM , AF1089 |  |  | 0.28 | 2001-12-18 10:04 | Anjanece | 500 | 35000 | #VALUE! | #VALUE!
ALUMA-FORM | AF1089 | Y | ALUMA-FORM , AF1089 |  |  | 0.29 | 2001-12-18 10:04 | Anjanece | 500 | 35000 | #VALUE! | #VALUE!
ALUMA-FORM | AF1089 | Y | ALUMA-FORM , AF1089 |  |  | 0.31 | 2001-12-18 10:04 | Anjanece | 500 | 35000 | #VALUE! | #VALUE!
ALUMA-FORM | AF1089 | Y | ALUMA-FORM , AF1089 |  |  | 0.33 | 2001-12-18 10:04 | Anjanece | 500 | 35000 | #VALUE! | #VALUE!
ALUMA-FORM | AF1089 | Y | ALUMA-FORM , AF1089 |  |  | 0.34 | 2001-12-18 10:04 | Anjanece | 500 | 35000 | #VALUE! | #VALUE!
ALUMA-FORM | AF1089 | Y | ALUMA-FORM , AF1089 |  |  | 0.36 | 2001-12-18 10:04 | Anjanece | 500 | 35000 | #VALUE! | #VALUE!
ALUMA-FORM | AF1089 | Y | ALUMA-FORM , AF1089 |  |  | 0.37 | 2001-12-18 10:04 | Anjanece | 500 | 35000 | #VALUE! | #VALUE!
ALUMA-FORM | AF1089 | Y | ALUMA-FORM , AF1089 |  |  | 0.38 | 2001-12-18 10:04 | Anjanece | 500 | 35000 | #VALUE! | #VALUE!
ALUMA-FORM | AF1089 | Y | ALUMA-FORM , AF1089 |  |  | 0.39 | 2001-12-18 10:04 | Anjanece | 500 | 35000 | #VALUE! | #VALUE!
ALUMA-FORM | AF1089 | Y | ALUMA-FORM , AF1089 |  |  | 0.4 | 2001-12-18 10:04 | Anjanece | 500 | 35000 | #VALUE! | #VALUE!
ALUMA-FORM | AF1089 | Y | ALUMA-FORM , AF1089 |  |  | 0.41 | 2001-12-18 10:04 | Anjanece | 500 | 35000 | #VALUE! | #VALUE!
CHANCE | 6806 | Y | CHANCE , 6806 | JEA OVERHEAD DISTRIBUTION | CSC Stores | 0.12 | 2001-12-18 10:04 | Anjanece | 500 | 35000 | #VALUE! | #VALUE!
CHANCE | 6806 | Y | CHANCE , 6806 |  |  | 0.13 | 2001-12-18 10:04 | Anjanece | 500 | 35000 | #VALUE! | #VALUE!
CHANCE | 6806 | Y | CHANCE , 6806 |  |  | 0.14 | 2001-12-18 10:04 | Anjanece | 500 | 35000 | #VALUE! | #VALUE!
CHANCE | 6806 | Y | CHANCE , 6806 |  |  | 0.15 | 2001-12-18 10:04 | Anjanece | 500 | 35000 | #VALUE! | #VALUE!
CHANCE | 6806 | Y | CHANCE , 6806 |  |  | 0.16 | 2001-12-18 10:04 | Anjanece | 500 | 35000 | #VALUE! | #VALUE!
CHANCE | 6806 | Y | CHANCE , 6806 |  |  | 0.17 | 2001-12-18 10:04 | Anjanece | 500 | 35000 | #VALUE! | #VALUE!
CHANCE | 6806 | Y | CHANCE , 6806 |  |  | 0.26 | 2001-12-18 10:04 | Anjanece | 500 | 35000 | #VALUE! | #VALUE!
CHANCE | 6806 | Y | CHANCE , 6806 |  |  | 0.28 | 2001-12-18 10:04 | Anjanece | 500 | 35000 | #VALUE! | #VALUE!
CHANCE | 6806 | Y | CHANCE , 6806 |  |  | 0.29 | 2001-12-18 10:04 | Anjanece | 500 | 35000 | #VALUE! | #VALUE!
CHANCE | 6806 | Y | CHANCE , 6806 |  |  | 0.31 | 2001-12-18 10:04 | Anjanece | 500 | 35000 | #VALUE! | #VALUE!
CHANCE | 6806 | Y | CHANCE , 6806 |  |  | 0.33 | 2001-12-18 10:04 | Anjanece | 500 | 35000 | #VALUE! | #VALUE!
CHANCE | 6806 | Y | CHANCE , 6806 |  |  | 0.34 | 2001-12-18 10:04 | Anjanece | 500 | 35000 | #VALUE! | #VALUE!
CHANCE | 6806 | Y | CHANCE , 6806 |  |  | 0.36 | 2001-12-18 10:04 | Anjanece | 500 | 35000 | #VALUE! | #VALUE!
CHANCE | 6806 | Y | CHANCE , 6806 |  |  | 0.37 | 2001-12-18 10:04 | Anjanece | 500 | 35000 | #VALUE! | #VALUE!
CHANCE | 6806 | Y | CHANCE , 6806 |  |  | 0.38 | 2001-12-18 10:04 | Anjanece | 500 | 35000 | #VALUE! | #VALUE!
CHANCE | 6806 | Y | CHANCE , 6806 |  |  | 0.39 | 2001-12-18 10:04 | Anjanece | 500 | 35000 | #VALUE! | #VALUE!
CHANCE | 6806 | Y | CHANCE , 6806 |  |  | 0.4 | 2001-12-18 10:04 | Anjanece | 500 | 35000 | #VALUE! | #VALUE!
CHANCE | 6806 | Y | CHANCE , 6806 |  |  | 0.41 | 2001-12-18 10:04 | Anjanece | 500 | 35000 | #VALUE! | #VALUE!
DIXIE ELECTRIC | D-6806 | Y | DIXIE ELECTRIC , D-6806 | JEA OVERHEAD DISTRIBUTION | CSC Stores | 0.12 | 2001-12-18 10:04 | Anjanece | 500 | 35000 | #VALUE! | #VALUE!
DIXIE ELECTRIC | D-6806 | Y | DIXIE ELECTRIC , D-6806 |  |  | 0.13 | 2001-12-18 10:04 | Anjanece | 500 | 35000 | #VALUE! | #VALUE!
DIXIE ELECTRIC | D-6806 | Y | DIXIE ELECTRIC , D-6806 |  |  | 0.14 | 2001-12-18 10:04 | Anjanece | 500 | 35000 | #VALUE! | #VALUE!
DIXIE ELECTRIC | D-6806 | Y | DIXIE ELECTRIC , D-6806 |  |  | 0.15 | 2001-12-18 10:04 | Anjanece | 500 | 35000 | #VALUE! | #VALUE!
DIXIE ELECTRIC | D-6806 | Y | DIXIE ELECTRIC , D-6806 |  |  | 0.16 | 2001-12-18 10:04 | Anjanece | 500 | 35000 | #VALUE! | #VALUE!
DIXIE ELECTRIC | D-6806 | Y | DIXIE ELECTRIC , D-6806 |  |  | 0.17 | 2001-12-18 10:04 | Anjanece | 500 | 35000 | #VALUE! | #VALUE!
DIXIE ELECTRIC | D-6806 | Y | DIXIE ELECTRIC , D-6806 |  |  | 0.26 | 2001-12-18 10:04 | Anjanece | 500 | 35000 | #VALUE! | #VALUE!
DIXIE ELECTRIC | D-6806 | Y | DIXIE ELECTRIC , D-6806 |  |  | 0.28 | 2001-12-18 10:04 | Anjanece | 500 | 35000 | #VALUE! | #VALUE!
DIXIE ELECTRIC | D-6806 | Y | DIXIE ELECTRIC , D-6806 |  |  | 0.29 | 2001-12-18 10:04 | Anjanece | 500 | 35000 | #VALUE! | #VALUE!
DIXIE ELECTRIC | D-6806 | Y | DIXIE ELECTRIC , D-6806 |  |  | 0.31 | 2001-12-18 10:04 | Anjanece | 500 | 35000 | #VALUE! | #VALUE!
DIXIE ELECTRIC | D-6806 | Y | DIXIE ELECTRIC , D-6806 |  |  | 0.33 | 2001-12-18 10:04 | Anjanece | 500 | 35000 | #VALUE! | #VALUE!
DIXIE ELECTRIC | D-6806 | Y | DIXIE ELECTRIC , D-6806 |  |  | 0.34 | 2001-12-18 10:04 | Anjanece | 500 | 35000 | #VALUE! | #VALUE!
DIXIE ELECTRIC | D-6806 | Y | DIXIE ELECTRIC , D-6806 |  |  | 0.36 | 2001-12-18 10:04 | Anjanece | 500 | 35000 | #VALUE! | #VALUE!
DIXIE ELECTRIC | D-6806 | Y | DIXIE ELECTRIC , D-6806 |  |  | 0.37 | 2001-12-18 10:04 | Anjanece | 500 | 35000 | #VALUE! | #VALUE!
DIXIE ELECTRIC | D-6806 | Y | DIXIE ELECTRIC , D-6806 |  |  | 0.38 | 2001-12-18 10:04 | Anjanece | 500 | 35000 | #VALUE! | #VALUE!
DIXIE ELECTRIC | D-6806 | Y | DIXIE ELECTRIC , D-6806 |  |  | 0.39 | 2001-12-18 10:04 | Anjanece | 500 | 35000 | #VALUE! | #VALUE!
DIXIE ELECTRIC | D-6806 | Y | DIXIE ELECTRIC , D-6806 |  |  | 0.4 | 2001-12-18 10:04 | Anjanece | 500 | 35000 | #VALUE! | #VALUE!
DIXIE ELECTRIC | D-6806 | Y | DIXIE ELECTRIC , D-6806 |  |  | 0.41 | 2001-12-18 10:04 | Anjanece | 500 | 35000 | #VALUE! | #VALUE!
FLORIDA WIRE AND CABLE | FW1089 | Y | FLORIDA WIRE AND CABLE , FW1089 | JEA OVERHEAD DISTRIBUTION | CSC Stores | 0.12 | 2001-12-18 10:04 | Anjanece | 500 | 35000 | #VALUE! | #VALUE!
FLORIDA WIRE AND CABLE | FW1089 | Y | FLORIDA WIRE AND CABLE , FW1089 |  |  | 0.13 | 2001-12-18 10:04 | Anjanece | 500 | 35000 | #VALUE! | #VALUE!
FLORIDA WIRE AND CABLE | FW1089 | Y | FLORIDA WIRE AND CABLE , FW1089 |  |  | 0.14 | 2001-12-18 10:04 | Anjanece | 500 | 35000 | #VALUE! | #VALUE!
FLORIDA WIRE AND CABLE | FW1089 | Y | FLORIDA WIRE AND CABLE , FW1089 |  |  | 0.15 | 2001-12-18 10:04 | Anjanece | 500 | 35000 | #VALUE! | #VALUE!
FLORIDA WIRE AND CABLE | FW1089 | Y | FLORIDA WIRE AND CABLE , FW1089 |  |  | 0.16 | 2001-12-18 10:04 | Anjanece | 500 | 35000 | #VALUE! | #VALUE!
FLORIDA WIRE AND CABLE | FW1089 | Y | FLORIDA WIRE AND CABLE , FW1089 |  |  | 0.17 | 2001-12-18 10:04 | Anjanece | 500 | 35000 | #VALUE! | #VALUE!
FLORIDA WIRE AND CABLE | FW1089 | Y | FLORIDA WIRE AND CABLE , FW1089 |  |  | 0.26 | 2001-12-18 10:04 | Anjanece | 500 | 35000 | #VALUE! | #VALUE!
FLORIDA WIRE AND CABLE | FW1089 | Y | FLORIDA WIRE AND CABLE , FW1089 |  |  | 0.28 | 2001-12-18 10:04 | Anjanece | 500 | 35000 | #VALUE! | #VALUE!
FLORIDA WIRE AND CABLE | FW1089 | Y | FLORIDA WIRE AND CABLE , FW1089 |  |  | 0.29 | 2001-12-18 10:04 | Anjanece | 500 | 35000 | #VALUE! | #VALUE!
FLORIDA WIRE AND CABLE | FW1089 | Y | FLORIDA WIRE AND CABLE , FW1089 |  |  | 0.31 | 2001-12-18 10:04 | Anjanece | 500 | 35000 | #VALUE! | #VALUE!
FLORIDA WIRE AND CABLE | FW1089 | Y | FLORIDA WIRE AND CABLE , FW1089 |  |  | 0.33 | 2001-12-18 10:04 | Anjanece | 500 | 35000 | #VALUE! | #VALUE!
FLORIDA WIRE AND CABLE | FW1089 | Y | FLORIDA WIRE AND CABLE , FW1089 |  |  | 0.34 | 2001-12-18 10:04 | Anjanece | 500 | 35000 | #VALUE! | #VALUE!
FLORIDA WIRE AND CABLE | FW1089 | Y | FLORIDA WIRE AND CABLE , FW1089 |  |  | 0.36 | 2001-12-18 10:04 | Anjanece | 500 | 35000 | #VALUE! | #VALUE!
FLORIDA WIRE AND CABLE | FW1089 | Y | FLORIDA WIRE AND CABLE , FW1089 |  |  | 0.37 | 2001-12-18 10:04 | Anjanece | 500 | 35000 | #VALUE! | #VALUE!
FLORIDA WIRE AND CABLE | FW1089 | Y | FLORIDA WIRE AND CABLE , FW1089 |  |  | 0.38 | 2001-12-18 10:04 | Anjanece | 500 | 35000 | #VALUE! | #VALUE!
FLORIDA WIRE AND CABLE | FW1089 | Y | FLORIDA WIRE AND CABLE , FW1089 |  |  | 0.39 | 2001-12-18 10:04 | Anjanece | 500 | 35000 | #VALUE! | #VALUE!
FLORIDA WIRE AND CABLE | FW1089 | Y | FLORIDA WIRE AND CABLE , FW1089 |  |  | 0.4 | 2001-12-18 10:04 | Anjanece | 500 | 35000 | #VALUE! | #VALUE!
FLORIDA WIRE AND CABLE | FW1089 | Y | FLORIDA WIRE AND CABLE , FW1089 |  |  | 0.41 | 2001-12-18 10:04 | Anjanece | 500 | 35000 | #VALUE! | #VALUE!
HUGHES | RW2-70 | Y | HUGHES , RW2-70 | JEA OVERHEAD DISTRIBUTION | CSC Stores | 0.12 | 2001-12-18 10:04 | Anjanece | 500 | 35000 | #VALUE! | #VALUE!
HUGHES | RW2-70 | Y | HUGHES , RW2-70 |  |  | 0.13 | 2001-12-18 10:04 | Anjanece | 500 | 35000 | #VALUE! | #VALUE!
HUGHES | RW2-70 | Y | HUGHES , RW2-70 |  |  | 0.14 | 2001-12-18 10:04 | Anjanece | 500 | 35000 | #VALUE! | #VALUE!
HUGHES | RW2-70 | Y | HUGHES , RW2-70 |  |  | 0.15 | 2001-12-18 10:04 | Anjanece | 500 | 35000 | #VALUE! | #VALUE!
HUGHES | RW2-70 | Y | HUGHES , RW2-70 |  |  | 0.16 | 2001-12-18 10:04 | Anjanece | 500 | 35000 | #VALUE! | #VALUE!
HUGHES | RW2-70 | Y | HUGHES , RW2-70 |  |  | 0.17 | 2001-12-18 10:04 | Anjanece | 500 | 35000 | #VALUE! | #VALUE!
HUGHES | RW2-70 | Y | HUGHES , RW2-70 |  |  | 0.26 | 2001-12-18 10:04 | Anjanece | 500 | 35000 | #VALUE! | #VALUE!
HUGHES | RW2-70 | Y | HUGHES , RW2-70 |  |  | 0.28 | 2001-12-18 10:04 | Anjanece | 500 | 35000 | #VALUE! | #VALUE!
HUGHES | RW2-70 | Y | HUGHES , RW2-70 |  |  | 0.29 | 2001-12-18 10:04 | Anjanece | 500 | 35000 | #VALUE! | #VALUE!
HUGHES | RW2-70 | Y | HUGHES , RW2-70 |  |  | 0.31 | 2001-12-18 10:04 | Anjanece | 500 | 35000 | #VALUE! | #VALUE!
HUGHES | RW2-70 | Y | HUGHES , RW2-70 |  |  | 0.33 | 2001-12-18 10:04 | Anjanece | 500 | 35000 | #VALUE! | #VALUE!
HUGHES | RW2-70 | Y | HUGHES , RW2-70 |  |  | 0.34 | 2001-12-18 10:04 | Anjanece | 500 | 35000 | #VALUE! | #VALUE!
HUGHES | RW2-70 | Y | HUGHES , RW2-70 |  |  | 0.36 | 2001-12-18 10:04 | Anjanece | 500 | 35000 | #VALUE! | #VALUE!
HUGHES | RW2-70 | Y | HUGHES , RW2-70 |  |  | 0.37 | 2001-12-18 10:04 | Anjanece | 500 | 35000 | #VALUE! | #VALUE!
HUGHES | RW2-70 | Y | HUGHES , RW2-70 |  |  | 0.38 | 2001-12-18 10:04 | Anjanece | 500 | 35000 | #VALUE! | #VALUE!
HUGHES | RW2-70 | Y | HUGHES , RW2-70 |  |  | 0.39 | 2001-12-18 10:04 | Anjanece | 500 | 35000 | #VALUE! | #VALUE!
HUGHES | RW2-70 | Y | HUGHES , RW2-70 |  |  | 0.4 | 2001-12-18 10:04 | Anjanece | 500 | 35000 | #VALUE! | #VALUE!
HUGHES | RW2-70 | Y | HUGHES , RW2-70 |  |  | 0.41 | 2001-12-18 10:04 | Anjanece | 500 | 35000 | #VALUE! | #VALUE!
JOSLYN HI-VOLTAGE CORP. | J1089 | Y | JOSLYN HI-VOLTAGE CORP. , J1089 | JEA OVERHEAD DISTRIBUTION | CSC Stores | 0.12 | 2001-12-18 10:04 | Anjanece | 500 | 35000 | #VALUE! | #VALUE!
JOSLYN HI-VOLTAGE CORP. | J1089 | Y | JOSLYN HI-VOLTAGE CORP. , J1089 |  |  | 0.13 | 2001-12-18 10:04 | Anjanece | 500 | 35000 | #VALUE! | #VALUE!
JOSLYN HI-VOLTAGE CORP. | J1089 | Y | JOSLYN HI-VOLTAGE CORP. , J1089 |  |  | 0.14 | 2001-12-18 10:04 | Anjanece | 500 | 35000 | #VALUE! | #VALUE!
JOSLYN HI-VOLTAGE CORP. | J1089 | Y | JOSLYN HI-VOLTAGE CORP. , J1089 |  |  | 0.15 | 2001-12-18 10:04 | Anjanece | 500 | 35000 | #VALUE! | #VALUE!
JOSLYN HI-VOLTAGE CORP. | J1089 | Y | JOSLYN HI-VOLTAGE CORP. , J1089 |  |  | 0.16 | 2001-12-18 10:04 | Anjanece | 500 | 35000 | #VALUE! | #VALUE!
JOSLYN HI-VOLTAGE CORP. | J1089 | Y | JOSLYN HI-VOLTAGE CORP. , J1089 |  |  | 0.17 | 2001-12-18 10:04 | Anjanece | 500 | 35000 | #VALUE! | #VALUE!
JOSLYN HI-VOLTAGE CORP. | J1089 | Y | JOSLYN HI-VOLTAGE CORP. , J1089 |  |  | 0.26 | 2001-12-18 10:04 | Anjanece | 500 | 35000 | #VALUE! | #VALUE!
JOSLYN HI-VOLTAGE CORP. | J1089 | Y | JOSLYN HI-VOLTAGE CORP. , J1089 |  |  | 0.28 | 2001-12-18 10:04 | Anjanece | 500 | 35000 | #VALUE! | #VALUE!
JOSLYN HI-VOLTAGE CORP. | J1089 | Y | JOSLYN HI-VOLTAGE CORP. , J1089 |  |  | 0.29 | 2001-12-18 10:04 | Anjanece | 500 | 35000 | #VALUE! | #VALUE!
JOSLYN HI-VOLTAGE CORP. | J1089 | Y | JOSLYN HI-VOLTAGE CORP. , J1089 |  |  | 0.31 | 2001-12-18 10:04 | Anjanece | 500 | 35000 | #VALUE! | #VALUE!
JOSLYN HI-VOLTAGE CORP. | J1089 | Y | JOSLYN HI-VOLTAGE CORP. , J1089 |  |  | 0.33 | 2001-12-18 10:04 | Anjanece | 500 | 35000 | #VALUE! | #VALUE!
JOSLYN HI-VOLTAGE CORP. | J1089 | Y | JOSLYN HI-VOLTAGE CORP. , J1089 |  |  | 0.34 | 2001-12-18 10:04 | Anjanece | 500 | 35000 | #VALUE! | #VALUE!
JOSLYN HI-VOLTAGE CORP. | J1089 | Y | JOSLYN HI-VOLTAGE CORP. , J1089 |  |  | 0.36 | 2001-12-18 10:04 | Anjanece | 500 | 35000 | #VALUE! | #VALUE!
JOSLYN HI-VOLTAGE CORP. | J1089 | Y | JOSLYN HI-VOLTAGE CORP. , J1089 |  |  | 0.37 | 2001-12-18 10:04 | Anjanece | 500 | 35000 | #VALUE! | #VALUE!
JOSLYN HI-VOLTAGE CORP. | J1089 | Y | JOSLYN HI-VOLTAGE CORP. , J1089 |  |  | 0.38 | 2001-12-18 10:04 | Anjanece | 500 | 35000 | #VALUE! | #VALUE!
JOSLYN HI-VOLTAGE CORP. | J1089 | Y | JOSLYN HI-VOLTAGE CORP. , J1089 |  |  | 0.39 | 2001-12-18 10:04 | Anjanece | 500 | 35000 | #VALUE! | #VALUE!
JOSLYN HI-VOLTAGE CORP. | J1089 | Y | JOSLYN HI-VOLTAGE CORP. , J1089 |  |  | 0.4 | 2001-12-18 10:04 | Anjanece | 500 | 35000 | #VALUE! | #VALUE!
JOSLYN HI-VOLTAGE CORP. | J1089 | Y | JOSLYN HI-VOLTAGE CORP. , J1089 |  |  | 0.41 | 2001-12-18 10:04 | Anjanece | 500 | 35000 | #VALUE! | #VALUE!
MC GRAW EDISON | DF1W4 | Y | MC GRAW EDISON , DF1W4 | JEA OVERHEAD DISTRIBUTION | CSC Stores | 0.12 | 2001-12-18 10:04 | Anjanece | 500 | 35000 | #VALUE! | #VALUE!
MC GRAW EDISON | DF1W4 | Y | MC GRAW EDISON , DF1W4 |  |  | 0.13 | 2001-12-18 10:04 | Anjanece | 500 | 35000 | #VALUE! | #VALUE!
MC GRAW EDISON | DF1W4 | Y | MC GRAW EDISON , DF1W4 |  |  | 0.14 | 2001-12-18 10:04 | Anjanece | 500 | 35000 | #VALUE! | #VALUE!
MC GRAW EDISON | DF1W4 | Y | MC GRAW EDISON , DF1W4 |  |  | 0.15 | 2001-12-18 10:04 | Anjanece | 500 | 35000 | #VALUE! | #VALUE!
MC GRAW EDISON | DF1W4 | Y | MC GRAW EDISON , DF1W4 |  |  | 0.16 | 2001-12-18 10:04 | Anjanece | 500 | 35000 | #VALUE! | #VALUE!
MC GRAW EDISON | DF1W4 | Y | MC GRAW EDISON , DF1W4 |  |  | 0.17 | 2001-12-18 10:04 | Anjanece | 500 | 35000 | #VALUE! | #VALUE!
MC GRAW EDISON | DF1W4 | Y | MC GRAW EDISON , DF1W4 |  |  | 0.26 | 2001-12-18 10:04 | Anjanece | 500 | 35000 | #VALUE! | #VALUE!
MC GRAW EDISON | DF1W4 | Y | MC GRAW EDISON , DF1W4 |  |  | 0.28 | 2001-12-18 10:04 | Anjanece | 500 | 35000 | #VALUE! | #VALUE!
MC GRAW EDISON | DF1W4 | Y | MC GRAW EDISON , DF1W4 |  |  | 0.29 | 2001-12-18 10:04 | Anjanece | 500 | 35000 | #VALUE! | #VALUE!
MC GRAW EDISON | DF1W4 | Y | MC GRAW EDISON , DF1W4 |  |  | 0.31 | 2001-12-18 10:04 | Anjanece | 500 | 35000 | #VALUE! | #VALUE!
MC GRAW EDISON | DF1W4 | Y | MC GRAW EDISON , DF1W4 |  |  | 0.33 | 2001-12-18 10:04 | Anjanece | 500 | 35000 | #VALUE! | #VALUE!
MC GRAW EDISON | DF1W4 | Y | MC GRAW EDISON , DF1W4 |  |  | 0.34 | 2001-12-18 10:04 | Anjanece | 500 | 35000 | #VALUE! | #VALUE!
MC GRAW EDISON | DF1W4 | Y | MC GRAW EDISON , DF1W4 |  |  | 0.36 | 2001-12-18 10:04 | Anjanece | 500 | 35000 | #VALUE! | #VALUE!
MC GRAW EDISON | DF1W4 | Y | MC GRAW EDISON , DF1W4 |  |  | 0.37 | 2001-12-18 10:04 | Anjanece | 500 | 35000 | #VALUE! | #VALUE!
MC GRAW EDISON | DF1W4 | Y | MC GRAW EDISON , DF1W4 |  |  | 0.38 | 2001-12-18 10:04 | Anjanece | 500 | 35000 | #VALUE! | #VALUE!
MC GRAW EDISON | DF1W4 | Y | MC GRAW EDISON , DF1W4 |  |  | 0.39 | 2001-12-18 10:04 | Anjanece | 500 | 35000 | #VALUE! | #VALUE!
MC GRAW EDISON | DF1W4 | Y | MC GRAW EDISON , DF1W4 |  |  | 0.4 | 2001-12-18 10:04 | Anjanece | 500 | 35000 | #VALUE! | #VALUE!
MC GRAW EDISON | DF1W4 | Y | MC GRAW EDISON , DF1W4 |  |  | 0.41 | 2001-12-18 10:04 | Anjanece | 500 | 35000 | #VALUE! | #VALUE!
POWERLINE HARDWARE CO. | P1089 | Y | POWERLINE HARDWARE CO. , P1089 | JEA OVERHEAD DISTRIBUTION | CSC Stores | 0.12 | 2001-12-18 10:04 | Anjanece | 500 | 35000 | #VALUE! | #VALUE!
POWERLINE HARDWARE CO. | P1089 | Y | POWERLINE HARDWARE CO. , P1089 |  |  | 0.13 | 2001-12-18 10:04 | Anjanece | 500 | 35000 | #VALUE! | #VALUE!
POWERLINE HARDWARE CO. | P1089 | Y | POWERLINE HARDWARE CO. , P1089 |  |  | 0.14 | 2001-12-18 10:04 | Anjanece | 500 | 35000 | #VALUE! | #VALUE!
POWERLINE HARDWARE CO. | P1089 | Y | POWERLINE HARDWARE CO. , P1089 |  |  | 0.15 | 2001-12-18 10:04 | Anjanece | 500 | 35000 | #VALUE! | #VALUE!
POWERLINE HARDWARE CO. | P1089 | Y | POWERLINE HARDWARE CO. , P1089 |  |  | 0.16 | 2001-12-18 10:04 | Anjanece | 500 | 35000 | #VALUE! | #VALUE!
POWERLINE HARDWARE CO. | P1089 | Y | POWERLINE HARDWARE CO. , P1089 |  |  | 0.17 | 2001-12-18 10:04 | Anjanece | 500 | 35000 | #VALUE! | #VALUE!
POWERLINE HARDWARE CO. | P1089 | Y | POWERLINE HARDWARE CO. , P1089 |  |  | 0.26 | 2001-12-18 10:04 | Anjanece | 500 | 35000 | #VALUE! | #VALUE!
POWERLINE HARDWARE CO. | P1089 | Y | POWERLINE HARDWARE CO. , P1089 |  |  | 0.28 | 2001-12-18 10:04 | Anjanece | 500 | 35000 | #VALUE! | #VALUE!
POWERLINE HARDWARE CO. | P1089 | Y | POWERLINE HARDWARE CO. , P1089 |  |  | 0.29 | 2001-12-18 10:04 | Anjanece | 500 | 35000 | #VALUE! | #VALUE!
POWERLINE HARDWARE CO. | P1089 | Y | POWERLINE HARDWARE CO. , P1089 |  |  | 0.31 | 2001-12-18 10:04 | Anjanece | 500 | 35000 | #VALUE! | #VALUE!
POWERLINE HARDWARE CO. | P1089 | Y | POWERLINE HARDWARE CO. , P1089 |  |  | 0.33 | 2001-12-18 10:04 | Anjanece | 500 | 35000 | #VALUE! | #VALUE!
POWERLINE HARDWARE CO. | P1089 | Y | POWERLINE HARDWARE CO. , P1089 |  |  | 0.34 | 2001-12-18 10:04 | Anjanece | 500 | 35000 | #VALUE! | #VALUE!
POWERLINE HARDWARE CO. | P1089 | Y | POWERLINE HARDWARE CO. , P1089 |  |  | 0.36 | 2001-12-18 10:04 | Anjanece | 500 | 35000 | #VALUE! | #VALUE!
POWERLINE HARDWARE CO. | P1089 | Y | POWERLINE HARDWARE CO. , P1089 |  |  | 0.37 | 2001-12-18 10:04 | Anjanece | 500 | 35000 | #VALUE! | #VALUE!
POWERLINE HARDWARE CO. | P1089 | Y | POWERLINE HARDWARE CO. , P1089 |  |  | 0.38 | 2001-12-18 10:04 | Anjanece | 500 | 35000 | #VALUE! | #VALUE!
POWERLINE HARDWARE CO. | P1089 | Y | POWERLINE HARDWARE CO. , P1089 |  |  | 0.39 | 2001-12-18 10:04 | Anjanece | 500 | 35000 | #VALUE! | #VALUE!
POWERLINE HARDWARE CO. | P1089 | Y | POWERLINE HARDWARE CO. , P1089 |  |  | 0.4 | 2001-12-18 10:04 | Anjanece | 500 | 35000 | #VALUE! | #VALUE!
POWERLINE HARDWARE CO. | P1089 | Y | POWERLINE HARDWARE CO. , P1089 |  |  | 0.41 | 2001-12-18 10:04 | Anjanece | 500 | 35000 | #VALUE! | #VALUE!
THREADED FASTENERS INC. | TF1089 | Y | THREADED FASTENERS INC. , TF1089 | JEA OVERHEAD DISTRIBUTION | CSC Stores | 0.12 | 2001-12-18 10:04 | Anjanece | 500 | 35000 | #VALUE! | #VALUE!
THREADED FASTENERS INC. | TF1089 | Y | THREADED FASTENERS INC. , TF1089 |  |  | 0.13 | 2001-12-18 10:04 | Anjanece | 500 | 35000 | #VALUE! | #VALUE!
THREADED FASTENERS INC. | TF1089 | Y | THREADED FASTENERS INC. , TF1089 |  |  | 0.14 | 2001-12-18 10:04 | Anjanece | 500 | 35000 | #VALUE! | #VALUE!
THREADED FASTENERS INC. | TF1089 | Y | THREADED FASTENERS INC. , TF1089 |  |  | 0.15 | 2001-12-18 10:04 | Anjanece | 500 | 35000 | #VALUE! | #VALUE!
THREADED FASTENERS INC. | TF1089 | Y | THREADED FASTENERS INC. , TF1089 |  |  | 0.16 | 2001-12-18 10:04 | Anjanece | 500 | 35000 | #VALUE! | #VALUE!
THREADED FASTENERS INC. | TF1089 | Y | THREADED FASTENERS INC. , TF1089 |  |  | 0.17 | 2001-12-18 10:04 | Anjanece | 500 | 35000 | #VALUE! | #VALUE!
THREADED FASTENERS INC. | TF1089 | Y | THREADED FASTENERS INC. , TF1089 |  |  | 0.26 | 2001-12-18 10:04 | Anjanece | 500 | 35000 | #VALUE! | #VALUE!
THREADED FASTENERS INC. | TF1089 | Y | THREADED FASTENERS INC. , TF1089 |  |  | 0.28 | 2001-12-18 10:04 | Anjanece | 500 | 35000 | #VALUE! | #VALUE!
THREADED FASTENERS INC. | TF1089 | Y | THREADED FASTENERS INC. , TF1089 |  |  | 0.29 | 2001-12-18 10:04 | Anjanece | 500 | 35000 | #VALUE! | #VALUE!
THREADED FASTENERS INC. | TF1089 | Y | THREADED FASTENERS INC. , TF1089 |  |  | 0.31 | 2001-12-18 10:04 | Anjanece | 500 | 35000 | #VALUE! | #VALUE!
THREADED FASTENERS INC. | TF1089 | Y | THREADED FASTENERS INC. , TF1089 |  |  | 0.33 | 2001-12-18 10:04 | Anjanece | 500 | 35000 | #VALUE! | #VALUE!
THREADED FASTENERS INC. | TF1089 | Y | THREADED FASTENERS INC. , TF1089 |  |  | 0.34 | 2001-12-18 10:04 | Anjanece | 500 | 35000 | #VALUE! | #VALUE!
THREADED FASTENERS INC. | TF1089 | Y | THREADED FASTENERS INC. , TF1089 |  |  | 0.36 | 2001-12-18 10:04 | Anjanece | 500 | 35000 | #VALUE! | #VALUE!
THREADED FASTENERS INC. | TF1089 | Y | THREADED FASTENERS INC. , TF1089 |  |  | 0.37 | 2001-12-18 10:04 | Anjanece | 500 | 35000 | #VALUE! | #VALUE!
THREADED FASTENERS INC. | TF1089 | Y | THREADED FASTENERS INC. , TF1089 |  |  | 0.38 | 2001-12-18 10:04 | Anjanece | 500 | 35000 | #VALUE! | #VALUE!
THREADED FASTENERS INC. | TF1089 | Y | THREADED FASTENERS INC. , TF1089 |  |  | 0.39 | 2001-12-18 10:04 | Anjanece | 500 | 35000 | #VALUE! | #VALUE!
THREADED FASTENERS INC. | TF1089 | Y | THREADED FASTENERS INC. , TF1089 |  |  | 0.4 | 2001-12-18 10:04 | Anjanece | 500 | 35000 | #VALUE! | #VALUE!
THREADED FASTENERS INC. | TF1089 | Y | THREADED FASTENERS INC. , TF1089 |  |  | 0.41 | 2001-12-18 10:04 | Anjanece | 500 | 35000 | #VALUE! | #VALUE!
UTILITIES SERVICE | 5480 | Y | UTILITIES SERVICE , 5480 | JEA OVERHEAD DISTRIBUTION | CSC Stores | 0.12 | 2001-12-18 10:04 | Anjanece | 500 | 35000 | #VALUE! | #VALUE!
UTILITIES SERVICE | 5480 | Y | UTILITIES SERVICE , 5480 |  |  | 0.13 | 2001-12-18 10:04 | Anjanece | 500 | 35000 | #VALUE! | #VALUE!
UTILITIES SERVICE | 5480 | Y | UTILITIES SERVICE , 5480 |  |  | 0.14 | 2001-12-18 10:04 | Anjanece | 500 | 35000 | #VALUE! | #VALUE!
UTILITIES SERVICE | 5480 | Y | UTILITIES SERVICE , 5480 |  |  | 0.15 | 2001-12-18 10:04 | Anjanece | 500 | 35000 | #VALUE! | #VALUE!
UTILITIES SERVICE | 5480 | Y | UTILITIES SERVICE , 5480 |  |  | 0.16 | 2001-12-18 10:04 | Anjanece | 500 | 35000 | #VALUE! | #VALUE!
UTILITIES SERVICE | 5480 | Y | UTILITIES SERVICE , 5480 |  |  | 0.17 | 2001-12-18 10:04 | Anjanece | 500 | 35000 | #VALUE! | #VALUE!
UTILITIES SERVICE | 5480 | Y | UTILITIES SERVICE , 5480 |  |  | 0.26 | 2001-12-18 10:04 | Anjanece | 500 | 35000 | #VALUE! | #VALUE!
UTILITIES SERVICE | 5480 | Y | UTILITIES SERVICE , 5480 |  |  | 0.28 | 2001-12-18 10:04 | Anjanece | 500 | 35000 | #VALUE! | #VALUE!
UTILITIES SERVICE | 5480 | Y | UTILITIES SERVICE , 5480 |  |  | 0.29 | 2001-12-18 10:04 | Anjanece | 500 | 35000 | #VALUE! | #VALUE!
UTILITIES SERVICE | 5480 | Y | UTILITIES SERVICE , 5480 |  |  | 0.31 | 2001-12-18 10:04 | Anjanece | 500 | 35000 | #VALUE! | #VALUE!
UTILITIES SERVICE | 5480 | Y | UTILITIES SERVICE , 5480 |  |  | 0.33 | 2001-12-18 10:04 | Anjanece | 500 | 35000 | #VALUE! | #VALUE!
UTILITIES SERVICE | 5480 | Y | UTILITIES SERVICE , 5480 |  |  | 0.34 | 2001-12-18 10:04 | Anjanece | 500 | 35000 | #VALUE! | #VALUE!
UTILITIES SERVICE | 5480 | Y | UTILITIES SERVICE , 5480 |  |  | 0.36 | 2001-12-18 10:04 | Anjanece | 500 | 35000 | #VALUE! | #VALUE!
UTILITIES SERVICE | 5480 | Y | UTILITIES SERVICE , 5480 |  |  | 0.37 | 2001-12-18 10:04 | Anjanece | 500 | 35000 | #VALUE! | #VALUE!
UTILITIES SERVICE | 5480 | Y | UTILITIES SERVICE , 5480 |  |  | 0.38 | 2001-12-18 10:04 | Anjanece | 500 | 35000 | #VALUE! | #VALUE!
UTILITIES SERVICE | 5480 | Y | UTILITIES SERVICE , 5480 |  |  | 0.39 | 2001-12-18 10:04 | Anjanece | 500 | 35000 | #VALUE! | #VALUE!
UTILITIES SERVICE | 5480 | Y | UTILITIES SERVICE , 5480 |  |  | 0.4 | 2001-12-18 10:04 | Anjanece | 500 | 35000 | #VALUE! | #VALUE!
UTILITIES SERVICE | 5480 | Y | UTILITIES SERVICE , 5480 |  |  | 0.41 | 2001-12-18 10:04 | Anjanece | 500 | 35000 | #VALUE! | #VALUE!
|  |  | , | JEA OVERHEAD DISTRIBUTION | Storm Stores | 0 | 2018-04-16 10:36 | Anjanece | 500 | 35000 | #VALUE! | #VALUE!
|  |  | , |  |  | 0.14 | 2018-04-16 10:36 | Anjanece | 500 | 35000 | #VALUE! | #VALUE!
|  |  | , |  |  | 0.17 | 2018-04-16 10:36 | Anjanece | 500 | 35000 | #VALUE! | #VALUE!
|  |  | , |  |  | 0.24 | 2018-04-16 10:36 | Anjanece | 500 | 35000 | #VALUE! | #VALUE!
|  |  | , |  |  | 0.29 | 2018-04-16 10:36 | Anjanece | 500 | 35000 | #VALUE! | #VALUE!
|  |  | , |  |  | 0.3 | 2018-04-16 10:36 | Anjanece | 500 | 35000 | #VALUE! | #VALUE!
ALLIED BOLT, INC. | 7015-50 | Y | ALLIED BOLT, INC. , 7015-50 | JEA GENERATION | CSC Stores | 0.36 | 2001-12-18 10:05 | John | 325 | 0 | N | N
ALLIED BOLT, INC. | 7015-50 | Y | ALLIED BOLT, INC. , 7015-50 |  |  | 0.41 | 2001-12-18 10:05 | John | 325 | 0 | N | N
ALLIED BOLT, INC. | 7015-50 | Y | ALLIED BOLT, INC. , 7015-50 |  |  | 0.42 | 2001-12-18 10:05 | John | 325 | 0 | N | N
HUGHES | RW2-80 | Y | HUGHES , RW2-80 | JEA GENERATION | CSC Stores | 0.36 | 2001-12-18 10:05 | John | 325 | 0 | N | N
HUGHES | RW2-80 | Y | HUGHES , RW2-80 |  |  | 0.41 | 2001-12-18 10:05 | John | 325 | 0 | N | N
HUGHES | RW2-80 | Y | HUGHES , RW2-80 |  |  | 0.42 | 2001-12-18 10:05 | John | 325 | 0 | N | N
MC GRAW EDISON | DF1W5 | Y | MC GRAW EDISON , DF1W5 | JEA GENERATION | CSC Stores | 0.36 | 2001-12-18 10:05 | John | 325 | 0 | N | N
MC GRAW EDISON | DF1W5 | Y | MC GRAW EDISON , DF1W5 |  |  | 0.41 | 2001-12-18 10:05 | John | 325 | 0 | N | N
MC GRAW EDISON | DF1W5 | Y | MC GRAW EDISON , DF1W5 |  |  | 0.42 | 2001-12-18 10:05 | John | 325 | 0 | N | N
THREADED FASTENERS INC. | TF1090 | Y | THREADED FASTENERS INC. , TF1090 | JEA GENERATION | CSC Stores | 0.36 | 2001-12-18 10:05 | John | 325 | 0 | N | N
THREADED FASTENERS INC. | TF1090 | Y | THREADED FASTENERS INC. , TF1090 |  |  | 0.41 | 2001-12-18 10:05 | John | 325 | 0 | N | N
THREADED FASTENERS INC. | TF1090 | Y | THREADED FASTENERS INC. , TF1090 |  |  | 0.42 | 2001-12-18 10:05 | John | 325 | 0 | N | N
ALLIED BOLT, INC. | 7011 | Y | ALLIED BOLT, INC. , 7011 | JEA GENERATION | CSC Stores | 0.26 | 2001-12-18 10:06 | John | 200 | 0 | N | N
ALLIED BOLT, INC. | 7011 | Y | ALLIED BOLT, INC. , 7011 |  |  | 0.36 | 2001-12-18 10:06 | John | 200 | 0 | N | N
ALLIED BOLT, INC. | 7011 | Y | ALLIED BOLT, INC. , 7011 |  |  | 0.39 | 2001-12-18 10:06 | John | 200 | 0 | N | N
ALLIED BOLT, INC. | 7011 | Y | ALLIED BOLT, INC. , 7011 |  |  | 0.4 | 2001-12-18 10:06 | John | 200 | 0 | N | N
ALLIED BOLT, INC. | 7011 | Y | ALLIED BOLT, INC. , 7011 |  |  | 0.78 | 2001-12-18 10:06 | John | 200 | 0 | N | N
ALLIED BOLT, INC. | 7011 | Y | ALLIED BOLT, INC. , 7011 |  |  | 1.19 | 2001-12-18 10:06 | John | 200 | 0 | N | N
ALLIED BOLT, INC. | 7011 | Y | ALLIED BOLT, INC. , 7011 |  |  | 1.61 | 2001-12-18 10:06 | John | 200 | 0 | N | N
ALLIED BOLT, INC. | 7011 | Y | ALLIED BOLT, INC. , 7011 |  |  | 1.79 | 2001-12-18 10:06 | John | 200 | 0 | N | N
ALLIED BOLT, INC. | 7011 | Y | ALLIED BOLT, INC. , 7011 |  |  | 2.51 | 2001-12-18 10:06 | John | 200 | 0 | N | N
CHANCE | 6808 | Y | CHANCE , 6808 | JEA GENERATION | CSC Stores | 0.26 | 2001-12-18 10:06 | John | 200 | 0 | N | N
CHANCE | 6808 | Y | CHANCE , 6808 |  |  | 0.36 | 2001-12-18 10:06 | John | 200 | 0 | N | N
CHANCE | 6808 | Y | CHANCE , 6808 |  |  | 0.39 | 2001-12-18 10:06 | John | 200 | 0 | N | N
CHANCE | 6808 | Y | CHANCE , 6808 |  |  | 0.4 | 2001-12-18 10:06 | John | 200 | 0 | N | N
CHANCE | 6808 | Y | CHANCE , 6808 |  |  | 0.78 | 2001-12-18 10:06 | John | 200 | 0 | N | N
CHANCE | 6808 | Y | CHANCE , 6808 |  |  | 1.19 | 2001-12-18 10:06 | John | 200 | 0 | N | N
CHANCE | 6808 | Y | CHANCE , 6808 |  |  | 1.61 | 2001-12-18 10:06 | John | 200 | 0 | N | N
CHANCE | 6808 | Y | CHANCE , 6808 |  |  | 1.79 | 2001-12-18 10:06 | John | 200 | 0 | N | N
CHANCE | 6808 | Y | CHANCE , 6808 |  |  | 2.51 | 2001-12-18 10:06 | John | 200 | 0 | N | N
COOPER POWER SYSTEMS | DF1W6 | Y | COOPER POWER SYSTEMS , DF1W6 | JEA GENERATION | CSC Stores | 0.26 | 2001-12-18 10:06 | John | 200 | 0 | N | N
COOPER POWER SYSTEMS | DF1W6 | Y | COOPER POWER SYSTEMS , DF1W6 |  |  | 0.36 | 2001-12-18 10:06 | John | 200 | 0 | N | N
COOPER POWER SYSTEMS | DF1W6 | Y | COOPER POWER SYSTEMS , DF1W6 |  |  | 0.39 | 2001-12-18 10:06 | John | 200 | 0 | N | N
COOPER POWER SYSTEMS | DF1W6 | Y | COOPER POWER SYSTEMS , DF1W6 |  |  | 0.4 | 2001-12-18 10:06 | John | 200 | 0 | N | N
COOPER POWER SYSTEMS | DF1W6 | Y | COOPER POWER SYSTEMS , DF1W6 |  |  | 0.78 | 2001-12-18 10:06 | John | 200 | 0 | N | N
COOPER POWER SYSTEMS | DF1W6 | Y | COOPER POWER SYSTEMS , DF1W6 |  |  | 1.19 | 2001-12-18 10:06 | John | 200 | 0 | N | N
COOPER POWER SYSTEMS | DF1W6 | Y | COOPER POWER SYSTEMS , DF1W6 |  |  | 1.61 | 2001-12-18 10:06 | John | 200 | 0 | N | N
COOPER POWER SYSTEMS | DF1W6 | Y | COOPER POWER SYSTEMS , DF1W6 |  |  | 1.79 | 2001-12-18 10:06 | John | 200 | 0 | N | N
COOPER POWER SYSTEMS | DF1W6 | Y | COOPER POWER SYSTEMS , DF1W6 |  |  | 2.51 | 2001-12-18 10:06 | John | 200 | 0 | N | N
DIXIE ELECTRIC | D-6808 | Y | DIXIE ELECTRIC , D-6808 | JEA GENERATION | CSC Stores | 0.26 | 2001-12-18 10:06 | John | 200 | 0 | N | N
DIXIE ELECTRIC | D-6808 | Y | DIXIE ELECTRIC , D-6808 |  |  | 0.36 | 2001-12-18 10:06 | John | 200 | 0 | N | N
DIXIE ELECTRIC | D-6808 | Y | DIXIE ELECTRIC , D-6808 |  |  | 0.39 | 2001-12-18 10:06 | John | 200 | 0 | N | N
DIXIE ELECTRIC | D-6808 | Y | DIXIE ELECTRIC , D-6808 |  |  | 0.4 | 2001-12-18 10:06 | John | 200 | 0 | N | N
DIXIE ELECTRIC | D-6808 | Y | DIXIE ELECTRIC , D-6808 |  |  | 0.78 | 2001-12-18 10:06 | John | 200 | 0 | N | N
DIXIE ELECTRIC | D-6808 | Y | DIXIE ELECTRIC , D-6808 |  |  | 1.19 | 2001-12-18 10:06 | John | 200 | 0 | N | N
DIXIE ELECTRIC | D-6808 | Y | DIXIE ELECTRIC , D-6808 |  |  | 1.61 | 2001-12-18 10:06 | John | 200 | 0 | N | N
DIXIE ELECTRIC | D-6808 | Y | DIXIE ELECTRIC , D-6808 |  |  | 1.79 | 2001-12-18 10:06 | John | 200 | 0 | N | N
DIXIE ELECTRIC | D-6808 | Y | DIXIE ELECTRIC , D-6808 |  |  | 2.51 | 2001-12-18 10:06 | John | 200 | 0 | N | N
THREADED FASTENERS INC. | TF6808 | Y | THREADED FASTENERS INC. , TF6808 | JEA GENERATION | CSC Stores | 0.26 | 2001-12-18 10:06 | John | 200 | 0 | N | N
THREADED FASTENERS INC. | TF6808 | Y | THREADED FASTENERS INC. , TF6808 |  |  | 0.36 | 2001-12-18 10:06 | John | 200 | 0 | N | N
THREADED FASTENERS INC. | TF6808 | Y | THREADED FASTENERS INC. , TF6808 |  |  | 0.39 | 2001-12-18 10:06 | John | 200 | 0 | N | N
THREADED FASTENERS INC. | TF6808 | Y | THREADED FASTENERS INC. , TF6808 |  |  | 0.4 | 2001-12-18 10:06 | John | 200 | 0 | N | N
THREADED FASTENERS INC. | TF6808 | Y | THREADED FASTENERS INC. , TF6808 |  |  | 0.78 | 2001-12-18 10:06 | John | 200 | 0 | N | N
THREADED FASTENERS INC. | TF6808 | Y | THREADED FASTENERS INC. , TF6808 |  |  | 1.19 | 2001-12-18 10:06 | John | 200 | 0 | N | N
THREADED FASTENERS INC. | TF6808 | Y | THREADED FASTENERS INC. , TF6808 |  |  | 1.61 | 2001-12-18 10:06 | John | 200 | 0 | N | N
THREADED FASTENERS INC. | TF6808 | Y | THREADED FASTENERS INC. , TF6808 |  |  | 1.79 | 2001-12-18 10:06 | John | 200 | 0 | N | N
THREADED FASTENERS INC. | TF6808 | Y | THREADED FASTENERS INC. , TF6808 |  |  | 2.51 | 2001-12-18 10:06 | John | 200 | 0 | N | N
ALLIED BOLT, INC. | 2873 | Y | ALLIED BOLT, INC. , 2873 | JEA GENERATION | CSC Stores | 2.54 | 2001-12-18 10:07 | John | 50 | 0 | N | N
ALLIED BOLT, INC. | 2873 | Y | ALLIED BOLT, INC. , 2873 |  |  | 2.71 | 2001-12-18 10:07 | John | 50 | 0 | N | N
ALLIED BOLT, INC. | 2873 | Y | ALLIED BOLT, INC. , 2873 |  |  | 2.9 | 2001-12-18 10:07 | John | 50 | 0 | N | N
ALLIED BOLT, INC. | 2873 | Y | ALLIED BOLT, INC. , 2873 |  |  | 3.15 | 2001-12-18 10:07 | John | 50 | 0 | N | N
ALLIED BOLT, INC. | 2873 | Y | ALLIED BOLT, INC. , 2873 |  |  | 3.19 | 2001-12-18 10:07 | John | 50 | 0 | N | N
ALLIED BOLT, INC. | 2873 | Y | ALLIED BOLT, INC. , 2873 |  |  | 3.28 | 2001-12-18 10:07 | John | 50 | 0 | N | N
ALLIED BOLT, INC. | 2873 | Y | ALLIED BOLT, INC. , 2873 |  |  | 3.29 | 2001-12-18 10:07 | John | 50 | 0 | N | N
ALLIED BOLT, INC. | 2873 | Y | ALLIED BOLT, INC. , 2873 |  |  | 3.38 | 2001-12-18 10:07 | John | 50 | 0 | N | N
ALLIED BOLT, INC. | 2873 | Y | ALLIED BOLT, INC. , 2873 |  |  | 3.39 | 2001-12-18 10:07 | John | 50 | 0 | N | N
ALLIED BOLT, INC. | 2873 | Y | ALLIED BOLT, INC. , 2873 |  |  | 3.4 | 2001-12-18 10:07 | John | 50 | 0 | N | N
ALLIED BOLT, INC. | 2873 | Y | ALLIED BOLT, INC. , 2873 |  |  | 3.41 | 2001-12-18 10:07 | John | 50 | 0 | N | N
ALLIED BOLT, INC. | 2873 | Y | ALLIED BOLT, INC. , 2873 |  |  | 3.43 | 2001-12-18 10:07 | John | 50 | 0 | N | N
ALLIED BOLT, INC. | 2873 | Y | ALLIED BOLT, INC. , 2873 |  |  | 3.54 | 2001-12-18 10:07 | John | 50 | 0 | N | N
ALLIED BOLT, INC. | 2873 | Y | ALLIED BOLT, INC. , 2873 |  |  | 3.71 | 2001-12-18 10:07 | John | 50 | 0 | N | N
ALLIED BOLT, INC. | 2873 | Y | ALLIED BOLT, INC. , 2873 |  |  | 3.83 | 2001-12-18 10:07 | John | 50 | 0 | N | N
ALUMA-FORM | AFCW44-6 | Y | ALUMA-FORM , AFCW44-6 | JEA GENERATION | CSC Stores | 2.54 | 2001-12-18 10:07 | John | 50 | 0 | N | N
ALUMA-FORM | AFCW44-6 | Y | ALUMA-FORM , AFCW44-6 |  |  | 2.71 | 2001-12-18 10:07 | John | 50 | 0 | N | N
ALUMA-FORM | AFCW44-6 | Y | ALUMA-FORM , AFCW44-6 |  |  | 2.9 | 2001-12-18 10:07 | John | 50 | 0 | N | N
ALUMA-FORM | AFCW44-6 | Y | ALUMA-FORM , AFCW44-6 |  |  | 3.15 | 2001-12-18 10:07 | John | 50 | 0 | N | N
ALUMA-FORM | AFCW44-6 | Y | ALUMA-FORM , AFCW44-6 |  |  | 3.19 | 2001-12-18 10:07 | John | 50 | 0 | N | N
ALUMA-FORM | AFCW44-6 | Y | ALUMA-FORM , AFCW44-6 |  |  | 3.28 | 2001-12-18 10:07 | John | 50 | 0 | N | N
ALUMA-FORM | AFCW44-6 | Y | ALUMA-FORM , AFCW44-6 |  |  | 3.29 | 2001-12-18 10:07 | John | 50 | 0 | N | N
ALUMA-FORM | AFCW44-6 | Y | ALUMA-FORM , AFCW44-6 |  |  | 3.38 | 2001-12-18 10:07 | John | 50 | 0 | N | N
ALUMA-FORM | AFCW44-6 | Y | ALUMA-FORM , AFCW44-6 |  |  | 3.39 | 2001-12-18 10:07 | John | 50 | 0 | N | N
ALUMA-FORM | AFCW44-6 | Y | ALUMA-FORM , AFCW44-6 |  |  | 3.4 | 2001-12-18 10:07 | John | 50 | 0 | N | N
ALUMA-FORM | AFCW44-6 | Y | ALUMA-FORM , AFCW44-6 |  |  | 3.41 | 2001-12-18 10:07 | John | 50 | 0 | N | N
ALUMA-FORM | AFCW44-6 | Y | ALUMA-FORM , AFCW44-6 |  |  | 3.43 | 2001-12-18 10:07 | John | 50 | 0 | N | N
ALUMA-FORM | AFCW44-6 | Y | ALUMA-FORM , AFCW44-6 |  |  | 3.54 | 2001-12-18 10:07 | John | 50 | 0 | N | N
ALUMA-FORM | AFCW44-6 | Y | ALUMA-FORM , AFCW44-6 |  |  | 3.71 | 2001-12-18 10:07 | John | 50 | 0 | N | N
ALUMA-FORM | AFCW44-6 | Y | ALUMA-FORM , AFCW44-6 |  |  | 3.83 | 2001-12-18 10:07 | John | 50 | 0 | N | N
BARRON BETHEA | GCW-41 | Y | BARRON BETHEA , GCW-41 | JEA GENERATION | CSC Stores | 2.54 | 2001-12-18 10:07 | John | 50 | 0 | N | N
BARRON BETHEA | GCW-41 | Y | BARRON BETHEA , GCW-41 |  |  | 2.71 | 2001-12-18 10:07 | John | 50 | 0 | N | N
BARRON BETHEA | GCW-41 | Y | BARRON BETHEA , GCW-41 |  |  | 2.9 | 2001-12-18 10:07 | John | 50 | 0 | N | N
BARRON BETHEA | GCW-41 | Y | BARRON BETHEA , GCW-41 |  |  | 3.15 | 2001-12-18 10:07 | John | 50 | 0 | N | N
BARRON BETHEA | GCW-41 | Y | BARRON BETHEA , GCW-41 |  |  | 3.19 | 2001-12-18 10:07 | John | 50 | 0 | N | N
BARRON BETHEA | GCW-41 | Y | BARRON BETHEA , GCW-41 |  |  | 3.28 | 2001-12-18 10:07 | John | 50 | 0 | N | N
BARRON BETHEA | GCW-41 | Y | BARRON BETHEA , GCW-41 |  |  | 3.29 | 2001-12-18 10:07 | John | 50 | 0 | N | N
BARRON BETHEA | GCW-41 | Y | BARRON BETHEA , GCW-41 |  |  | 3.38 | 2001-12-18 10:07 | John | 50 | 0 | N | N
BARRON BETHEA | GCW-41 | Y | BARRON BETHEA , GCW-41 |  |  | 3.39 | 2001-12-18 10:07 | John | 50 | 0 | N | N
BARRON BETHEA | GCW-41 | Y | BARRON BETHEA , GCW-41 |  |  | 3.4 | 2001-12-18 10:07 | John | 50 | 0 | N | N
BARRON BETHEA | GCW-41 | Y | BARRON BETHEA , GCW-41 |  |  | 3.41 | 2001-12-18 10:07 | John | 50 | 0 | N | N
BARRON BETHEA | GCW-41 | Y | BARRON BETHEA , GCW-41 |  |  | 3.43 | 2001-12-18 10:07 | John | 50 | 0 | N | N
BARRON BETHEA | GCW-41 | Y | BARRON BETHEA , GCW-41 |  |  | 3.54 | 2001-12-18 10:07 | John | 50 | 0 | N | N
BARRON BETHEA | GCW-41 | Y | BARRON BETHEA , GCW-41 |  |  | 3.71 | 2001-12-18 10:07 | John | 50 | 0 | N | N
BARRON BETHEA | GCW-41 | Y | BARRON BETHEA , GCW-41 |  |  | 3.83 | 2001-12-18 10:07 | John | 50 | 0 | N | N
CONTINENTAL ELECTRIC | CW-44-6 | Y | CONTINENTAL ELECTRIC , CW-44-6 | JEA GENERATION | CSC Stores | 2.54 | 2001-12-18 10:07 | John | 50 | 0 | N | N
CONTINENTAL ELECTRIC | CW-44-6 | Y | CONTINENTAL ELECTRIC , CW-44-6 |  |  | 2.71 | 2001-12-18 10:07 | John | 50 | 0 | N | N
CONTINENTAL ELECTRIC | CW-44-6 | Y | CONTINENTAL ELECTRIC , CW-44-6 |  |  | 2.9 | 2001-12-18 10:07 | John | 50 | 0 | N | N
CONTINENTAL ELECTRIC | CW-44-6 | Y | CONTINENTAL ELECTRIC , CW-44-6 |  |  | 3.15 | 2001-12-18 10:07 | John | 50 | 0 | N | N
CONTINENTAL ELECTRIC | CW-44-6 | Y | CONTINENTAL ELECTRIC , CW-44-6 |  |  | 3.19 | 2001-12-18 10:07 | John | 50 | 0 | N | N
CONTINENTAL ELECTRIC | CW-44-6 | Y | CONTINENTAL ELECTRIC , CW-44-6 |  |  | 3.28 | 2001-12-18 10:07 | John | 50 | 0 | N | N
CONTINENTAL ELECTRIC | CW-44-6 | Y | CONTINENTAL ELECTRIC , CW-44-6 |  |  | 3.29 | 2001-12-18 10:07 | John | 50 | 0 | N | N
CONTINENTAL ELECTRIC | CW-44-6 | Y | CONTINENTAL ELECTRIC , CW-44-6 |  |  | 3.38 | 2001-12-18 10:07 | John | 50 | 0 | N | N
CONTINENTAL ELECTRIC | CW-44-6 | Y | CONTINENTAL ELECTRIC , CW-44-6 |  |  | 3.39 | 2001-12-18 10:07 | John | 50 | 0 | N | N
CONTINENTAL ELECTRIC | CW-44-6 | Y | CONTINENTAL ELECTRIC , CW-44-6 |  |  | 3.4 | 2001-12-18 10:07 | John | 50 | 0 | N | N
CONTINENTAL ELECTRIC | CW-44-6 | Y | CONTINENTAL ELECTRIC , CW-44-6 |  |  | 3.41 | 2001-12-18 10:07 | John | 50 | 0 | N | N
CONTINENTAL ELECTRIC | CW-44-6 | Y | CONTINENTAL ELECTRIC , CW-44-6 |  |  | 3.43 | 2001-12-18 10:07 | John | 50 | 0 | N | N
CONTINENTAL ELECTRIC | CW-44-6 | Y | CONTINENTAL ELECTRIC , CW-44-6 |  |  | 3.54 | 2001-12-18 10:07 | John | 50 | 0 | N | N
CONTINENTAL ELECTRIC | CW-44-6 | Y | CONTINENTAL ELECTRIC , CW-44-6 |  |  | 3.71 | 2001-12-18 10:07 | John | 50 | 0 | N | N
CONTINENTAL ELECTRIC | CW-44-6 | Y | CONTINENTAL ELECTRIC , CW-44-6 |  |  | 3.83 | 2001-12-18 10:07 | John | 50 | 0 | N | N
FLAGG (MIF) | P144 | Y | FLAGG (MIF) , P144 | JEA GENERATION | CSC Stores | 2.54 | 2001-12-18 10:07 | John | 50 | 0 | N | N
FLAGG (MIF) | P144 | Y | FLAGG (MIF) , P144 |  |  | 2.71 | 2001-12-18 10:07 | John | 50 | 0 | N | N
FLAGG (MIF) | P144 | Y | FLAGG (MIF) , P144 |  |  | 2.9 | 2001-12-18 10:07 | John | 50 | 0 | N | N
FLAGG (MIF) | P144 | Y | FLAGG (MIF) , P144 |  |  | 3.15 | 2001-12-18 10:07 | John | 50 | 0 | N | N
FLAGG (MIF) | P144 | Y | FLAGG (MIF) , P144 |  |  | 3.19 | 2001-12-18 10:07 | John | 50 | 0 | N | N
FLAGG (MIF) | P144 | Y | FLAGG (MIF) , P144 |  |  | 3.28 | 2001-12-18 10:07 | John | 50 | 0 | N | N
FLAGG (MIF) | P144 | Y | FLAGG (MIF) , P144 |  |  | 3.29 | 2001-12-18 10:07 | John | 50 | 0 | N | N
FLAGG (MIF) | P144 | Y | FLAGG (MIF) , P144 |  |  | 3.38 | 2001-12-18 10:07 | John | 50 | 0 | N | N
FLAGG (MIF) | P144 | Y | FLAGG (MIF) , P144 |  |  | 3.39 | 2001-12-18 10:07 | John | 50 | 0 | N | N
FLAGG (MIF) | P144 | Y | FLAGG (MIF) , P144 |  |  | 3.4 | 2001-12-18 10:07 | John | 50 | 0 | N | N
FLAGG (MIF) | P144 | Y | FLAGG (MIF) , P144 |  |  | 3.41 | 2001-12-18 10:07 | John | 50 | 0 | N | N
FLAGG (MIF) | P144 | Y | FLAGG (MIF) , P144 |  |  | 3.43 | 2001-12-18 10:07 | John | 50 | 0 | N | N
FLAGG (MIF) | P144 | Y | FLAGG (MIF) , P144 |  |  | 3.54 | 2001-12-18 10:07 | John | 50 | 0 | N | N
FLAGG (MIF) | P144 | Y | FLAGG (MIF) , P144 |  |  | 3.71 | 2001-12-18 10:07 | John | 50 | 0 | N | N
FLAGG (MIF) | P144 | Y | FLAGG (MIF) , P144 |  |  | 3.83 | 2001-12-18 10:07 | John | 50 | 0 | N | N
POWERLINE HARDWARE CO. | CSW44 | Y | POWERLINE HARDWARE CO. , CSW44 | JEA GENERATION | CSC Stores | 2.54 | 2001-12-18 10:07 | John | 50 | 0 | N | N
POWERLINE HARDWARE CO. | CSW44 | Y | POWERLINE HARDWARE CO. , CSW44 |  |  | 2.71 | 2001-12-18 10:07 | John | 50 | 0 | N | N
POWERLINE HARDWARE CO. | CSW44 | Y | POWERLINE HARDWARE CO. , CSW44 |  |  | 2.9 | 2001-12-18 10:07 | John | 50 | 0 | N | N
POWERLINE HARDWARE CO. | CSW44 | Y | POWERLINE HARDWARE CO. , CSW44 |  |  | 3.15 | 2001-12-18 10:07 | John | 50 | 0 | N | N
POWERLINE HARDWARE CO. | CSW44 | Y | POWERLINE HARDWARE CO. , CSW44 |  |  | 3.19 | 2001-12-18 10:07 | John | 50 | 0 | N | N
POWERLINE HARDWARE CO. | CSW44 | Y | POWERLINE HARDWARE CO. , CSW44 |  |  | 3.28 | 2001-12-18 10:07 | John | 50 | 0 | N | N
POWERLINE HARDWARE CO. | CSW44 | Y | POWERLINE HARDWARE CO. , CSW44 |  |  | 3.29 | 2001-12-18 10:07 | John | 50 | 0 | N | N
POWERLINE HARDWARE CO. | CSW44 | Y | POWERLINE HARDWARE CO. , CSW44 |  |  | 3.38 | 2001-12-18 10:07 | John | 50 | 0 | N | N
POWERLINE HARDWARE CO. | CSW44 | Y | POWERLINE HARDWARE CO. , CSW44 |  |  | 3.39 | 2001-12-18 10:07 | John | 50 | 0 | N | N
POWERLINE HARDWARE CO. | CSW44 | Y | POWERLINE HARDWARE CO. , CSW44 |  |  | 3.4 | 2001-12-18 10:07 | John | 50 | 0 | N | N
POWERLINE HARDWARE CO. | CSW44 | Y | POWERLINE HARDWARE CO. , CSW44 |  |  | 3.41 | 2001-12-18 10:07 | John | 50 | 0 | N | N
POWERLINE HARDWARE CO. | CSW44 | Y | POWERLINE HARDWARE CO. , CSW44 |  |  | 3.43 | 2001-12-18 10:07 | John | 50 | 0 | N | N
POWERLINE HARDWARE CO. | CSW44 | Y | POWERLINE HARDWARE CO. , CSW44 |  |  | 3.54 | 2001-12-18 10:07 | John | 50 | 0 | N | N
POWERLINE HARDWARE CO. | CSW44 | Y | POWERLINE HARDWARE CO. , CSW44 |  |  | 3.71 | 2001-12-18 10:07 | John | 50 | 0 | N | N
POWERLINE HARDWARE CO. | CSW44 | Y | POWERLINE HARDWARE CO. , CSW44 |  |  | 3.83 | 2001-12-18 10:07 | John | 50 | 0 | N | N
RELIABLE POWER PRODUCTS | GCW-41R | Y | RELIABLE POWER PRODUCTS , GCW-41R | JEA GENERATION | CSC Stores | 2.54 | 2001-12-18 10:07 | John | 50 | 0 | N | N
RELIABLE POWER PRODUCTS | GCW-41R | Y | RELIABLE POWER PRODUCTS , GCW-41R |  |  | 2.71 | 2001-12-18 10:07 | John | 50 | 0 | N | N
RELIABLE POWER PRODUCTS | GCW-41R | Y | RELIABLE POWER PRODUCTS , GCW-41R |  |  | 2.9 | 2001-12-18 10:07 | John | 50 | 0 | N | N
RELIABLE POWER PRODUCTS | GCW-41R | Y | RELIABLE POWER PRODUCTS , GCW-41R |  |  | 3.15 | 2001-12-18 10:07 | John | 50 | 0 | N | N
RELIABLE POWER PRODUCTS | GCW-41R | Y | RELIABLE POWER PRODUCTS , GCW-41R |  |  | 3.19 | 2001-12-18 10:07 | John | 50 | 0 | N | N
RELIABLE POWER PRODUCTS | GCW-41R | Y | RELIABLE POWER PRODUCTS , GCW-41R |  |  | 3.28 | 2001-12-18 10:07 | John | 50 | 0 | N | N
RELIABLE POWER PRODUCTS | GCW-41R | Y | RELIABLE POWER PRODUCTS , GCW-41R |  |  | 3.29 | 2001-12-18 10:07 | John | 50 | 0 | N | N
RELIABLE POWER PRODUCTS | GCW-41R | Y | RELIABLE POWER PRODUCTS , GCW-41R |  |  | 3.38 | 2001-12-18 10:07 | John | 50 | 0 | N | N
RELIABLE POWER PRODUCTS | GCW-41R | Y | RELIABLE POWER PRODUCTS , GCW-41R |  |  | 3.39 | 2001-12-18 10:07 | John | 50 | 0 | N | N
RELIABLE POWER PRODUCTS | GCW-41R | Y | RELIABLE POWER PRODUCTS , GCW-41R |  |  | 3.4 | 2001-12-18 10:07 | John | 50 | 0 | N | N
RELIABLE POWER PRODUCTS | GCW-41R | Y | RELIABLE POWER PRODUCTS , GCW-41R |  |  | 3.41 | 2001-12-18 10:07 | John | 50 | 0 | N | N
RELIABLE POWER PRODUCTS | GCW-41R | Y | RELIABLE POWER PRODUCTS , GCW-41R |  |  | 3.43 | 2001-12-18 10:07 | John | 50 | 0 | N | N
RELIABLE POWER PRODUCTS | GCW-41R | Y | RELIABLE POWER PRODUCTS , GCW-41R |  |  | 3.54 | 2001-12-18 10:07 | John | 50 | 0 | N | N
RELIABLE POWER PRODUCTS | GCW-41R | Y | RELIABLE POWER PRODUCTS , GCW-41R |  |  | 3.71 | 2001-12-18 10:07 | John | 50 | 0 | N | N
RELIABLE POWER PRODUCTS | GCW-41R | Y | RELIABLE POWER PRODUCTS , GCW-41R |  |  | 3.83 | 2001-12-18 10:07 | John | 50 | 0 | N | N
THREADED FASTENERS INC. | TFCSW44 | Y | THREADED FASTENERS INC. , TFCSW44 | JEA GENERATION | CSC Stores | 2.54 | 2001-12-18 10:07 | John | 50 | 0 | N | N
THREADED FASTENERS INC. | TFCSW44 | Y | THREADED FASTENERS INC. , TFCSW44 |  |  | 2.71 | 2001-12-18 10:07 | John | 50 | 0 | N | N
THREADED FASTENERS INC. | TFCSW44 | Y | THREADED FASTENERS INC. , TFCSW44 |  |  | 2.9 | 2001-12-18 10:07 | John | 50 | 0 | N | N
THREADED FASTENERS INC. | TFCSW44 | Y | THREADED FASTENERS INC. , TFCSW44 |  |  | 3.15 | 2001-12-18 10:07 | John | 50 | 0 | N | N
THREADED FASTENERS INC. | TFCSW44 | Y | THREADED FASTENERS INC. , TFCSW44 |  |  | 3.19 | 2001-12-18 10:07 | John | 50 | 0 | N | N
THREADED FASTENERS INC. | TFCSW44 | Y | THREADED FASTENERS INC. , TFCSW44 |  |  | 3.28 | 2001-12-18 10:07 | John | 50 | 0 | N | N
THREADED FASTENERS INC. | TFCSW44 | Y | THREADED FASTENERS INC. , TFCSW44 |  |  | 3.29 | 2001-12-18 10:07 | John | 50 | 0 | N | N
THREADED FASTENERS INC. | TFCSW44 | Y | THREADED FASTENERS INC. , TFCSW44 |  |  | 3.38 | 2001-12-18 10:07 | John | 50 | 0 | N | N
THREADED FASTENERS INC. | TFCSW44 | Y | THREADED FASTENERS INC. , TFCSW44 |  |  | 3.39 | 2001-12-18 10:07 | John | 50 | 0 | N | N
THREADED FASTENERS INC. | TFCSW44 | Y | THREADED FASTENERS INC. , TFCSW44 |  |  | 3.4 | 2001-12-18 10:07 | John | 50 | 0 | N | N
THREADED FASTENERS INC. | TFCSW44 | Y | THREADED FASTENERS INC. , TFCSW44 |  |  | 3.41 | 2001-12-18 10:07 | John | 50 | 0 | N | N
THREADED FASTENERS INC. | TFCSW44 | Y | THREADED FASTENERS INC. , TFCSW44 |  |  | 3.43 | 2001-12-18 10:07 | John | 50 | 0 | N | N
THREADED FASTENERS INC. | TFCSW44 | Y | THREADED FASTENERS INC. , TFCSW44 |  |  | 3.54 | 2001-12-18 10:07 | John | 50 | 0 | N | N
THREADED FASTENERS INC. | TFCSW44 | Y | THREADED FASTENERS INC. , TFCSW44 |  |  | 3.71 | 2001-12-18 10:07 | John | 50 | 0 | N | N
THREADED FASTENERS INC. | TFCSW44 | Y | THREADED FASTENERS INC. , TFCSW44 |  |  | 3.83 | 2001-12-18 10:07 | John | 50 | 0 | N | N
ALLIED BOLT, INC. | 2874 | Y | ALLIED BOLT, INC. , 2874 | JEA GENERATION | CSC Stores | 1.2 | 2001-12-18 10:08 | John | 50 | 0 | N | N
ALLIED BOLT, INC. | 2874 | Y | ALLIED BOLT, INC. , 2874 |  |  | 1.22 | 2001-12-18 10:08 | John | 50 | 0 | N | N
ALLIED BOLT, INC. | 2874 | Y | ALLIED BOLT, INC. , 2874 |  |  | 1.23 | 2001-12-18 10:08 | John | 50 | 0 | N | N
ALLIED BOLT, INC. | 2874 | Y | ALLIED BOLT, INC. , 2874 |  |  | 1.27 | 2001-12-18 10:08 | John | 50 | 0 | N | N
ALLIED BOLT, INC. | 2874 | Y | ALLIED BOLT, INC. , 2874 |  |  | 1.29 | 2001-12-18 10:08 | John | 50 | 0 | N | N
ALLIED BOLT, INC. | 2874 | Y | ALLIED BOLT, INC. , 2874 |  |  | 1.32 | 2001-12-18 10:08 | John | 50 | 0 | N | N
ALLIED BOLT, INC. | 2874 | Y | ALLIED BOLT, INC. , 2874 |  |  | 1.35 | 2001-12-18 10:08 | John | 50 | 0 | N | N
ALLIED BOLT, INC. | 2874 | Y | ALLIED BOLT, INC. , 2874 |  |  | 2.11 | 2001-12-18 10:08 | John | 50 | 0 | N | N
ALLIED BOLT, INC. | 2874 | Y | ALLIED BOLT, INC. , 2874 |  |  | 2.16 | 2001-12-18 10:08 | John | 50 | 0 | N | N
ALLIED BOLT, INC. | 2874 | Y | ALLIED BOLT, INC. , 2874 |  |  | 2.22 | 2001-12-18 10:08 | John | 50 | 0 | N | N
ALLIED BOLT, INC. | 2874 | Y | ALLIED BOLT, INC. , 2874 |  |  | 2.33 | 2001-12-18 10:08 | John | 50 | 0 | N | N
ALLIED BOLT, INC. | 2874 | Y | ALLIED BOLT, INC. , 2874 |  |  | 2.66 | 2001-12-18 10:08 | John | 50 | 0 | N | N
ALLIED BOLT, INC. | 2874 | Y | ALLIED BOLT, INC. , 2874 |  |  | 2.67 | 2001-12-18 10:08 | John | 50 | 0 | N | N
ALLIED BOLT, INC. | 2874 | Y | ALLIED BOLT, INC. , 2874 |  |  | 2.79 | 2001-12-18 10:08 | John | 50 | 0 | N | N
ALLIED BOLT, INC. | 2874 | Y | ALLIED BOLT, INC. , 2874 |  |  | 2.92 | 2001-12-18 10:08 | John | 50 | 0 | N | N
ALLIED BOLT, INC. | 2874 | Y | ALLIED BOLT, INC. , 2874 |  |  | 2.95 | 2001-12-18 10:08 | John | 50 | 0 | N | N
ALLIED BOLT, INC. | 2874 | Y | ALLIED BOLT, INC. , 2874 |  |  | 2.96 | 2001-12-18 10:08 | John | 50 | 0 | N | N
ALLIED BOLT, INC. | 2874 | Y | ALLIED BOLT, INC. , 2874 |  |  | 2.98 | 2001-12-18 10:08 | John | 50 | 0 | N | N
ALLIED BOLT, INC. | 2874 | Y | ALLIED BOLT, INC. , 2874 |  |  | 4.14 | 2001-12-18 10:08 | John | 50 | 0 | N | N
ALUMA-FORM | AFCW44-7 | Y | ALUMA-FORM , AFCW44-7 | JEA GENERATION | CSC Stores | 1.2 | 2001-12-18 10:08 | John | 50 | 0 | N | N
ALUMA-FORM | AFCW44-7 | Y | ALUMA-FORM , AFCW44-7 |  |  | 1.22 | 2001-12-18 10:08 | John | 50 | 0 | N | N
ALUMA-FORM | AFCW44-7 | Y | ALUMA-FORM , AFCW44-7 |  |  | 1.23 | 2001-12-18 10:08 | John | 50 | 0 | N | N
ALUMA-FORM | AFCW44-7 | Y | ALUMA-FORM , AFCW44-7 |  |  | 1.27 | 2001-12-18 10:08 | John | 50 | 0 | N | N
ALUMA-FORM | AFCW44-7 | Y | ALUMA-FORM , AFCW44-7 |  |  | 1.29 | 2001-12-18 10:08 | John | 50 | 0 | N | N
ALUMA-FORM | AFCW44-7 | Y | ALUMA-FORM , AFCW44-7 |  |  | 1.32 | 2001-12-18 10:08 | John | 50 | 0 | N | N
ALUMA-FORM | AFCW44-7 | Y | ALUMA-FORM , AFCW44-7 |  |  | 1.35 | 2001-12-18 10:08 | John | 50 | 0 | N | N
ALUMA-FORM | AFCW44-7 | Y | ALUMA-FORM , AFCW44-7 |  |  | 2.11 | 2001-12-18 10:08 | John | 50 | 0 | N | N
ALUMA-FORM | AFCW44-7 | Y | ALUMA-FORM , AFCW44-7 |  |  | 2.16 | 2001-12-18 10:08 | John | 50 | 0 | N | N
ALUMA-FORM | AFCW44-7 | Y | ALUMA-FORM , AFCW44-7 |  |  | 2.22 | 2001-12-18 10:08 | John | 50 | 0 | N | N
ALUMA-FORM | AFCW44-7 | Y | ALUMA-FORM , AFCW44-7 |  |  | 2.33 | 2001-12-18 10:08 | John | 50 | 0 | N | N
ALUMA-FORM | AFCW44-7 | Y | ALUMA-FORM , AFCW44-7 |  |  | 2.66 | 2001-12-18 10:08 | John | 50 | 0 | N | N
ALUMA-FORM | AFCW44-7 | Y | ALUMA-FORM , AFCW44-7 |  |  | 2.67 | 2001-12-18 10:08 | John | 50 | 0 | N | N
ALUMA-FORM | AFCW44-7 | Y | ALUMA-FORM , AFCW44-7 |  |  | 2.79 | 2001-12-18 10:08 | John | 50 | 0 | N | N
ALUMA-FORM | AFCW44-7 | Y | ALUMA-FORM , AFCW44-7 |  |  | 2.92 | 2001-12-18 10:08 | John | 50 | 0 | N | N
ALUMA-FORM | AFCW44-7 | Y | ALUMA-FORM , AFCW44-7 |  |  | 2.95 | 2001-12-18 10:08 | John | 50 | 0 | N | N
ALUMA-FORM | AFCW44-7 | Y | ALUMA-FORM , AFCW44-7 |  |  | 2.96 | 2001-12-18 10:08 | John | 50 | 0 | N | N
ALUMA-FORM | AFCW44-7 | Y | ALUMA-FORM , AFCW44-7 |  |  | 2.98 | 2001-12-18 10:08 | John | 50 | 0 | N | N
ALUMA-FORM | AFCW44-7 | Y | ALUMA-FORM , AFCW44-7 |  |  | 4.14 | 2001-12-18 10:08 | John | 50 | 0 | N | N
BARRON BETHEA | GCW-41A | Y | BARRON BETHEA , GCW-41A | JEA GENERATION | CSC Stores | 1.2 | 2001-12-18 10:08 | John | 50 | 0 | N | N
BARRON BETHEA | GCW-41A | Y | BARRON BETHEA , GCW-41A |  |  | 1.22 | 2001-12-18 10:08 | John | 50 | 0 | N | N
BARRON BETHEA | GCW-41A | Y | BARRON BETHEA , GCW-41A |  |  | 1.23 | 2001-12-18 10:08 | John | 50 | 0 | N | N
BARRON BETHEA | GCW-41A | Y | BARRON BETHEA , GCW-41A |  |  | 1.27 | 2001-12-18 10:08 | John | 50 | 0 | N | N
BARRON BETHEA | GCW-41A | Y | BARRON BETHEA , GCW-41A |  |  | 1.29 | 2001-12-18 10:08 | John | 50 | 0 | N | N
BARRON BETHEA | GCW-41A | Y | BARRON BETHEA , GCW-41A |  |  | 1.32 | 2001-12-18 10:08 | John | 50 | 0 | N | N
BARRON BETHEA | GCW-41A | Y | BARRON BETHEA , GCW-41A |  |  | 1.35 | 2001-12-18 10:08 | John | 50 | 0 | N | N
BARRON BETHEA | GCW-41A | Y | BARRON BETHEA , GCW-41A |  |  | 2.11 | 2001-12-18 10:08 | John | 50 | 0 | N | N
BARRON BETHEA | GCW-41A | Y | BARRON BETHEA , GCW-41A |  |  | 2.16 | 2001-12-18 10:08 | John | 50 | 0 | N | N
BARRON BETHEA | GCW-41A | Y | BARRON BETHEA , GCW-41A |  |  | 2.22 | 2001-12-18 10:08 | John | 50 | 0 | N | N
BARRON BETHEA | GCW-41A | Y | BARRON BETHEA , GCW-41A |  |  | 2.33 | 2001-12-18 10:08 | John | 50 | 0 | N | N
BARRON BETHEA | GCW-41A | Y | BARRON BETHEA , GCW-41A |  |  | 2.66 | 2001-12-18 10:08 | John | 50 | 0 | N | N
BARRON BETHEA | GCW-41A | Y | BARRON BETHEA , GCW-41A |  |  | 2.67 | 2001-12-18 10:08 | John | 50 | 0 | N | N
BARRON BETHEA | GCW-41A | Y | BARRON BETHEA , GCW-41A |  |  | 2.79 | 2001-12-18 10:08 | John | 50 | 0 | N | N
BARRON BETHEA | GCW-41A | Y | BARRON BETHEA , GCW-41A |  |  | 2.92 | 2001-12-18 10:08 | John | 50 | 0 | N | N
BARRON BETHEA | GCW-41A | Y | BARRON BETHEA , GCW-41A |  |  | 2.95 | 2001-12-18 10:08 | John | 50 | 0 | N | N
BARRON BETHEA | GCW-41A | Y | BARRON BETHEA , GCW-41A |  |  | 2.96 | 2001-12-18 10:08 | John | 50 | 0 | N | N
BARRON BETHEA | GCW-41A | Y | BARRON BETHEA , GCW-41A |  |  | 2.98 | 2001-12-18 10:08 | John | 50 | 0 | N | N
BARRON BETHEA | GCW-41A | Y | BARRON BETHEA , GCW-41A |  |  | 4.14 | 2001-12-18 10:08 | John | 50 | 0 | N | N
CONTINENTAL ELECTRIC | CW-44-7 | Y | CONTINENTAL ELECTRIC , CW-44-7 | JEA GENERATION | CSC Stores | 1.2 | 2001-12-18 10:08 | John | 50 | 0 | N | N
CONTINENTAL ELECTRIC | CW-44-7 | Y | CONTINENTAL ELECTRIC , CW-44-7 |  |  | 1.22 | 2001-12-18 10:08 | John | 50 | 0 | N | N
CONTINENTAL ELECTRIC | CW-44-7 | Y | CONTINENTAL ELECTRIC , CW-44-7 |  |  | 1.23 | 2001-12-18 10:08 | John | 50 | 0 | N | N
CONTINENTAL ELECTRIC | CW-44-7 | Y | CONTINENTAL ELECTRIC , CW-44-7 |  |  | 1.27 | 2001-12-18 10:08 | John | 50 | 0 | N | N
CONTINENTAL ELECTRIC | CW-44-7 | Y | CONTINENTAL ELECTRIC , CW-44-7 |  |  | 1.29 | 2001-12-18 10:08 | John | 50 | 0 | N | N
CONTINENTAL ELECTRIC | CW-44-7 | Y | CONTINENTAL ELECTRIC , CW-44-7 |  |  | 1.32 | 2001-12-18 10:08 | John | 50 | 0 | N | N
CONTINENTAL ELECTRIC | CW-44-7 | Y | CONTINENTAL ELECTRIC , CW-44-7 |  |  | 1.35 | 2001-12-18 10:08 | John | 50 | 0 | N | N
CONTINENTAL ELECTRIC | CW-44-7 | Y | CONTINENTAL ELECTRIC , CW-44-7 |  |  | 2.11 | 2001-12-18 10:08 | John | 50 | 0 | N | N
CONTINENTAL ELECTRIC | CW-44-7 | Y | CONTINENTAL ELECTRIC , CW-44-7 |  |  | 2.16 | 2001-12-18 10:08 | John | 50 | 0 | N | N
CONTINENTAL ELECTRIC | CW-44-7 | Y | CONTINENTAL ELECTRIC , CW-44-7 |  |  | 2.22 | 2001-12-18 10:08 | John | 50 | 0 | N | N
CONTINENTAL ELECTRIC | CW-44-7 | Y | CONTINENTAL ELECTRIC , CW-44-7 |  |  | 2.33 | 2001-12-18 10:08 | John | 50 | 0 | N | N
CONTINENTAL ELECTRIC | CW-44-7 | Y | CONTINENTAL ELECTRIC , CW-44-7 |  |  | 2.66 | 2001-12-18 10:08 | John | 50 | 0 | N | N
CONTINENTAL ELECTRIC | CW-44-7 | Y | CONTINENTAL ELECTRIC , CW-44-7 |  |  | 2.67 | 2001-12-18 10:08 | John | 50 | 0 | N | N
CONTINENTAL ELECTRIC | CW-44-7 | Y | CONTINENTAL ELECTRIC , CW-44-7 |  |  | 2.79 | 2001-12-18 10:08 | John | 50 | 0 | N | N
CONTINENTAL ELECTRIC | CW-44-7 | Y | CONTINENTAL ELECTRIC , CW-44-7 |  |  | 2.92 | 2001-12-18 10:08 | John | 50 | 0 | N | N
CONTINENTAL ELECTRIC | CW-44-7 | Y | CONTINENTAL ELECTRIC , CW-44-7 |  |  | 2.95 | 2001-12-18 10:08 | John | 50 | 0 | N | N
CONTINENTAL ELECTRIC | CW-44-7 | Y | CONTINENTAL ELECTRIC , CW-44-7 |  |  | 2.96 | 2001-12-18 10:08 | John | 50 | 0 | N | N
CONTINENTAL ELECTRIC | CW-44-7 | Y | CONTINENTAL ELECTRIC , CW-44-7 |  |  | 2.98 | 2001-12-18 10:08 | John | 50 | 0 | N | N
CONTINENTAL ELECTRIC | CW-44-7 | Y | CONTINENTAL ELECTRIC , CW-44-7 |  |  | 4.14 | 2001-12-18 10:08 | John | 50 | 0 | N | N
FLAGG (MIF) | P144B | Y | FLAGG (MIF) , P144B | JEA GENERATION | CSC Stores | 1.2 | 2001-12-18 10:08 | John | 50 | 0 | N | N
FLAGG (MIF) | P144B | Y | FLAGG (MIF) , P144B |  |  | 1.22 | 2001-12-18 10:08 | John | 50 | 0 | N | N
FLAGG (MIF) | P144B | Y | FLAGG (MIF) , P144B |  |  | 1.23 | 2001-12-18 10:08 | John | 50 | 0 | N | N
FLAGG (MIF) | P144B | Y | FLAGG (MIF) , P144B |  |  | 1.27 | 2001-12-18 10:08 | John | 50 | 0 | N | N
FLAGG (MIF) | P144B | Y | FLAGG (MIF) , P144B |  |  | 1.29 | 2001-12-18 10:08 | John | 50 | 0 | N | N
FLAGG (MIF) | P144B | Y | FLAGG (MIF) , P144B |  |  | 1.32 | 2001-12-18 10:08 | John | 50 | 0 | N | N
FLAGG (MIF) | P144B | Y | FLAGG (MIF) , P144B |  |  | 1.35 | 2001-12-18 10:08 | John | 50 | 0 | N | N
FLAGG (MIF) | P144B | Y | FLAGG (MIF) , P144B |  |  | 2.11 | 2001-12-18 10:08 | John | 50 | 0 | N | N
FLAGG (MIF) | P144B | Y | FLAGG (MIF) , P144B |  |  | 2.16 | 2001-12-18 10:08 | John | 50 | 0 | N | N
FLAGG (MIF) | P144B | Y | FLAGG (MIF) , P144B |  |  | 2.22 | 2001-12-18 10:08 | John | 50 | 0 | N | N
FLAGG (MIF) | P144B | Y | FLAGG (MIF) , P144B |  |  | 2.33 | 2001-12-18 10:08 | John | 50 | 0 | N | N
FLAGG (MIF) | P144B | Y | FLAGG (MIF) , P144B |  |  | 2.66 | 2001-12-18 10:08 | John | 50 | 0 | N | N
FLAGG (MIF) | P144B | Y | FLAGG (MIF) , P144B |  |  | 2.67 | 2001-12-18 10:08 | John | 50 | 0 | N | N
FLAGG (MIF) | P144B | Y | FLAGG (MIF) , P144B |  |  | 2.79 | 2001-12-18 10:08 | John | 50 | 0 | N | N
FLAGG (MIF) | P144B | Y | FLAGG (MIF) , P144B |  |  | 2.92 | 2001-12-18 10:08 | John | 50 | 0 | N | N
FLAGG (MIF) | P144B | Y | FLAGG (MIF) , P144B |  |  | 2.95 | 2001-12-18 10:08 | John | 50 | 0 | N | N
FLAGG (MIF) | P144B | Y | FLAGG (MIF) , P144B |  |  | 2.96 | 2001-12-18 10:08 | John | 50 | 0 | N | N
FLAGG (MIF) | P144B | Y | FLAGG (MIF) , P144B |  |  | 2.98 | 2001-12-18 10:08 | John | 50 | 0 | N | N
FLAGG (MIF) | P144B | Y | FLAGG (MIF) , P144B |  |  | 4.14 | 2001-12-18 10:08 | John | 50 | 0 | N | N
HUBBELL / CHANCE POWER SYSTEMS | GCW41A | Y | HUBBELL / CHANCE POWER SYSTEMS , GCW41A | JEA GENERATION | CSC Stores | 1.2 | 2001-12-18 10:08 | John | 50 | 0 | N | N
HUBBELL / CHANCE POWER SYSTEMS | GCW41A | Y | HUBBELL / CHANCE POWER SYSTEMS , GCW41A |  |  | 1.22 | 2001-12-18 10:08 | John | 50 | 0 | N | N
HUBBELL / CHANCE POWER SYSTEMS | GCW41A | Y | HUBBELL / CHANCE POWER SYSTEMS , GCW41A |  |  | 1.23 | 2001-12-18 10:08 | John | 50 | 0 | N | N
HUBBELL / CHANCE POWER SYSTEMS | GCW41A | Y | HUBBELL / CHANCE POWER SYSTEMS , GCW41A |  |  | 1.27 | 2001-12-18 10:08 | John | 50 | 0 | N | N
HUBBELL / CHANCE POWER SYSTEMS | GCW41A | Y | HUBBELL / CHANCE POWER SYSTEMS , GCW41A |  |  | 1.29 | 2001-12-18 10:08 | John | 50 | 0 | N | N
HUBBELL / CHANCE POWER SYSTEMS | GCW41A | Y | HUBBELL / CHANCE POWER SYSTEMS , GCW41A |  |  | 1.32 | 2001-12-18 10:08 | John | 50 | 0 | N | N
HUBBELL / CHANCE POWER SYSTEMS | GCW41A | Y | HUBBELL / CHANCE POWER SYSTEMS , GCW41A |  |  | 1.35 | 2001-12-18 10:08 | John | 50 | 0 | N | N
HUBBELL / CHANCE POWER SYSTEMS | GCW41A | Y | HUBBELL / CHANCE POWER SYSTEMS , GCW41A |  |  | 2.11 | 2001-12-18 10:08 | John | 50 | 0 | N | N
HUBBELL / CHANCE POWER SYSTEMS | GCW41A | Y | HUBBELL / CHANCE POWER SYSTEMS , GCW41A |  |  | 2.16 | 2001-12-18 10:08 | John | 50 | 0 | N | N
HUBBELL / CHANCE POWER SYSTEMS | GCW41A | Y | HUBBELL / CHANCE POWER SYSTEMS , GCW41A |  |  | 2.22 | 2001-12-18 10:08 | John | 50 | 0 | N | N
HUBBELL / CHANCE POWER SYSTEMS | GCW41A | Y | HUBBELL / CHANCE POWER SYSTEMS , GCW41A |  |  | 2.33 | 2001-12-18 10:08 | John | 50 | 0 | N | N
HUBBELL / CHANCE POWER SYSTEMS | GCW41A | Y | HUBBELL / CHANCE POWER SYSTEMS , GCW41A |  |  | 2.66 | 2001-12-18 10:08 | John | 50 | 0 | N | N
HUBBELL / CHANCE POWER SYSTEMS | GCW41A | Y | HUBBELL / CHANCE POWER SYSTEMS , GCW41A |  |  | 2.67 | 2001-12-18 10:08 | John | 50 | 0 | N | N
HUBBELL / CHANCE POWER SYSTEMS | GCW41A | Y | HUBBELL / CHANCE POWER SYSTEMS , GCW41A |  |  | 2.79 | 2001-12-18 10:08 | John | 50 | 0 | N | N
HUBBELL / CHANCE POWER SYSTEMS | GCW41A | Y | HUBBELL / CHANCE POWER SYSTEMS , GCW41A |  |  | 2.92 | 2001-12-18 10:08 | John | 50 | 0 | N | N
HUBBELL / CHANCE POWER SYSTEMS | GCW41A | Y | HUBBELL / CHANCE POWER SYSTEMS , GCW41A |  |  | 2.95 | 2001-12-18 10:08 | John | 50 | 0 | N | N
HUBBELL / CHANCE POWER SYSTEMS | GCW41A | Y | HUBBELL / CHANCE POWER SYSTEMS , GCW41A |  |  | 2.96 | 2001-12-18 10:08 | John | 50 | 0 | N | N
HUBBELL / CHANCE POWER SYSTEMS | GCW41A | Y | HUBBELL / CHANCE POWER SYSTEMS , GCW41A |  |  | 2.98 | 2001-12-18 10:08 | John | 50 | 0 | N | N
HUBBELL / CHANCE POWER SYSTEMS | GCW41A | Y | HUBBELL / CHANCE POWER SYSTEMS , GCW41A |  |  | 4.14 | 2001-12-18 10:08 | John | 50 | 0 | N | N
POWERLINE HARDWARE CO. | P6829 | Y | POWERLINE HARDWARE CO. , P6829 | JEA GENERATION | CSC Stores | 1.2 | 2001-12-18 10:08 | John | 50 | 0 | N | N
POWERLINE HARDWARE CO. | P6829 | Y | POWERLINE HARDWARE CO. , P6829 |  |  | 1.22 | 2001-12-18 10:08 | John | 50 | 0 | N | N
POWERLINE HARDWARE CO. | P6829 | Y | POWERLINE HARDWARE CO. , P6829 |  |  | 1.23 | 2001-12-18 10:08 | John | 50 | 0 | N | N
POWERLINE HARDWARE CO. | P6829 | Y | POWERLINE HARDWARE CO. , P6829 |  |  | 1.27 | 2001-12-18 10:08 | John | 50 | 0 | N | N
POWERLINE HARDWARE CO. | P6829 | Y | POWERLINE HARDWARE CO. , P6829 |  |  | 1.29 | 2001-12-18 10:08 | John | 50 | 0 | N | N
POWERLINE HARDWARE CO. | P6829 | Y | POWERLINE HARDWARE CO. , P6829 |  |  | 1.32 | 2001-12-18 10:08 | John | 50 | 0 | N | N
POWERLINE HARDWARE CO. | P6829 | Y | POWERLINE HARDWARE CO. , P6829 |  |  | 1.35 | 2001-12-18 10:08 | John | 50 | 0 | N | N
POWERLINE HARDWARE CO. | P6829 | Y | POWERLINE HARDWARE CO. , P6829 |  |  | 2.11 | 2001-12-18 10:08 | John | 50 | 0 | N | N
POWERLINE HARDWARE CO. | P6829 | Y | POWERLINE HARDWARE CO. , P6829 |  |  | 2.16 | 2001-12-18 10:08 | John | 50 | 0 | N | N
POWERLINE HARDWARE CO. | P6829 | Y | POWERLINE HARDWARE CO. , P6829 |  |  | 2.22 | 2001-12-18 10:08 | John | 50 | 0 | N | N
POWERLINE HARDWARE CO. | P6829 | Y | POWERLINE HARDWARE CO. , P6829 |  |  | 2.33 | 2001-12-18 10:08 | John | 50 | 0 | N | N
POWERLINE HARDWARE CO. | P6829 | Y | POWERLINE HARDWARE CO. , P6829 |  |  | 2.66 | 2001-12-18 10:08 | John | 50 | 0 | N | N
POWERLINE HARDWARE CO. | P6829 | Y | POWERLINE HARDWARE CO. , P6829 |  |  | 2.67 | 2001-12-18 10:08 | John | 50 | 0 | N | N
POWERLINE HARDWARE CO. | P6829 | Y | POWERLINE HARDWARE CO. , P6829 |  |  | 2.79 | 2001-12-18 10:08 | John | 50 | 0 | N | N
POWERLINE HARDWARE CO. | P6829 | Y | POWERLINE HARDWARE CO. , P6829 |  |  | 2.92 | 2001-12-18 10:08 | John | 50 | 0 | N | N
POWERLINE HARDWARE CO. | P6829 | Y | POWERLINE HARDWARE CO. , P6829 |  |  | 2.95 | 2001-12-18 10:08 | John | 50 | 0 | N | N
POWERLINE HARDWARE CO. | P6829 | Y | POWERLINE HARDWARE CO. , P6829 |  |  | 2.96 | 2001-12-18 10:08 | John | 50 | 0 | N | N
POWERLINE HARDWARE CO. | P6829 | Y | POWERLINE HARDWARE CO. , P6829 |  |  | 2.98 | 2001-12-18 10:08 | John | 50 | 0 | N | N
POWERLINE HARDWARE CO. | P6829 | Y | POWERLINE HARDWARE CO. , P6829 |  |  | 4.14 | 2001-12-18 10:08 | John | 50 | 0 | N | N
RELIABLE POWER PRODUCTS | FWC-44-7 | Y | RELIABLE POWER PRODUCTS , FWC-44-7 | JEA GENERATION | CSC Stores | 1.2 | 2001-12-18 10:08 | John | 50 | 0 | N | N
RELIABLE POWER PRODUCTS | FWC-44-7 | Y | RELIABLE POWER PRODUCTS , FWC-44-7 |  |  | 1.22 | 2001-12-18 10:08 | John | 50 | 0 | N | N
RELIABLE POWER PRODUCTS | FWC-44-7 | Y | RELIABLE POWER PRODUCTS , FWC-44-7 |  |  | 1.23 | 2001-12-18 10:08 | John | 50 | 0 | N | N
RELIABLE POWER PRODUCTS | FWC-44-7 | Y | RELIABLE POWER PRODUCTS , FWC-44-7 |  |  | 1.27 | 2001-12-18 10:08 | John | 50 | 0 | N | N
RELIABLE POWER PRODUCTS | FWC-44-7 | Y | RELIABLE POWER PRODUCTS , FWC-44-7 |  |  | 1.29 | 2001-12-18 10:08 | John | 50 | 0 | N | N
RELIABLE POWER PRODUCTS | FWC-44-7 | Y | RELIABLE POWER PRODUCTS , FWC-44-7 |  |  | 1.32 | 2001-12-18 10:08 | John | 50 | 0 | N | N
RELIABLE POWER PRODUCTS | FWC-44-7 | Y | RELIABLE POWER PRODUCTS , FWC-44-7 |  |  | 1.35 | 2001-12-18 10:08 | John | 50 | 0 | N | N
RELIABLE POWER PRODUCTS | FWC-44-7 | Y | RELIABLE POWER PRODUCTS , FWC-44-7 |  |  | 2.11 | 2001-12-18 10:08 | John | 50 | 0 | N | N
RELIABLE POWER PRODUCTS | FWC-44-7 | Y | RELIABLE POWER PRODUCTS , FWC-44-7 |  |  | 2.16 | 2001-12-18 10:08 | John | 50 | 0 | N | N
RELIABLE POWER PRODUCTS | FWC-44-7 | Y | RELIABLE POWER PRODUCTS , FWC-44-7 |  |  | 2.22 | 2001-12-18 10:08 | John | 50 | 0 | N | N
RELIABLE POWER PRODUCTS | FWC-44-7 | Y | RELIABLE POWER PRODUCTS , FWC-44-7 |  |  | 2.33 | 2001-12-18 10:08 | John | 50 | 0 | N | N
RELIABLE POWER PRODUCTS | FWC-44-7 | Y | RELIABLE POWER PRODUCTS , FWC-44-7 |  |  | 2.66 | 2001-12-18 10:08 | John | 50 | 0 | N | N
RELIABLE POWER PRODUCTS | FWC-44-7 | Y | RELIABLE POWER PRODUCTS , FWC-44-7 |  |  | 2.67 | 2001-12-18 10:08 | John | 50 | 0 | N | N
RELIABLE POWER PRODUCTS | FWC-44-7 | Y | RELIABLE POWER PRODUCTS , FWC-44-7 |  |  | 2.79 | 2001-12-18 10:08 | John | 50 | 0 | N | N
RELIABLE POWER PRODUCTS | FWC-44-7 | Y | RELIABLE POWER PRODUCTS , FWC-44-7 |  |  | 2.92 | 2001-12-18 10:08 | John | 50 | 0 | N | N
RELIABLE POWER PRODUCTS | FWC-44-7 | Y | RELIABLE POWER PRODUCTS , FWC-44-7 |  |  | 2.95 | 2001-12-18 10:08 | John | 50 | 0 | N | N
RELIABLE POWER PRODUCTS | FWC-44-7 | Y | RELIABLE POWER PRODUCTS , FWC-44-7 |  |  | 2.96 | 2001-12-18 10:08 | John | 50 | 0 | N | N
RELIABLE POWER PRODUCTS | FWC-44-7 | Y | RELIABLE POWER PRODUCTS , FWC-44-7 |  |  | 2.98 | 2001-12-18 10:08 | John | 50 | 0 | N | N
RELIABLE POWER PRODUCTS | FWC-44-7 | Y | RELIABLE POWER PRODUCTS , FWC-44-7 |  |  | 4.14 | 2001-12-18 10:08 | John | 50 | 0 | N | N
THREADED FASTENERS INC. | TFCSW44A | Y | THREADED FASTENERS INC. , TFCSW44A | JEA GENERATION | CSC Stores | 1.2 | 2001-12-18 10:08 | John | 50 | 0 | N | N
THREADED FASTENERS INC. | TFCSW44A | Y | THREADED FASTENERS INC. , TFCSW44A |  |  | 1.22 | 2001-12-18 10:08 | John | 50 | 0 | N | N
THREADED FASTENERS INC. | TFCSW44A | Y | THREADED FASTENERS INC. , TFCSW44A |  |  | 1.23 | 2001-12-18 10:08 | John | 50 | 0 | N | N
THREADED FASTENERS INC. | TFCSW44A | Y | THREADED FASTENERS INC. , TFCSW44A |  |  | 1.27 | 2001-12-18 10:08 | John | 50 | 0 | N | N
THREADED FASTENERS INC. | TFCSW44A | Y | THREADED FASTENERS INC. , TFCSW44A |  |  | 1.29 | 2001-12-18 10:08 | John | 50 | 0 | N | N
THREADED FASTENERS INC. | TFCSW44A | Y | THREADED FASTENERS INC. , TFCSW44A |  |  | 1.32 | 2001-12-18 10:08 | John | 50 | 0 | N | N
THREADED FASTENERS INC. | TFCSW44A | Y | THREADED FASTENERS INC. , TFCSW44A |  |  | 1.35 | 2001-12-18 10:08 | John | 50 | 0 | N | N
THREADED FASTENERS INC. | TFCSW44A | Y | THREADED FASTENERS INC. , TFCSW44A |  |  | 2.11 | 2001-12-18 10:08 | John | 50 | 0 | N | N
THREADED FASTENERS INC. | TFCSW44A | Y | THREADED FASTENERS INC. , TFCSW44A |  |  | 2.16 | 2001-12-18 10:08 | John | 50 | 0 | N | N
THREADED FASTENERS INC. | TFCSW44A | Y | THREADED FASTENERS INC. , TFCSW44A |  |  | 2.22 | 2001-12-18 10:08 | John | 50 | 0 | N | N
THREADED FASTENERS INC. | TFCSW44A | Y | THREADED FASTENERS INC. , TFCSW44A |  |  | 2.33 | 2001-12-18 10:08 | John | 50 | 0 | N | N
THREADED FASTENERS INC. | TFCSW44A | Y | THREADED FASTENERS INC. , TFCSW44A |  |  | 2.66 | 2001-12-18 10:08 | John | 50 | 0 | N | N
THREADED FASTENERS INC. | TFCSW44A | Y | THREADED FASTENERS INC. , TFCSW44A |  |  | 2.67 | 2001-12-18 10:08 | John | 50 | 0 | N | N
THREADED FASTENERS INC. | TFCSW44A | Y | THREADED FASTENERS INC. , TFCSW44A |  |  | 2.79 | 2001-12-18 10:08 | John | 50 | 0 | N | N
THREADED FASTENERS INC. | TFCSW44A | Y | THREADED FASTENERS INC. , TFCSW44A |  |  | 2.92 | 2001-12-18 10:08 | John | 50 | 0 | N | N
THREADED FASTENERS INC. | TFCSW44A | Y | THREADED FASTENERS INC. , TFCSW44A |  |  | 2.95 | 2001-12-18 10:08 | John | 50 | 0 | N | N
THREADED FASTENERS INC. | TFCSW44A | Y | THREADED FASTENERS INC. , TFCSW44A |  |  | 2.96 | 2001-12-18 10:08 | John | 50 | 0 | N | N
THREADED FASTENERS INC. | TFCSW44A | Y | THREADED FASTENERS INC. , TFCSW44A |  |  | 2.98 | 2001-12-18 10:08 | John | 50 | 0 | N | N
THREADED FASTENERS INC. | TFCSW44A | Y | THREADED FASTENERS INC. , TFCSW44A |  |  | 4.14 | 2001-12-18 10:08 | John | 50 | 0 | N | N
ALUMA-FORM | AFCW44-8 | Y | ALUMA-FORM , AFCW44-8 | JEA GENERATION | CSC Stores | 2.4 | 2001-12-18 10:08 | John | 50 | 0 | N | N
ALUMA-FORM | AFCW44-8 | Y | ALUMA-FORM , AFCW44-8 |  |  | 2.5 | 2001-12-18 10:08 | John | 50 | 0 | N | N
ALUMA-FORM | AFCW44-8 | Y | ALUMA-FORM , AFCW44-8 |  |  | 3.1 | 2001-12-18 10:08 | John | 50 | 0 | N | N
ALUMA-FORM | AFCW44-8 | Y | ALUMA-FORM , AFCW44-8 |  |  | 3.37 | 2001-12-18 10:08 | John | 50 | 0 | N | N
ALUMA-FORM | AFCW44-8 | Y | ALUMA-FORM , AFCW44-8 |  |  | 3.9 | 2001-12-18 10:08 | John | 50 | 0 | N | N
ALUMA-FORM | AFCW44-8 | Y | ALUMA-FORM , AFCW44-8 |  |  | 3.97 | 2001-12-18 10:08 | John | 50 | 0 | N | N
BARRON BETHEA | GCW-41B | Y | BARRON BETHEA , GCW-41B | JEA GENERATION | CSC Stores | 2.4 | 2001-12-18 10:08 | John | 50 | 0 | N | N
BARRON BETHEA | GCW-41B | Y | BARRON BETHEA , GCW-41B |  |  | 2.5 | 2001-12-18 10:08 | John | 50 | 0 | N | N
BARRON BETHEA | GCW-41B | Y | BARRON BETHEA , GCW-41B |  |  | 3.1 | 2001-12-18 10:08 | John | 50 | 0 | N | N
BARRON BETHEA | GCW-41B | Y | BARRON BETHEA , GCW-41B |  |  | 3.37 | 2001-12-18 10:08 | John | 50 | 0 | N | N
BARRON BETHEA | GCW-41B | Y | BARRON BETHEA , GCW-41B |  |  | 3.9 | 2001-12-18 10:08 | John | 50 | 0 | N | N
BARRON BETHEA | GCW-41B | Y | BARRON BETHEA , GCW-41B |  |  | 3.97 | 2001-12-18 10:08 | John | 50 | 0 | N | N
FLAGG (MIF) | P145 | Y | FLAGG (MIF) , P145 | JEA GENERATION | CSC Stores | 2.4 | 2001-12-18 10:08 | John | 50 | 0 | N | N
FLAGG (MIF) | P145 | Y | FLAGG (MIF) , P145 |  |  | 2.5 | 2001-12-18 10:08 | John | 50 | 0 | N | N
FLAGG (MIF) | P145 | Y | FLAGG (MIF) , P145 |  |  | 3.1 | 2001-12-18 10:08 | John | 50 | 0 | N | N
FLAGG (MIF) | P145 | Y | FLAGG (MIF) , P145 |  |  | 3.37 | 2001-12-18 10:08 | John | 50 | 0 | N | N
FLAGG (MIF) | P145 | Y | FLAGG (MIF) , P145 |  |  | 3.9 | 2001-12-18 10:08 | John | 50 | 0 | N | N
FLAGG (MIF) | P145 | Y | FLAGG (MIF) , P145 |  |  | 3.97 | 2001-12-18 10:08 | John | 50 | 0 | N | N
MACLEAN POWER SYSTEMS | CW-44-8 | Y | MACLEAN POWER SYSTEMS , CW-44-8 | JEA GENERATION | CSC Stores | 2.4 | 2001-12-18 10:08 | John | 50 | 0 | N | N
MACLEAN POWER SYSTEMS | CW-44-8 | Y | MACLEAN POWER SYSTEMS , CW-44-8 |  |  | 2.5 | 2001-12-18 10:08 | John | 50 | 0 | N | N
MACLEAN POWER SYSTEMS | CW-44-8 | Y | MACLEAN POWER SYSTEMS , CW-44-8 |  |  | 3.1 | 2001-12-18 10:08 | John | 50 | 0 | N | N
MACLEAN POWER SYSTEMS | CW-44-8 | Y | MACLEAN POWER SYSTEMS , CW-44-8 |  |  | 3.37 | 2001-12-18 10:08 | John | 50 | 0 | N | N
MACLEAN POWER SYSTEMS | CW-44-8 | Y | MACLEAN POWER SYSTEMS , CW-44-8 |  |  | 3.9 | 2001-12-18 10:08 | John | 50 | 0 | N | N
MACLEAN POWER SYSTEMS | CW-44-8 | Y | MACLEAN POWER SYSTEMS , CW-44-8 |  |  | 3.97 | 2001-12-18 10:08 | John | 50 | 0 | N | N
THREADED FASTENERS INC. | TFWCW448 | Y | THREADED FASTENERS INC. , TFWCW448 | JEA GENERATION | CSC Stores | 2.4 | 2001-12-18 10:08 | John | 50 | 0 | N | N
THREADED FASTENERS INC. | TFWCW448 | Y | THREADED FASTENERS INC. , TFWCW448 |  |  | 2.5 | 2001-12-18 10:08 | John | 50 | 0 | N | N
THREADED FASTENERS INC. | TFWCW448 | Y | THREADED FASTENERS INC. , TFWCW448 |  |  | 3.1 | 2001-12-18 10:08 | John | 50 | 0 | N | N
THREADED FASTENERS INC. | TFWCW448 | Y | THREADED FASTENERS INC. , TFWCW448 |  |  | 3.37 | 2001-12-18 10:08 | John | 50 | 0 | N | N
THREADED FASTENERS INC. | TFWCW448 | Y | THREADED FASTENERS INC. , TFWCW448 |  |  | 3.9 | 2001-12-18 10:08 | John | 50 | 0 | N | N
THREADED FASTENERS INC. | TFWCW448 | Y | THREADED FASTENERS INC. , TFWCW448 |  |  | 3.97 | 2001-12-18 10:08 | John | 50 | 0 | N | N
ALLIED BOLT, INC. | 11502 | Y | ALLIED BOLT, INC. , 11502 | JEA GENERATION | CSC Stores | 0.14 | 2001-12-18 10:09 | John | 500 | 0 | N | N
ALLIED BOLT, INC. | 11502 | Y | ALLIED BOLT, INC. , 11502 |  |  | 0.18 | 2001-12-18 10:09 | John | 500 | 0 | N | N
ALLIED BOLT, INC. | 11502 | Y | ALLIED BOLT, INC. , 11502 |  |  | 0.19 | 2001-12-18 10:09 | John | 500 | 0 | N | N
ALLIED BOLT, INC. | 11502 | Y | ALLIED BOLT, INC. , 11502 |  |  | 0.2 | 2001-12-18 10:09 | John | 500 | 0 | N | N
ALLIED BOLT, INC. | 11502 | Y | ALLIED BOLT, INC. , 11502 |  |  | 0.21 | 2001-12-18 10:09 | John | 500 | 0 | N | N
ALLIED BOLT, INC. | 11502 | Y | ALLIED BOLT, INC. , 11502 |  |  | 0.29 | 2001-12-18 10:09 | John | 500 | 0 | N | N
ALUMA-FORM | AF1073 | Y | ALUMA-FORM , AF1073 | JEA GENERATION | CSC Stores | 0.14 | 2001-12-18 10:09 | John | 500 | 0 | N | N
ALUMA-FORM | AF1073 | Y | ALUMA-FORM , AF1073 |  |  | 0.18 | 2001-12-18 10:09 | John | 500 | 0 | N | N
ALUMA-FORM | AF1073 | Y | ALUMA-FORM , AF1073 |  |  | 0.19 | 2001-12-18 10:09 | John | 500 | 0 | N | N
ALUMA-FORM | AF1073 | Y | ALUMA-FORM , AF1073 |  |  | 0.2 | 2001-12-18 10:09 | John | 500 | 0 | N | N
ALUMA-FORM | AF1073 | Y | ALUMA-FORM , AF1073 |  |  | 0.21 | 2001-12-18 10:09 | John | 500 | 0 | N | N
ALUMA-FORM | AF1073 | Y | ALUMA-FORM , AF1073 |  |  | 0.29 | 2001-12-18 10:09 | John | 500 | 0 | N | N
CHANCE | 6811 | Y | CHANCE , 6811 | JEA GENERATION | CSC Stores | 0.14 | 2001-12-18 10:09 | John | 500 | 0 | N | N
CHANCE | 6811 | Y | CHANCE , 6811 |  |  | 0.18 | 2001-12-18 10:09 | John | 500 | 0 | N | N
CHANCE | 6811 | Y | CHANCE , 6811 |  |  | 0.19 | 2001-12-18 10:09 | John | 500 | 0 | N | N
CHANCE | 6811 | Y | CHANCE , 6811 |  |  | 0.2 | 2001-12-18 10:09 | John | 500 | 0 | N | N
CHANCE | 6811 | Y | CHANCE , 6811 |  |  | 0.21 | 2001-12-18 10:09 | John | 500 | 0 | N | N
CHANCE | 6811 | Y | CHANCE , 6811 |  |  | 0.29 | 2001-12-18 10:09 | John | 500 | 0 | N | N
DIXIE ELECTRIC | D-6811 | Y | DIXIE ELECTRIC , D-6811 | JEA GENERATION | CSC Stores | 0.14 | 2001-12-18 10:09 | John | 500 | 0 | N | N
DIXIE ELECTRIC | D-6811 | Y | DIXIE ELECTRIC , D-6811 |  |  | 0.18 | 2001-12-18 10:09 | John | 500 | 0 | N | N
DIXIE ELECTRIC | D-6811 | Y | DIXIE ELECTRIC , D-6811 |  |  | 0.19 | 2001-12-18 10:09 | John | 500 | 0 | N | N
DIXIE ELECTRIC | D-6811 | Y | DIXIE ELECTRIC , D-6811 |  |  | 0.2 | 2001-12-18 10:09 | John | 500 | 0 | N | N
DIXIE ELECTRIC | D-6811 | Y | DIXIE ELECTRIC , D-6811 |  |  | 0.21 | 2001-12-18 10:09 | John | 500 | 0 | N | N
DIXIE ELECTRIC | D-6811 | Y | DIXIE ELECTRIC , D-6811 |  |  | 0.29 | 2001-12-18 10:09 | John | 500 | 0 | N | N
JOSLYN HI-VOLTAGE CORP. | J1073 | Y | JOSLYN HI-VOLTAGE CORP. , J1073 | JEA GENERATION | CSC Stores | 0.14 | 2001-12-18 10:09 | John | 500 | 0 | N | N
JOSLYN HI-VOLTAGE CORP. | J1073 | Y | JOSLYN HI-VOLTAGE CORP. , J1073 |  |  | 0.18 | 2001-12-18 10:09 | John | 500 | 0 | N | N
JOSLYN HI-VOLTAGE CORP. | J1073 | Y | JOSLYN HI-VOLTAGE CORP. , J1073 |  |  | 0.19 | 2001-12-18 10:09 | John | 500 | 0 | N | N
JOSLYN HI-VOLTAGE CORP. | J1073 | Y | JOSLYN HI-VOLTAGE CORP. , J1073 |  |  | 0.2 | 2001-12-18 10:09 | John | 500 | 0 | N | N
JOSLYN HI-VOLTAGE CORP. | J1073 | Y | JOSLYN HI-VOLTAGE CORP. , J1073 |  |  | 0.21 | 2001-12-18 10:09 | John | 500 | 0 | N | N
JOSLYN HI-VOLTAGE CORP. | J1073 | Y | JOSLYN HI-VOLTAGE CORP. , J1073 |  |  | 0.29 | 2001-12-18 10:09 | John | 500 | 0 | N | N
MC GRAW EDISON | DF2W1 | Y | MC GRAW EDISON , DF2W1 | JEA GENERATION | CSC Stores | 0.14 | 2001-12-18 10:09 | John | 500 | 0 | N | N
MC GRAW EDISON | DF2W1 | Y | MC GRAW EDISON , DF2W1 |  |  | 0.18 | 2001-12-18 10:09 | John | 500 | 0 | N | N
MC GRAW EDISON | DF2W1 | Y | MC GRAW EDISON , DF2W1 |  |  | 0.19 | 2001-12-18 10:09 | John | 500 | 0 | N | N
MC GRAW EDISON | DF2W1 | Y | MC GRAW EDISON , DF2W1 |  |  | 0.2 | 2001-12-18 10:09 | John | 500 | 0 | N | N
MC GRAW EDISON | DF2W1 | Y | MC GRAW EDISON , DF2W1 |  |  | 0.21 | 2001-12-18 10:09 | John | 500 | 0 | N | N
MC GRAW EDISON | DF2W1 | Y | MC GRAW EDISON , DF2W1 |  |  | 0.29 | 2001-12-18 10:09 | John | 500 | 0 | N | N
POWERLINE HARDWARE CO. | P1073 | Y | POWERLINE HARDWARE CO. , P1073 | JEA GENERATION | CSC Stores | 0.14 | 2001-12-18 10:09 | John | 500 | 0 | N | N
POWERLINE HARDWARE CO. | P1073 | Y | POWERLINE HARDWARE CO. , P1073 |  |  | 0.18 | 2001-12-18 10:09 | John | 500 | 0 | N | N
POWERLINE HARDWARE CO. | P1073 | Y | POWERLINE HARDWARE CO. , P1073 |  |  | 0.19 | 2001-12-18 10:09 | John | 500 | 0 | N | N
POWERLINE HARDWARE CO. | P1073 | Y | POWERLINE HARDWARE CO. , P1073 |  |  | 0.2 | 2001-12-18 10:09 | John | 500 | 0 | N | N
POWERLINE HARDWARE CO. | P1073 | Y | POWERLINE HARDWARE CO. , P1073 |  |  | 0.21 | 2001-12-18 10:09 | John | 500 | 0 | N | N
POWERLINE HARDWARE CO. | P1073 | Y | POWERLINE HARDWARE CO. , P1073 |  |  | 0.29 | 2001-12-18 10:09 | John | 500 | 0 | N | N
THREADED FASTENERS INC. | TF1073 | Y | THREADED FASTENERS INC. , TF1073 | JEA GENERATION | CSC Stores | 0.14 | 2001-12-18 10:09 | John | 500 | 0 | N | N
THREADED FASTENERS INC. | TF1073 | Y | THREADED FASTENERS INC. , TF1073 |  |  | 0.18 | 2001-12-18 10:09 | John | 500 | 0 | N | N
THREADED FASTENERS INC. | TF1073 | Y | THREADED FASTENERS INC. , TF1073 |  |  | 0.19 | 2001-12-18 10:09 | John | 500 | 0 | N | N
THREADED FASTENERS INC. | TF1073 | Y | THREADED FASTENERS INC. , TF1073 |  |  | 0.2 | 2001-12-18 10:09 | John | 500 | 0 | N | N
THREADED FASTENERS INC. | TF1073 | Y | THREADED FASTENERS INC. , TF1073 |  |  | 0.21 | 2001-12-18 10:09 | John | 500 | 0 | N | N
THREADED FASTENERS INC. | TF1073 | Y | THREADED FASTENERS INC. , TF1073 |  |  | 0.29 | 2001-12-18 10:09 | John | 500 | 0 | N | N
ALLIED BOLT, INC. | 11500 | Y | ALLIED BOLT, INC. , 11500 | JEA GENERATION | CSC Stores | 0.18 | 2001-12-18 10:10 | John | 250 | 0 | N | Y
ALLIED BOLT, INC. | 11500 | Y | ALLIED BOLT, INC. , 11500 |  |  | 0.19 | 2001-12-18 10:10 | John | 250 | 0 | N | Y
ALLIED BOLT, INC. | 11500 | Y | ALLIED BOLT, INC. , 11500 |  |  | 0.21 | 2001-12-18 10:10 | John | 250 | 0 | N | Y
ALLIED BOLT, INC. | 11500 | Y | ALLIED BOLT, INC. , 11500 |  |  | 0.24 | 2001-12-18 10:10 | John | 250 | 0 | N | Y
ALLIED BOLT, INC. | 11500 | Y | ALLIED BOLT, INC. , 11500 |  |  | 0.31 | 2001-12-18 10:10 | John | 250 | 0 | N | Y
ALLIED BOLT, INC. | 11500 | Y | ALLIED BOLT, INC. , 11500 |  |  | 0.32 | 2001-12-18 10:10 | John | 250 | 0 | N | Y
ALLIED BOLT, INC. | 11500 | Y | ALLIED BOLT, INC. , 11500 |  |  | 0.36 | 2001-12-18 10:10 | John | 250 | 0 | N | Y
ALLIED BOLT, INC. | 11500 | Y | ALLIED BOLT, INC. , 11500 |  |  | 0.48 | 2001-12-18 10:10 | John | 250 | 0 | N | Y
ALLIED BOLT, INC. | 11500 | Y | ALLIED BOLT, INC. , 11500 |  |  | 0.49 | 2001-12-18 10:10 | John | 250 | 0 | N | Y
ALLIED BOLT, INC. | 11500 | Y | ALLIED BOLT, INC. , 11500 |  | Storm Stores | 0 | 2018-06-26 15:09 | John |  | 0 | N | Y
ALLIED BOLT, INC. | 11500 | Y | ALLIED BOLT, INC. , 11500 |  |  | 0.24 | 2018-06-26 15:09 | John |  | 0 | N | Y
ALLIED BOLT, INC. | 11500 | Y | ALLIED BOLT, INC. , 11500 |  |  | 0.37 | 2018-06-26 15:09 | John |  | 0 | N | Y
ALLIED BOLT, INC. | 11500 | Y | ALLIED BOLT, INC. , 11500 |  |  | 0.38 | 2018-06-26 15:09 | John |  | 0 | N | Y
ALLIED BOLT, INC. | 11500 | Y | ALLIED BOLT, INC. , 11500 |  |  | 0.39 | 2018-06-26 15:09 | John |  | 0 | N | Y
ALLIED BOLT, INC. | 11500 | Y | ALLIED BOLT, INC. , 11500 |  |  | 0.4 | 2018-06-26 15:09 | John |  | 0 | N | Y
ALUMA-FORM | AF1075 | Y | ALUMA-FORM , AF1075 | JEA GENERATION | CSC Stores | 0.18 | 2001-12-18 10:10 | John | 250 | 0 | N | Y
ALUMA-FORM | AF1075 | Y | ALUMA-FORM , AF1075 |  |  | 0.19 | 2001-12-18 10:10 | John | 250 | 0 | N | Y
ALUMA-FORM | AF1075 | Y | ALUMA-FORM , AF1075 |  |  | 0.21 | 2001-12-18 10:10 | John | 250 | 0 | N | Y
ALUMA-FORM | AF1075 | Y | ALUMA-FORM , AF1075 |  |  | 0.24 | 2001-12-18 10:10 | John | 250 | 0 | N | Y
ALUMA-FORM | AF1075 | Y | ALUMA-FORM , AF1075 |  |  | 0.31 | 2001-12-18 10:10 | John | 250 | 0 | N | Y
ALUMA-FORM | AF1075 | Y | ALUMA-FORM , AF1075 |  |  | 0.32 | 2001-12-18 10:10 | John | 250 | 0 | N | Y
ALUMA-FORM | AF1075 | Y | ALUMA-FORM , AF1075 |  |  | 0.36 | 2001-12-18 10:10 | John | 250 | 0 | N | Y
ALUMA-FORM | AF1075 | Y | ALUMA-FORM , AF1075 |  |  | 0.48 | 2001-12-18 10:10 | John | 250 | 0 | N | Y
ALUMA-FORM | AF1075 | Y | ALUMA-FORM , AF1075 |  |  | 0.49 | 2001-12-18 10:10 | John | 250 | 0 | N | Y
ALUMA-FORM | AF1075 | Y | ALUMA-FORM , AF1075 |  | Storm Stores | 0 | 2018-06-26 15:09 | John |  | 0 | N | Y
ALUMA-FORM | AF1075 | Y | ALUMA-FORM , AF1075 |  |  | 0.24 | 2018-06-26 15:09 | John |  | 0 | N | Y
ALUMA-FORM | AF1075 | Y | ALUMA-FORM , AF1075 |  |  | 0.37 | 2018-06-26 15:09 | John |  | 0 | N | Y
ALUMA-FORM | AF1075 | Y | ALUMA-FORM , AF1075 |  |  | 0.38 | 2018-06-26 15:09 | John |  | 0 | N | Y
ALUMA-FORM | AF1075 | Y | ALUMA-FORM , AF1075 |  |  | 0.39 | 2018-06-26 15:09 | John |  | 0 | N | Y
ALUMA-FORM | AF1075 | Y | ALUMA-FORM , AF1075 |  |  | 0.4 | 2018-06-26 15:09 | John |  | 0 | N | Y
CHANCE | 6813 | Y | CHANCE , 6813 | JEA GENERATION | CSC Stores | 0.18 | 2001-12-18 10:10 | John | 250 | 0 | N | Y
CHANCE | 6813 | Y | CHANCE , 6813 |  |  | 0.19 | 2001-12-18 10:10 | John | 250 | 0 | N | Y
CHANCE | 6813 | Y | CHANCE , 6813 |  |  | 0.21 | 2001-12-18 10:10 | John | 250 | 0 | N | Y
CHANCE | 6813 | Y | CHANCE , 6813 |  |  | 0.24 | 2001-12-18 10:10 | John | 250 | 0 | N | Y
CHANCE | 6813 | Y | CHANCE , 6813 |  |  | 0.31 | 2001-12-18 10:10 | John | 250 | 0 | N | Y
CHANCE | 6813 | Y | CHANCE , 6813 |  |  | 0.32 | 2001-12-18 10:10 | John | 250 | 0 | N | Y
CHANCE | 6813 | Y | CHANCE , 6813 |  |  | 0.36 | 2001-12-18 10:10 | John | 250 | 0 | N | Y
CHANCE | 6813 | Y | CHANCE , 6813 |  |  | 0.48 | 2001-12-18 10:10 | John | 250 | 0 | N | Y
CHANCE | 6813 | Y | CHANCE , 6813 |  |  | 0.49 | 2001-12-18 10:10 | John | 250 | 0 | N | Y
CHANCE | 6813 | Y | CHANCE , 6813 |  | Storm Stores | 0 | 2018-06-26 15:09 | John |  | 0 | N | Y
CHANCE | 6813 | Y | CHANCE , 6813 |  |  | 0.24 | 2018-06-26 15:09 | John |  | 0 | N | Y
CHANCE | 6813 | Y | CHANCE , 6813 |  |  | 0.37 | 2018-06-26 15:09 | John |  | 0 | N | Y
CHANCE | 6813 | Y | CHANCE , 6813 |  |  | 0.38 | 2018-06-26 15:09 | John |  | 0 | N | Y
CHANCE | 6813 | Y | CHANCE , 6813 |  |  | 0.39 | 2018-06-26 15:09 | John |  | 0 | N | Y
CHANCE | 6813 | Y | CHANCE , 6813 |  |  | 0.4 | 2018-06-26 15:09 | John |  | 0 | N | Y
DIXIE ELECTRIC | D-6813 | Y | DIXIE ELECTRIC , D-6813 | JEA GENERATION | CSC Stores | 0.18 | 2001-12-18 10:10 | John | 250 | 0 | N | Y
DIXIE ELECTRIC | D-6813 | Y | DIXIE ELECTRIC , D-6813 |  |  | 0.19 | 2001-12-18 10:10 | John | 250 | 0 | N | Y
DIXIE ELECTRIC | D-6813 | Y | DIXIE ELECTRIC , D-6813 |  |  | 0.21 | 2001-12-18 10:10 | John | 250 | 0 | N | Y
DIXIE ELECTRIC | D-6813 | Y | DIXIE ELECTRIC , D-6813 |  |  | 0.24 | 2001-12-18 10:10 | John | 250 | 0 | N | Y
DIXIE ELECTRIC | D-6813 | Y | DIXIE ELECTRIC , D-6813 |  |  | 0.31 | 2001-12-18 10:10 | John | 250 | 0 | N | Y
DIXIE ELECTRIC | D-6813 | Y | DIXIE ELECTRIC , D-6813 |  |  | 0.32 | 2001-12-18 10:10 | John | 250 | 0 | N | Y
DIXIE ELECTRIC | D-6813 | Y | DIXIE ELECTRIC , D-6813 |  |  | 0.36 | 2001-12-18 10:10 | John | 250 | 0 | N | Y
DIXIE ELECTRIC | D-6813 | Y | DIXIE ELECTRIC , D-6813 |  |  | 0.48 | 2001-12-18 10:10 | John | 250 | 0 | N | Y
DIXIE ELECTRIC | D-6813 | Y | DIXIE ELECTRIC , D-6813 |  |  | 0.49 | 2001-12-18 10:10 | John | 250 | 0 | N | Y
DIXIE ELECTRIC | D-6813 | Y | DIXIE ELECTRIC , D-6813 |  | Storm Stores | 0 | 2018-06-26 15:09 | John |  | 0 | N | Y
DIXIE ELECTRIC | D-6813 | Y | DIXIE ELECTRIC , D-6813 |  |  | 0.24 | 2018-06-26 15:09 | John |  | 0 | N | Y
DIXIE ELECTRIC | D-6813 | Y | DIXIE ELECTRIC , D-6813 |  |  | 0.37 | 2018-06-26 15:09 | John |  | 0 | N | Y
DIXIE ELECTRIC | D-6813 | Y | DIXIE ELECTRIC , D-6813 |  |  | 0.38 | 2018-06-26 15:09 | John |  | 0 | N | Y
DIXIE ELECTRIC | D-6813 | Y | DIXIE ELECTRIC , D-6813 |  |  | 0.39 | 2018-06-26 15:09 | John |  | 0 | N | Y
DIXIE ELECTRIC | D-6813 | Y | DIXIE ELECTRIC , D-6813 |  |  | 0.4 | 2018-06-26 15:09 | John |  | 0 | N | Y
FLORIDA WIRE AND CABLE | FW1075 | Y | FLORIDA WIRE AND CABLE , FW1075 | JEA GENERATION | CSC Stores | 0.18 | 2001-12-18 10:10 | John | 250 | 0 | N | Y
FLORIDA WIRE AND CABLE | FW1075 | Y | FLORIDA WIRE AND CABLE , FW1075 |  |  | 0.19 | 2001-12-18 10:10 | John | 250 | 0 | N | Y
FLORIDA WIRE AND CABLE | FW1075 | Y | FLORIDA WIRE AND CABLE , FW1075 |  |  | 0.21 | 2001-12-18 10:10 | John | 250 | 0 | N | Y
FLORIDA WIRE AND CABLE | FW1075 | Y | FLORIDA WIRE AND CABLE , FW1075 |  |  | 0.24 | 2001-12-18 10:10 | John | 250 | 0 | N | Y
FLORIDA WIRE AND CABLE | FW1075 | Y | FLORIDA WIRE AND CABLE , FW1075 |  |  | 0.31 | 2001-12-18 10:10 | John | 250 | 0 | N | Y
FLORIDA WIRE AND CABLE | FW1075 | Y | FLORIDA WIRE AND CABLE , FW1075 |  |  | 0.32 | 2001-12-18 10:10 | John | 250 | 0 | N | Y
FLORIDA WIRE AND CABLE | FW1075 | Y | FLORIDA WIRE AND CABLE , FW1075 |  |  | 0.36 | 2001-12-18 10:10 | John | 250 | 0 | N | Y
FLORIDA WIRE AND CABLE | FW1075 | Y | FLORIDA WIRE AND CABLE , FW1075 |  |  | 0.48 | 2001-12-18 10:10 | John | 250 | 0 | N | Y
FLORIDA WIRE AND CABLE | FW1075 | Y | FLORIDA WIRE AND CABLE , FW1075 |  |  | 0.49 | 2001-12-18 10:10 | John | 250 | 0 | N | Y
FLORIDA WIRE AND CABLE | FW1075 | Y | FLORIDA WIRE AND CABLE , FW1075 |  | Storm Stores | 0 | 2018-06-26 15:09 | John |  | 0 | N | Y
FLORIDA WIRE AND CABLE | FW1075 | Y | FLORIDA WIRE AND CABLE , FW1075 |  |  | 0.24 | 2018-06-26 15:09 | John |  | 0 | N | Y
FLORIDA WIRE AND CABLE | FW1075 | Y | FLORIDA WIRE AND CABLE , FW1075 |  |  | 0.37 | 2018-06-26 15:09 | John |  | 0 | N | Y
FLORIDA WIRE AND CABLE | FW1075 | Y | FLORIDA WIRE AND CABLE , FW1075 |  |  | 0.38 | 2018-06-26 15:09 | John |  | 0 | N | Y
FLORIDA WIRE AND CABLE | FW1075 | Y | FLORIDA WIRE AND CABLE , FW1075 |  |  | 0.39 | 2018-06-26 15:09 | John |  | 0 | N | Y
FLORIDA WIRE AND CABLE | FW1075 | Y | FLORIDA WIRE AND CABLE , FW1075 |  |  | 0.4 | 2018-06-26 15:09 | John |  | 0 | N | Y
HUGHES | SW2-1/4-60 | Y | HUGHES , SW2-1/4-60 | JEA GENERATION | CSC Stores | 0.18 | 2001-12-18 10:10 | John | 250 | 0 | N | Y
HUGHES | SW2-1/4-60 | Y | HUGHES , SW2-1/4-60 |  |  | 0.19 | 2001-12-18 10:10 | John | 250 | 0 | N | Y
HUGHES | SW2-1/4-60 | Y | HUGHES , SW2-1/4-60 |  |  | 0.21 | 2001-12-18 10:10 | John | 250 | 0 | N | Y
HUGHES | SW2-1/4-60 | Y | HUGHES , SW2-1/4-60 |  |  | 0.24 | 2001-12-18 10:10 | John | 250 | 0 | N | Y
HUGHES | SW2-1/4-60 | Y | HUGHES , SW2-1/4-60 |  |  | 0.31 | 2001-12-18 10:10 | John | 250 | 0 | N | Y
HUGHES | SW2-1/4-60 | Y | HUGHES , SW2-1/4-60 |  |  | 0.32 | 2001-12-18 10:10 | John | 250 | 0 | N | Y
HUGHES | SW2-1/4-60 | Y | HUGHES , SW2-1/4-60 |  |  | 0.36 | 2001-12-18 10:10 | John | 250 | 0 | N | Y
HUGHES | SW2-1/4-60 | Y | HUGHES , SW2-1/4-60 |  |  | 0.48 | 2001-12-18 10:10 | John | 250 | 0 | N | Y
HUGHES | SW2-1/4-60 | Y | HUGHES , SW2-1/4-60 |  |  | 0.49 | 2001-12-18 10:10 | John | 250 | 0 | N | Y
HUGHES | SW2-1/4-60 | Y | HUGHES , SW2-1/4-60 |  | Storm Stores | 0 | 2018-06-26 15:09 | John |  | 0 | N | Y
HUGHES | SW2-1/4-60 | Y | HUGHES , SW2-1/4-60 |  |  | 0.24 | 2018-06-26 15:09 | John |  | 0 | N | Y
HUGHES | SW2-1/4-60 | Y | HUGHES , SW2-1/4-60 |  |  | 0.37 | 2018-06-26 15:09 | John |  | 0 | N | Y
HUGHES | SW2-1/4-60 | Y | HUGHES , SW2-1/4-60 |  |  | 0.38 | 2018-06-26 15:09 | John |  | 0 | N | Y
HUGHES | SW2-1/4-60 | Y | HUGHES , SW2-1/4-60 |  |  | 0.39 | 2018-06-26 15:09 | John |  | 0 | N | Y
HUGHES | SW2-1/4-60 | Y | HUGHES , SW2-1/4-60 |  |  | 0.4 | 2018-06-26 15:09 | John |  | 0 | N | Y
JOSLYN HI-VOLTAGE CORP. | J1075 | Y | JOSLYN HI-VOLTAGE CORP. , J1075 | JEA GENERATION | CSC Stores | 0.18 | 2001-12-18 10:10 | John | 250 | 0 | N | Y
JOSLYN HI-VOLTAGE CORP. | J1075 | Y | JOSLYN HI-VOLTAGE CORP. , J1075 |  |  | 0.19 | 2001-12-18 10:10 | John | 250 | 0 | N | Y
JOSLYN HI-VOLTAGE CORP. | J1075 | Y | JOSLYN HI-VOLTAGE CORP. , J1075 |  |  | 0.21 | 2001-12-18 10:10 | John | 250 | 0 | N | Y
JOSLYN HI-VOLTAGE CORP. | J1075 | Y | JOSLYN HI-VOLTAGE CORP. , J1075 |  |  | 0.24 | 2001-12-18 10:10 | John | 250 | 0 | N | Y
JOSLYN HI-VOLTAGE CORP. | J1075 | Y | JOSLYN HI-VOLTAGE CORP. , J1075 |  |  | 0.31 | 2001-12-18 10:10 | John | 250 | 0 | N | Y
JOSLYN HI-VOLTAGE CORP. | J1075 | Y | JOSLYN HI-VOLTAGE CORP. , J1075 |  |  | 0.32 | 2001-12-18 10:10 | John | 250 | 0 | N | Y
JOSLYN HI-VOLTAGE CORP. | J1075 | Y | JOSLYN HI-VOLTAGE CORP. , J1075 |  |  | 0.36 | 2001-12-18 10:10 | John | 250 | 0 | N | Y
JOSLYN HI-VOLTAGE CORP. | J1075 | Y | JOSLYN HI-VOLTAGE CORP. , J1075 |  |  | 0.48 | 2001-12-18 10:10 | John | 250 | 0 | N | Y
JOSLYN HI-VOLTAGE CORP. | J1075 | Y | JOSLYN HI-VOLTAGE CORP. , J1075 |  |  | 0.49 | 2001-12-18 10:10 | John | 250 | 0 | N | Y
JOSLYN HI-VOLTAGE CORP. | J1075 | Y | JOSLYN HI-VOLTAGE CORP. , J1075 |  | Storm Stores | 0 | 2018-06-26 15:09 | John |  | 0 | N | Y
JOSLYN HI-VOLTAGE CORP. | J1075 | Y | JOSLYN HI-VOLTAGE CORP. , J1075 |  |  | 0.24 | 2018-06-26 15:09 | John |  | 0 | N | Y
JOSLYN HI-VOLTAGE CORP. | J1075 | Y | JOSLYN HI-VOLTAGE CORP. , J1075 |  |  | 0.37 | 2018-06-26 15:09 | John |  | 0 | N | Y
JOSLYN HI-VOLTAGE CORP. | J1075 | Y | JOSLYN HI-VOLTAGE CORP. , J1075 |  |  | 0.38 | 2018-06-26 15:09 | John |  | 0 | N | Y
JOSLYN HI-VOLTAGE CORP. | J1075 | Y | JOSLYN HI-VOLTAGE CORP. , J1075 |  |  | 0.39 | 2018-06-26 15:09 | John |  | 0 | N | Y
JOSLYN HI-VOLTAGE CORP. | J1075 | Y | JOSLYN HI-VOLTAGE CORP. , J1075 |  |  | 0.4 | 2018-06-26 15:09 | John |  | 0 | N | Y
MC GRAW EDISON | DF2W4 | Y | MC GRAW EDISON , DF2W4 | JEA GENERATION | CSC Stores | 0.18 | 2001-12-18 10:10 | John | 250 | 0 | N | Y
MC GRAW EDISON | DF2W4 | Y | MC GRAW EDISON , DF2W4 |  |  | 0.19 | 2001-12-18 10:10 | John | 250 | 0 | N | Y
MC GRAW EDISON | DF2W4 | Y | MC GRAW EDISON , DF2W4 |  |  | 0.21 | 2001-12-18 10:10 | John | 250 | 0 | N | Y
MC GRAW EDISON | DF2W4 | Y | MC GRAW EDISON , DF2W4 |  |  | 0.24 | 2001-12-18 10:10 | John | 250 | 0 | N | Y
MC GRAW EDISON | DF2W4 | Y | MC GRAW EDISON , DF2W4 |  |  | 0.31 | 2001-12-18 10:10 | John | 250 | 0 | N | Y
MC GRAW EDISON | DF2W4 | Y | MC GRAW EDISON , DF2W4 |  |  | 0.32 | 2001-12-18 10:10 | John | 250 | 0 | N | Y
MC GRAW EDISON | DF2W4 | Y | MC GRAW EDISON , DF2W4 |  |  | 0.36 | 2001-12-18 10:10 | John | 250 | 0 | N | Y
MC GRAW EDISON | DF2W4 | Y | MC GRAW EDISON , DF2W4 |  |  | 0.48 | 2001-12-18 10:10 | John | 250 | 0 | N | Y
MC GRAW EDISON | DF2W4 | Y | MC GRAW EDISON , DF2W4 |  |  | 0.49 | 2001-12-18 10:10 | John | 250 | 0 | N | Y
MC GRAW EDISON | DF2W4 | Y | MC GRAW EDISON , DF2W4 |  | Storm Stores | 0 | 2018-06-26 15:09 | John |  | 0 | N | Y
MC GRAW EDISON | DF2W4 | Y | MC GRAW EDISON , DF2W4 |  |  | 0.24 | 2018-06-26 15:09 | John |  | 0 | N | Y
MC GRAW EDISON | DF2W4 | Y | MC GRAW EDISON , DF2W4 |  |  | 0.37 | 2018-06-26 15:09 | John |  | 0 | N | Y
MC GRAW EDISON | DF2W4 | Y | MC GRAW EDISON , DF2W4 |  |  | 0.38 | 2018-06-26 15:09 | John |  | 0 | N | Y
MC GRAW EDISON | DF2W4 | Y | MC GRAW EDISON , DF2W4 |  |  | 0.39 | 2018-06-26 15:09 | John |  | 0 | N | Y
MC GRAW EDISON | DF2W4 | Y | MC GRAW EDISON , DF2W4 |  |  | 0.4 | 2018-06-26 15:09 | John |  | 0 | N | Y
POWERLINE HARDWARE CO. | P1075 | Y | POWERLINE HARDWARE CO. , P1075 | JEA GENERATION | CSC Stores | 0.18 | 2001-12-18 10:10 | John | 250 | 0 | N | Y
POWERLINE HARDWARE CO. | P1075 | Y | POWERLINE HARDWARE CO. , P1075 |  |  | 0.19 | 2001-12-18 10:10 | John | 250 | 0 | N | Y
POWERLINE HARDWARE CO. | P1075 | Y | POWERLINE HARDWARE CO. , P1075 |  |  | 0.21 | 2001-12-18 10:10 | John | 250 | 0 | N | Y
POWERLINE HARDWARE CO. | P1075 | Y | POWERLINE HARDWARE CO. , P1075 |  |  | 0.24 | 2001-12-18 10:10 | John | 250 | 0 | N | Y
POWERLINE HARDWARE CO. | P1075 | Y | POWERLINE HARDWARE CO. , P1075 |  |  | 0.31 | 2001-12-18 10:10 | John | 250 | 0 | N | Y
POWERLINE HARDWARE CO. | P1075 | Y | POWERLINE HARDWARE CO. , P1075 |  |  | 0.32 | 2001-12-18 10:10 | John | 250 | 0 | N | Y
POWERLINE HARDWARE CO. | P1075 | Y | POWERLINE HARDWARE CO. , P1075 |  |  | 0.36 | 2001-12-18 10:10 | John | 250 | 0 | N | Y
POWERLINE HARDWARE CO. | P1075 | Y | POWERLINE HARDWARE CO. , P1075 |  |  | 0.48 | 2001-12-18 10:10 | John | 250 | 0 | N | Y
POWERLINE HARDWARE CO. | P1075 | Y | POWERLINE HARDWARE CO. , P1075 |  |  | 0.49 | 2001-12-18 10:10 | John | 250 | 0 | N | Y
POWERLINE HARDWARE CO. | P1075 | Y | POWERLINE HARDWARE CO. , P1075 |  | Storm Stores | 0 | 2018-06-26 15:09 | John |  | 0 | N | Y
POWERLINE HARDWARE CO. | P1075 | Y | POWERLINE HARDWARE CO. , P1075 |  |  | 0.24 | 2018-06-26 15:09 | John |  | 0 | N | Y
POWERLINE HARDWARE CO. | P1075 | Y | POWERLINE HARDWARE CO. , P1075 |  |  | 0.37 | 2018-06-26 15:09 | John |  | 0 | N | Y
POWERLINE HARDWARE CO. | P1075 | Y | POWERLINE HARDWARE CO. , P1075 |  |  | 0.38 | 2018-06-26 15:09 | John |  | 0 | N | Y
POWERLINE HARDWARE CO. | P1075 | Y | POWERLINE HARDWARE CO. , P1075 |  |  | 0.39 | 2018-06-26 15:09 | John |  | 0 | N | Y
POWERLINE HARDWARE CO. | P1075 | Y | POWERLINE HARDWARE CO. , P1075 |  |  | 0.4 | 2018-06-26 15:09 | John |  | 0 | N | Y
THREADED FASTENERS INC. | TF1075 | Y | THREADED FASTENERS INC. , TF1075 | JEA GENERATION | CSC Stores | 0.18 | 2001-12-18 10:10 | John | 250 | 0 | N | Y
THREADED FASTENERS INC. | TF1075 | Y | THREADED FASTENERS INC. , TF1075 |  |  | 0.19 | 2001-12-18 10:10 | John | 250 | 0 | N | Y
THREADED FASTENERS INC. | TF1075 | Y | THREADED FASTENERS INC. , TF1075 |  |  | 0.21 | 2001-12-18 10:10 | John | 250 | 0 | N | Y
THREADED FASTENERS INC. | TF1075 | Y | THREADED FASTENERS INC. , TF1075 |  |  | 0.24 | 2001-12-18 10:10 | John | 250 | 0 | N | Y
THREADED FASTENERS INC. | TF1075 | Y | THREADED FASTENERS INC. , TF1075 |  |  | 0.31 | 2001-12-18 10:10 | John | 250 | 0 | N | Y
THREADED FASTENERS INC. | TF1075 | Y | THREADED FASTENERS INC. , TF1075 |  |  | 0.32 | 2001-12-18 10:10 | John | 250 | 0 | N | Y
THREADED FASTENERS INC. | TF1075 | Y | THREADED FASTENERS INC. , TF1075 |  |  | 0.36 | 2001-12-18 10:10 | John | 250 | 0 | N | Y
THREADED FASTENERS INC. | TF1075 | Y | THREADED FASTENERS INC. , TF1075 |  |  | 0.48 | 2001-12-18 10:10 | John | 250 | 0 | N | Y
THREADED FASTENERS INC. | TF1075 | Y | THREADED FASTENERS INC. , TF1075 |  |  | 0.49 | 2001-12-18 10:10 | John | 250 | 0 | N | Y
THREADED FASTENERS INC. | TF1075 | Y | THREADED FASTENERS INC. , TF1075 |  | Storm Stores | 0 | 2018-06-26 15:09 | John |  | 0 | N | Y
THREADED FASTENERS INC. | TF1075 | Y | THREADED FASTENERS INC. , TF1075 |  |  | 0.24 | 2018-06-26 15:09 | John |  | 0 | N | Y
THREADED FASTENERS INC. | TF1075 | Y | THREADED FASTENERS INC. , TF1075 |  |  | 0.37 | 2018-06-26 15:09 | John |  | 0 | N | Y
THREADED FASTENERS INC. | TF1075 | Y | THREADED FASTENERS INC. , TF1075 |  |  | 0.38 | 2018-06-26 15:09 | John |  | 0 | N | Y
THREADED FASTENERS INC. | TF1075 | Y | THREADED FASTENERS INC. , TF1075 |  |  | 0.39 | 2018-06-26 15:09 | John |  | 0 | N | Y
THREADED FASTENERS INC. | TF1075 | Y | THREADED FASTENERS INC. , TF1075 |  |  | 0.4 | 2018-06-26 15:09 | John |  | 0 | N | Y
ALLIED BOLT, INC. | 11551 | Y | ALLIED BOLT, INC. , 11551 | JEA OVERHEAD DISTRIBUTION | CSC Stores | 0.68 | 2001-12-18 10:10 | Anjanece | 50 | 24000 | #VALUE! | #VALUE!
ALLIED BOLT, INC. | 11551 | Y | ALLIED BOLT, INC. , 11551 |  |  | 0.94 | 2001-12-18 10:10 | Anjanece | 50 | 24000 | #VALUE! | #VALUE!
ALLIED BOLT, INC. | 11551 | Y | ALLIED BOLT, INC. , 11551 |  |  | 1.07 | 2001-12-18 10:10 | Anjanece | 50 | 24000 | #VALUE! | #VALUE!
ALLIED BOLT, INC. | 11551 | Y | ALLIED BOLT, INC. , 11551 |  |  | 1.12 | 2001-12-18 10:10 | Anjanece | 50 | 24000 | #VALUE! | #VALUE!
ALLIED BOLT, INC. | 11551 | Y | ALLIED BOLT, INC. , 11551 |  |  | 1.14 | 2001-12-18 10:10 | Anjanece | 50 | 24000 | #VALUE! | #VALUE!
ALLIED BOLT, INC. | 11551 | Y | ALLIED BOLT, INC. , 11551 |  |  | 1.17 | 2001-12-18 10:10 | Anjanece | 50 | 24000 | #VALUE! | #VALUE!
ALLIED BOLT, INC. | 11551 | Y | ALLIED BOLT, INC. , 11551 |  |  | 1.22 | 2001-12-18 10:10 | Anjanece | 50 | 24000 | #VALUE! | #VALUE!
ALLIED BOLT, INC. | 11551 | Y | ALLIED BOLT, INC. , 11551 |  |  | 1.23 | 2001-12-18 10:10 | Anjanece | 50 | 24000 | #VALUE! | #VALUE!
ALLIED BOLT, INC. | 11551 | Y | ALLIED BOLT, INC. , 11551 |  |  | 1.32 | 2001-12-18 10:10 | Anjanece | 50 | 24000 | #VALUE! | #VALUE!
ALLIED BOLT, INC. | 11551 | Y | ALLIED BOLT, INC. , 11551 |  |  | 1.45 | 2001-12-18 10:10 | Anjanece | 50 | 24000 | #VALUE! | #VALUE!
ALLIED BOLT, INC. | 11551 | Y | ALLIED BOLT, INC. , 11551 |  |  | 1.61 | 2001-12-18 10:10 | Anjanece | 50 | 24000 | #VALUE! | #VALUE!
ALLIED BOLT, INC. | 11551 | Y | ALLIED BOLT, INC. , 11551 |  |  | 1.66 | 2001-12-18 10:10 | Anjanece | 50 | 24000 | #VALUE! | #VALUE!
ALLIED BOLT, INC. | 11551 | Y | ALLIED BOLT, INC. , 11551 |  |  | 1.78 | 2001-12-18 10:10 | Anjanece | 50 | 24000 | #VALUE! | #VALUE!
ALLIED BOLT, INC. | 11551 | Y | ALLIED BOLT, INC. , 11551 |  |  | 1.81 | 2001-12-18 10:10 | Anjanece | 50 | 24000 | #VALUE! | #VALUE!
ALLIED BOLT, INC. | 11551 | Y | ALLIED BOLT, INC. , 11551 |  |  | 1.98 | 2001-12-18 10:10 | Anjanece | 50 | 24000 | #VALUE! | #VALUE!
ALLIED BOLT, INC. | 11551 | Y | ALLIED BOLT, INC. , 11551 |  |  | 2.25 | 2001-12-18 10:10 | Anjanece | 50 | 24000 | #VALUE! | #VALUE!
ALLIED BOLT, INC. | 11551 | Y | ALLIED BOLT, INC. , 11551 |  |  | 2.41 | 2001-12-18 10:10 | Anjanece | 50 | 24000 | #VALUE! | #VALUE!
ALLIED BOLT, INC. | 11551 | Y | ALLIED BOLT, INC. , 11551 |  |  | 3.27 | 2001-12-18 10:10 | Anjanece | 50 | 24000 | #VALUE! | #VALUE!
ALLIED BOLT, INC. | 11551 | Y | ALLIED BOLT, INC. , 11551 |  | Storm Stores | 0.5 | 2018-04-16 10:36 | Anjanece | 50 | 24000 | #VALUE! | #VALUE!
ALLIED BOLT, INC. | 11551 | Y | ALLIED BOLT, INC. , 11551 |  |  | 0.53 | 2018-04-16 10:36 | Anjanece | 50 | 24000 | #VALUE! | #VALUE!
ALLIED BOLT, INC. | 11551 | Y | ALLIED BOLT, INC. , 11551 |  |  | 0.76 | 2018-04-16 10:36 | Anjanece | 50 | 24000 | #VALUE! | #VALUE!
ALLIED BOLT, INC. | 11551 | Y | ALLIED BOLT, INC. , 11551 |  |  | 0.79 | 2018-04-16 10:36 | Anjanece | 50 | 24000 | #VALUE! | #VALUE!
ALUMA-FORM | AF1079 | Y | ALUMA-FORM , AF1079 | JEA OVERHEAD DISTRIBUTION | CSC Stores | 0.68 | 2001-12-18 10:10 | Anjanece | 50 | 24000 | #VALUE! | #VALUE!
ALUMA-FORM | AF1079 | Y | ALUMA-FORM , AF1079 |  |  | 0.94 | 2001-12-18 10:10 | Anjanece | 50 | 24000 | #VALUE! | #VALUE!
ALUMA-FORM | AF1079 | Y | ALUMA-FORM , AF1079 |  |  | 1.07 | 2001-12-18 10:10 | Anjanece | 50 | 24000 | #VALUE! | #VALUE!
ALUMA-FORM | AF1079 | Y | ALUMA-FORM , AF1079 |  |  | 1.12 | 2001-12-18 10:10 | Anjanece | 50 | 24000 | #VALUE! | #VALUE!
ALUMA-FORM | AF1079 | Y | ALUMA-FORM , AF1079 |  |  | 1.14 | 2001-12-18 10:10 | Anjanece | 50 | 24000 | #VALUE! | #VALUE!
ALUMA-FORM | AF1079 | Y | ALUMA-FORM , AF1079 |  |  | 1.17 | 2001-12-18 10:10 | Anjanece | 50 | 24000 | #VALUE! | #VALUE!
ALUMA-FORM | AF1079 | Y | ALUMA-FORM , AF1079 |  |  | 1.22 | 2001-12-18 10:10 | Anjanece | 50 | 24000 | #VALUE! | #VALUE!
ALUMA-FORM | AF1079 | Y | ALUMA-FORM , AF1079 |  |  | 1.23 | 2001-12-18 10:10 | Anjanece | 50 | 24000 | #VALUE! | #VALUE!
ALUMA-FORM | AF1079 | Y | ALUMA-FORM , AF1079 |  |  | 1.32 | 2001-12-18 10:10 | Anjanece | 50 | 24000 | #VALUE! | #VALUE!
ALUMA-FORM | AF1079 | Y | ALUMA-FORM , AF1079 |  |  | 1.45 | 2001-12-18 10:10 | Anjanece | 50 | 24000 | #VALUE! | #VALUE!
ALUMA-FORM | AF1079 | Y | ALUMA-FORM , AF1079 |  |  | 1.61 | 2001-12-18 10:10 | Anjanece | 50 | 24000 | #VALUE! | #VALUE!
ALUMA-FORM | AF1079 | Y | ALUMA-FORM , AF1079 |  |  | 1.66 | 2001-12-18 10:10 | Anjanece | 50 | 24000 | #VALUE! | #VALUE!
ALUMA-FORM | AF1079 | Y | ALUMA-FORM , AF1079 |  |  | 1.78 | 2001-12-18 10:10 | Anjanece | 50 | 24000 | #VALUE! | #VALUE!
ALUMA-FORM | AF1079 | Y | ALUMA-FORM , AF1079 |  |  | 1.81 | 2001-12-18 10:10 | Anjanece | 50 | 24000 | #VALUE! | #VALUE!
ALUMA-FORM | AF1079 | Y | ALUMA-FORM , AF1079 |  |  | 1.98 | 2001-12-18 10:10 | Anjanece | 50 | 24000 | #VALUE! | #VALUE!
ALUMA-FORM | AF1079 | Y | ALUMA-FORM , AF1079 |  |  | 2.25 | 2001-12-18 10:10 | Anjanece | 50 | 24000 | #VALUE! | #VALUE!
ALUMA-FORM | AF1079 | Y | ALUMA-FORM , AF1079 |  |  | 2.41 | 2001-12-18 10:10 | Anjanece | 50 | 24000 | #VALUE! | #VALUE!
ALUMA-FORM | AF1079 | Y | ALUMA-FORM , AF1079 |  |  | 3.27 | 2001-12-18 10:10 | Anjanece | 50 | 24000 | #VALUE! | #VALUE!
ALUMA-FORM | AF1079 | Y | ALUMA-FORM , AF1079 |  | Storm Stores | 0.5 | 2018-04-16 10:36 | Anjanece | 50 | 24000 | #VALUE! | #VALUE!
ALUMA-FORM | AF1079 | Y | ALUMA-FORM , AF1079 |  |  | 0.53 | 2018-04-16 10:36 | Anjanece | 50 | 24000 | #VALUE! | #VALUE!
ALUMA-FORM | AF1079 | Y | ALUMA-FORM , AF1079 |  |  | 0.76 | 2018-04-16 10:36 | Anjanece | 50 | 24000 | #VALUE! | #VALUE!
ALUMA-FORM | AF1079 | Y | ALUMA-FORM , AF1079 |  |  | 0.79 | 2018-04-16 10:36 | Anjanece | 50 | 24000 | #VALUE! | #VALUE!
CHANCE | 6817 | Y | CHANCE , 6817 | JEA OVERHEAD DISTRIBUTION | CSC Stores | 0.68 | 2001-12-18 10:10 | Anjanece | 50 | 24000 | #VALUE! | #VALUE!
CHANCE | 6817 | Y | CHANCE , 6817 |  |  | 0.94 | 2001-12-18 10:10 | Anjanece | 50 | 24000 | #VALUE! | #VALUE!
CHANCE | 6817 | Y | CHANCE , 6817 |  |  | 1.07 | 2001-12-18 10:10 | Anjanece | 50 | 24000 | #VALUE! | #VALUE!
CHANCE | 6817 | Y | CHANCE , 6817 |  |  | 1.12 | 2001-12-18 10:10 | Anjanece | 50 | 24000 | #VALUE! | #VALUE!
CHANCE | 6817 | Y | CHANCE , 6817 |  |  | 1.14 | 2001-12-18 10:10 | Anjanece | 50 | 24000 | #VALUE! | #VALUE!
CHANCE | 6817 | Y | CHANCE , 6817 |  |  | 1.17 | 2001-12-18 10:10 | Anjanece | 50 | 24000 | #VALUE! | #VALUE!
CHANCE | 6817 | Y | CHANCE , 6817 |  |  | 1.22 | 2001-12-18 10:10 | Anjanece | 50 | 24000 | #VALUE! | #VALUE!
CHANCE | 6817 | Y | CHANCE , 6817 |  |  | 1.23 | 2001-12-18 10:10 | Anjanece | 50 | 24000 | #VALUE! | #VALUE!
CHANCE | 6817 | Y | CHANCE , 6817 |  |  | 1.32 | 2001-12-18 10:10 | Anjanece | 50 | 24000 | #VALUE! | #VALUE!
CHANCE | 6817 | Y | CHANCE , 6817 |  |  | 1.45 | 2001-12-18 10:10 | Anjanece | 50 | 24000 | #VALUE! | #VALUE!
CHANCE | 6817 | Y | CHANCE , 6817 |  |  | 1.61 | 2001-12-18 10:10 | Anjanece | 50 | 24000 | #VALUE! | #VALUE!
CHANCE | 6817 | Y | CHANCE , 6817 |  |  | 1.66 | 2001-12-18 10:10 | Anjanece | 50 | 24000 | #VALUE! | #VALUE!
CHANCE | 6817 | Y | CHANCE , 6817 |  |  | 1.78 | 2001-12-18 10:10 | Anjanece | 50 | 24000 | #VALUE! | #VALUE!
CHANCE | 6817 | Y | CHANCE , 6817 |  |  | 1.81 | 2001-12-18 10:10 | Anjanece | 50 | 24000 | #VALUE! | #VALUE!
CHANCE | 6817 | Y | CHANCE , 6817 |  |  | 1.98 | 2001-12-18 10:10 | Anjanece | 50 | 24000 | #VALUE! | #VALUE!
CHANCE | 6817 | Y | CHANCE , 6817 |  |  | 2.25 | 2001-12-18 10:10 | Anjanece | 50 | 24000 | #VALUE! | #VALUE!
CHANCE | 6817 | Y | CHANCE , 6817 |  |  | 2.41 | 2001-12-18 10:10 | Anjanece | 50 | 24000 | #VALUE! | #VALUE!
CHANCE | 6817 | Y | CHANCE , 6817 |  |  | 3.27 | 2001-12-18 10:10 | Anjanece | 50 | 24000 | #VALUE! | #VALUE!
CHANCE | 6817 | Y | CHANCE , 6817 |  | Storm Stores | 0.5 | 2018-04-16 10:36 | Anjanece | 50 | 24000 | #VALUE! | #VALUE!
CHANCE | 6817 | Y | CHANCE , 6817 |  |  | 0.53 | 2018-04-16 10:36 | Anjanece | 50 | 24000 | #VALUE! | #VALUE!
CHANCE | 6817 | Y | CHANCE , 6817 |  |  | 0.76 | 2018-04-16 10:36 | Anjanece | 50 | 24000 | #VALUE! | #VALUE!
CHANCE | 6817 | Y | CHANCE , 6817 |  |  | 0.79 | 2018-04-16 10:36 | Anjanece | 50 | 24000 | #VALUE! | #VALUE!
DIXIE ELECTRIC | D-6817 | Y | DIXIE ELECTRIC , D-6817 | JEA OVERHEAD DISTRIBUTION | CSC Stores | 0.68 | 2001-12-18 10:10 | Anjanece | 50 | 24000 | #VALUE! | #VALUE!
DIXIE ELECTRIC | D-6817 | Y | DIXIE ELECTRIC , D-6817 |  |  | 0.94 | 2001-12-18 10:10 | Anjanece | 50 | 24000 | #VALUE! | #VALUE!
DIXIE ELECTRIC | D-6817 | Y | DIXIE ELECTRIC , D-6817 |  |  | 1.07 | 2001-12-18 10:10 | Anjanece | 50 | 24000 | #VALUE! | #VALUE!
DIXIE ELECTRIC | D-6817 | Y | DIXIE ELECTRIC , D-6817 |  |  | 1.12 | 2001-12-18 10:10 | Anjanece | 50 | 24000 | #VALUE! | #VALUE!
DIXIE ELECTRIC | D-6817 | Y | DIXIE ELECTRIC , D-6817 |  |  | 1.14 | 2001-12-18 10:10 | Anjanece | 50 | 24000 | #VALUE! | #VALUE!
DIXIE ELECTRIC | D-6817 | Y | DIXIE ELECTRIC , D-6817 |  |  | 1.17 | 2001-12-18 10:10 | Anjanece | 50 | 24000 | #VALUE! | #VALUE!
DIXIE ELECTRIC | D-6817 | Y | DIXIE ELECTRIC , D-6817 |  |  | 1.22 | 2001-12-18 10:10 | Anjanece | 50 | 24000 | #VALUE! | #VALUE!
DIXIE ELECTRIC | D-6817 | Y | DIXIE ELECTRIC , D-6817 |  |  | 1.23 | 2001-12-18 10:10 | Anjanece | 50 | 24000 | #VALUE! | #VALUE!
DIXIE ELECTRIC | D-6817 | Y | DIXIE ELECTRIC , D-6817 |  |  | 1.32 | 2001-12-18 10:10 | Anjanece | 50 | 24000 | #VALUE! | #VALUE!
DIXIE ELECTRIC | D-6817 | Y | DIXIE ELECTRIC , D-6817 |  |  | 1.45 | 2001-12-18 10:10 | Anjanece | 50 | 24000 | #VALUE! | #VALUE!
DIXIE ELECTRIC | D-6817 | Y | DIXIE ELECTRIC , D-6817 |  |  | 1.61 | 2001-12-18 10:10 | Anjanece | 50 | 24000 | #VALUE! | #VALUE!
DIXIE ELECTRIC | D-6817 | Y | DIXIE ELECTRIC , D-6817 |  |  | 1.66 | 2001-12-18 10:10 | Anjanece | 50 | 24000 | #VALUE! | #VALUE!
DIXIE ELECTRIC | D-6817 | Y | DIXIE ELECTRIC , D-6817 |  |  | 1.78 | 2001-12-18 10:10 | Anjanece | 50 | 24000 | #VALUE! | #VALUE!
DIXIE ELECTRIC | D-6817 | Y | DIXIE ELECTRIC , D-6817 |  |  | 1.81 | 2001-12-18 10:10 | Anjanece | 50 | 24000 | #VALUE! | #VALUE!
DIXIE ELECTRIC | D-6817 | Y | DIXIE ELECTRIC , D-6817 |  |  | 1.98 | 2001-12-18 10:10 | Anjanece | 50 | 24000 | #VALUE! | #VALUE!
DIXIE ELECTRIC | D-6817 | Y | DIXIE ELECTRIC , D-6817 |  |  | 2.25 | 2001-12-18 10:10 | Anjanece | 50 | 24000 | #VALUE! | #VALUE!
DIXIE ELECTRIC | D-6817 | Y | DIXIE ELECTRIC , D-6817 |  |  | 2.41 | 2001-12-18 10:10 | Anjanece | 50 | 24000 | #VALUE! | #VALUE!
DIXIE ELECTRIC | D-6817 | Y | DIXIE ELECTRIC , D-6817 |  |  | 3.27 | 2001-12-18 10:10 | Anjanece | 50 | 24000 | #VALUE! | #VALUE!
DIXIE ELECTRIC | D-6817 | Y | DIXIE ELECTRIC , D-6817 |  | Storm Stores | 0.5 | 2018-04-16 10:36 | Anjanece | 50 | 24000 | #VALUE! | #VALUE!
DIXIE ELECTRIC | D-6817 | Y | DIXIE ELECTRIC , D-6817 |  |  | 0.53 | 2018-04-16 10:36 | Anjanece | 50 | 24000 | #VALUE! | #VALUE!
DIXIE ELECTRIC | D-6817 | Y | DIXIE ELECTRIC , D-6817 |  |  | 0.76 | 2018-04-16 10:36 | Anjanece | 50 | 24000 | #VALUE! | #VALUE!
DIXIE ELECTRIC | D-6817 | Y | DIXIE ELECTRIC , D-6817 |  |  | 0.79 | 2018-04-16 10:36 | Anjanece | 50 | 24000 | #VALUE! | #VALUE!
FLORIDA WIRE AND CABLE | FW1079 | Y | FLORIDA WIRE AND CABLE , FW1079 | JEA OVERHEAD DISTRIBUTION | CSC Stores | 0.68 | 2001-12-18 10:10 | Anjanece | 50 | 24000 | #VALUE! | #VALUE!
FLORIDA WIRE AND CABLE | FW1079 | Y | FLORIDA WIRE AND CABLE , FW1079 |  |  | 0.94 | 2001-12-18 10:10 | Anjanece | 50 | 24000 | #VALUE! | #VALUE!
FLORIDA WIRE AND CABLE | FW1079 | Y | FLORIDA WIRE AND CABLE , FW1079 |  |  | 1.07 | 2001-12-18 10:10 | Anjanece | 50 | 24000 | #VALUE! | #VALUE!
FLORIDA WIRE AND CABLE | FW1079 | Y | FLORIDA WIRE AND CABLE , FW1079 |  |  | 1.12 | 2001-12-18 10:10 | Anjanece | 50 | 24000 | #VALUE! | #VALUE!
FLORIDA WIRE AND CABLE | FW1079 | Y | FLORIDA WIRE AND CABLE , FW1079 |  |  | 1.14 | 2001-12-18 10:10 | Anjanece | 50 | 24000 | #VALUE! | #VALUE!
FLORIDA WIRE AND CABLE | FW1079 | Y | FLORIDA WIRE AND CABLE , FW1079 |  |  | 1.17 | 2001-12-18 10:10 | Anjanece | 50 | 24000 | #VALUE! | #VALUE!
FLORIDA WIRE AND CABLE | FW1079 | Y | FLORIDA WIRE AND CABLE , FW1079 |  |  | 1.22 | 2001-12-18 10:10 | Anjanece | 50 | 24000 | #VALUE! | #VALUE!
FLORIDA WIRE AND CABLE | FW1079 | Y | FLORIDA WIRE AND CABLE , FW1079 |  |  | 1.23 | 2001-12-18 10:10 | Anjanece | 50 | 24000 | #VALUE! | #VALUE!
FLORIDA WIRE AND CABLE | FW1079 | Y | FLORIDA WIRE AND CABLE , FW1079 |  |  | 1.32 | 2001-12-18 10:10 | Anjanece | 50 | 24000 | #VALUE! | #VALUE!
FLORIDA WIRE AND CABLE | FW1079 | Y | FLORIDA WIRE AND CABLE , FW1079 |  |  | 1.45 | 2001-12-18 10:10 | Anjanece | 50 | 24000 | #VALUE! | #VALUE!
FLORIDA WIRE AND CABLE | FW1079 | Y | FLORIDA WIRE AND CABLE , FW1079 |  |  | 1.61 | 2001-12-18 10:10 | Anjanece | 50 | 24000 | #VALUE! | #VALUE!
FLORIDA WIRE AND CABLE | FW1079 | Y | FLORIDA WIRE AND CABLE , FW1079 |  |  | 1.66 | 2001-12-18 10:10 | Anjanece | 50 | 24000 | #VALUE! | #VALUE!
FLORIDA WIRE AND CABLE | FW1079 | Y | FLORIDA WIRE AND CABLE , FW1079 |  |  | 1.78 | 2001-12-18 10:10 | Anjanece | 50 | 24000 | #VALUE! | #VALUE!
FLORIDA WIRE AND CABLE | FW1079 | Y | FLORIDA WIRE AND CABLE , FW1079 |  |  | 1.81 | 2001-12-18 10:10 | Anjanece | 50 | 24000 | #VALUE! | #VALUE!
FLORIDA WIRE AND CABLE | FW1079 | Y | FLORIDA WIRE AND CABLE , FW1079 |  |  | 1.98 | 2001-12-18 10:10 | Anjanece | 50 | 24000 | #VALUE! | #VALUE!
FLORIDA WIRE AND CABLE | FW1079 | Y | FLORIDA WIRE AND CABLE , FW1079 |  |  | 2.25 | 2001-12-18 10:10 | Anjanece | 50 | 24000 | #VALUE! | #VALUE!
FLORIDA WIRE AND CABLE | FW1079 | Y | FLORIDA WIRE AND CABLE , FW1079 |  |  | 2.41 | 2001-12-18 10:10 | Anjanece | 50 | 24000 | #VALUE! | #VALUE!
FLORIDA WIRE AND CABLE | FW1079 | Y | FLORIDA WIRE AND CABLE , FW1079 |  |  | 3.27 | 2001-12-18 10:10 | Anjanece | 50 | 24000 | #VALUE! | #VALUE!
FLORIDA WIRE AND CABLE | FW1079 | Y | FLORIDA WIRE AND CABLE , FW1079 |  | Storm Stores | 0.5 | 2018-04-16 10:36 | Anjanece | 50 | 24000 | #VALUE! | #VALUE!
FLORIDA WIRE AND CABLE | FW1079 | Y | FLORIDA WIRE AND CABLE , FW1079 |  |  | 0.53 | 2018-04-16 10:36 | Anjanece | 50 | 24000 | #VALUE! | #VALUE!
FLORIDA WIRE AND CABLE | FW1079 | Y | FLORIDA WIRE AND CABLE , FW1079 |  |  | 0.76 | 2018-04-16 10:36 | Anjanece | 50 | 24000 | #VALUE! | #VALUE!
FLORIDA WIRE AND CABLE | FW1079 | Y | FLORIDA WIRE AND CABLE , FW1079 |  |  | 0.79 | 2018-04-16 10:36 | Anjanece | 50 | 24000 | #VALUE! | #VALUE!
JOSLYN HI-VOLTAGE CORP. | J1079 | Y | JOSLYN HI-VOLTAGE CORP. , J1079 | JEA OVERHEAD DISTRIBUTION | CSC Stores | 0.68 | 2001-12-18 10:10 | Anjanece | 50 | 24000 | #VALUE! | #VALUE!
JOSLYN HI-VOLTAGE CORP. | J1079 | Y | JOSLYN HI-VOLTAGE CORP. , J1079 |  |  | 0.94 | 2001-12-18 10:10 | Anjanece | 50 | 24000 | #VALUE! | #VALUE!
JOSLYN HI-VOLTAGE CORP. | J1079 | Y | JOSLYN HI-VOLTAGE CORP. , J1079 |  |  | 1.07 | 2001-12-18 10:10 | Anjanece | 50 | 24000 | #VALUE! | #VALUE!
JOSLYN HI-VOLTAGE CORP. | J1079 | Y | JOSLYN HI-VOLTAGE CORP. , J1079 |  |  | 1.12 | 2001-12-18 10:10 | Anjanece | 50 | 24000 | #VALUE! | #VALUE!
JOSLYN HI-VOLTAGE CORP. | J1079 | Y | JOSLYN HI-VOLTAGE CORP. , J1079 |  |  | 1.14 | 2001-12-18 10:10 | Anjanece | 50 | 24000 | #VALUE! | #VALUE!
JOSLYN HI-VOLTAGE CORP. | J1079 | Y | JOSLYN HI-VOLTAGE CORP. , J1079 |  |  | 1.17 | 2001-12-18 10:10 | Anjanece | 50 | 24000 | #VALUE! | #VALUE!
JOSLYN HI-VOLTAGE CORP. | J1079 | Y | JOSLYN HI-VOLTAGE CORP. , J1079 |  |  | 1.22 | 2001-12-18 10:10 | Anjanece | 50 | 24000 | #VALUE! | #VALUE!
JOSLYN HI-VOLTAGE CORP. | J1079 | Y | JOSLYN HI-VOLTAGE CORP. , J1079 |  |  | 1.23 | 2001-12-18 10:10 | Anjanece | 50 | 24000 | #VALUE! | #VALUE!
JOSLYN HI-VOLTAGE CORP. | J1079 | Y | JOSLYN HI-VOLTAGE CORP. , J1079 |  |  | 1.32 | 2001-12-18 10:10 | Anjanece | 50 | 24000 | #VALUE! | #VALUE!
JOSLYN HI-VOLTAGE CORP. | J1079 | Y | JOSLYN HI-VOLTAGE CORP. , J1079 |  |  | 1.45 | 2001-12-18 10:10 | Anjanece | 50 | 24000 | #VALUE! | #VALUE!
JOSLYN HI-VOLTAGE CORP. | J1079 | Y | JOSLYN HI-VOLTAGE CORP. , J1079 |  |  | 1.61 | 2001-12-18 10:10 | Anjanece | 50 | 24000 | #VALUE! | #VALUE!
JOSLYN HI-VOLTAGE CORP. | J1079 | Y | JOSLYN HI-VOLTAGE CORP. , J1079 |  |  | 1.66 | 2001-12-18 10:10 | Anjanece | 50 | 24000 | #VALUE! | #VALUE!
JOSLYN HI-VOLTAGE CORP. | J1079 | Y | JOSLYN HI-VOLTAGE CORP. , J1079 |  |  | 1.78 | 2001-12-18 10:10 | Anjanece | 50 | 24000 | #VALUE! | #VALUE!
JOSLYN HI-VOLTAGE CORP. | J1079 | Y | JOSLYN HI-VOLTAGE CORP. , J1079 |  |  | 1.81 | 2001-12-18 10:10 | Anjanece | 50 | 24000 | #VALUE! | #VALUE!
JOSLYN HI-VOLTAGE CORP. | J1079 | Y | JOSLYN HI-VOLTAGE CORP. , J1079 |  |  | 1.98 | 2001-12-18 10:10 | Anjanece | 50 | 24000 | #VALUE! | #VALUE!
JOSLYN HI-VOLTAGE CORP. | J1079 | Y | JOSLYN HI-VOLTAGE CORP. , J1079 |  |  | 2.25 | 2001-12-18 10:10 | Anjanece | 50 | 24000 | #VALUE! | #VALUE!
JOSLYN HI-VOLTAGE CORP. | J1079 | Y | JOSLYN HI-VOLTAGE CORP. , J1079 |  |  | 2.41 | 2001-12-18 10:10 | Anjanece | 50 | 24000 | #VALUE! | #VALUE!
JOSLYN HI-VOLTAGE CORP. | J1079 | Y | JOSLYN HI-VOLTAGE CORP. , J1079 |  |  | 3.27 | 2001-12-18 10:10 | Anjanece | 50 | 24000 | #VALUE! | #VALUE!
JOSLYN HI-VOLTAGE CORP. | J1079 | Y | JOSLYN HI-VOLTAGE CORP. , J1079 |  | Storm Stores | 0.5 | 2018-04-16 10:36 | Anjanece | 50 | 24000 | #VALUE! | #VALUE!
JOSLYN HI-VOLTAGE CORP. | J1079 | Y | JOSLYN HI-VOLTAGE CORP. , J1079 |  |  | 0.53 | 2018-04-16 10:36 | Anjanece | 50 | 24000 | #VALUE! | #VALUE!
JOSLYN HI-VOLTAGE CORP. | J1079 | Y | JOSLYN HI-VOLTAGE CORP. , J1079 |  |  | 0.76 | 2018-04-16 10:36 | Anjanece | 50 | 24000 | #VALUE! | #VALUE!
JOSLYN HI-VOLTAGE CORP. | J1079 | Y | JOSLYN HI-VOLTAGE CORP. , J1079 |  |  | 0.79 | 2018-04-16 10:36 | Anjanece | 50 | 24000 | #VALUE! | #VALUE!
MC GRAW EDISON | DF2W7 | Y | MC GRAW EDISON , DF2W7 | JEA OVERHEAD DISTRIBUTION | CSC Stores | 0.68 | 2001-12-18 10:10 | Anjanece | 50 | 24000 | #VALUE! | #VALUE!
MC GRAW EDISON | DF2W7 | Y | MC GRAW EDISON , DF2W7 |  |  | 0.94 | 2001-12-18 10:10 | Anjanece | 50 | 24000 | #VALUE! | #VALUE!
MC GRAW EDISON | DF2W7 | Y | MC GRAW EDISON , DF2W7 |  |  | 1.07 | 2001-12-18 10:10 | Anjanece | 50 | 24000 | #VALUE! | #VALUE!
MC GRAW EDISON | DF2W7 | Y | MC GRAW EDISON , DF2W7 |  |  | 1.12 | 2001-12-18 10:10 | Anjanece | 50 | 24000 | #VALUE! | #VALUE!
MC GRAW EDISON | DF2W7 | Y | MC GRAW EDISON , DF2W7 |  |  | 1.14 | 2001-12-18 10:10 | Anjanece | 50 | 24000 | #VALUE! | #VALUE!
MC GRAW EDISON | DF2W7 | Y | MC GRAW EDISON , DF2W7 |  |  | 1.17 | 2001-12-18 10:10 | Anjanece | 50 | 24000 | #VALUE! | #VALUE!
MC GRAW EDISON | DF2W7 | Y | MC GRAW EDISON , DF2W7 |  |  | 1.22 | 2001-12-18 10:10 | Anjanece | 50 | 24000 | #VALUE! | #VALUE!
MC GRAW EDISON | DF2W7 | Y | MC GRAW EDISON , DF2W7 |  |  | 1.23 | 2001-12-18 10:10 | Anjanece | 50 | 24000 | #VALUE! | #VALUE!
MC GRAW EDISON | DF2W7 | Y | MC GRAW EDISON , DF2W7 |  |  | 1.32 | 2001-12-18 10:10 | Anjanece | 50 | 24000 | #VALUE! | #VALUE!
MC GRAW EDISON | DF2W7 | Y | MC GRAW EDISON , DF2W7 |  |  | 1.45 | 2001-12-18 10:10 | Anjanece | 50 | 24000 | #VALUE! | #VALUE!
MC GRAW EDISON | DF2W7 | Y | MC GRAW EDISON , DF2W7 |  |  | 1.61 | 2001-12-18 10:10 | Anjanece | 50 | 24000 | #VALUE! | #VALUE!
MC GRAW EDISON | DF2W7 | Y | MC GRAW EDISON , DF2W7 |  |  | 1.66 | 2001-12-18 10:10 | Anjanece | 50 | 24000 | #VALUE! | #VALUE!
MC GRAW EDISON | DF2W7 | Y | MC GRAW EDISON , DF2W7 |  |  | 1.78 | 2001-12-18 10:10 | Anjanece | 50 | 24000 | #VALUE! | #VALUE!
MC GRAW EDISON | DF2W7 | Y | MC GRAW EDISON , DF2W7 |  |  | 1.81 | 2001-12-18 10:10 | Anjanece | 50 | 24000 | #VALUE! | #VALUE!
MC GRAW EDISON | DF2W7 | Y | MC GRAW EDISON , DF2W7 |  |  | 1.98 | 2001-12-18 10:10 | Anjanece | 50 | 24000 | #VALUE! | #VALUE!
MC GRAW EDISON | DF2W7 | Y | MC GRAW EDISON , DF2W7 |  |  | 2.25 | 2001-12-18 10:10 | Anjanece | 50 | 24000 | #VALUE! | #VALUE!
MC GRAW EDISON | DF2W7 | Y | MC GRAW EDISON , DF2W7 |  |  | 2.41 | 2001-12-18 10:10 | Anjanece | 50 | 24000 | #VALUE! | #VALUE!
MC GRAW EDISON | DF2W7 | Y | MC GRAW EDISON , DF2W7 |  |  | 3.27 | 2001-12-18 10:10 | Anjanece | 50 | 24000 | #VALUE! | #VALUE!
MC GRAW EDISON | DF2W7 | Y | MC GRAW EDISON , DF2W7 |  | Storm Stores | 0.5 | 2018-04-16 10:36 | Anjanece | 50 | 24000 | #VALUE! | #VALUE!
MC GRAW EDISON | DF2W7 | Y | MC GRAW EDISON , DF2W7 |  |  | 0.53 | 2018-04-16 10:36 | Anjanece | 50 | 24000 | #VALUE! | #VALUE!
MC GRAW EDISON | DF2W7 | Y | MC GRAW EDISON , DF2W7 |  |  | 0.76 | 2018-04-16 10:36 | Anjanece | 50 | 24000 | #VALUE! | #VALUE!
MC GRAW EDISON | DF2W7 | Y | MC GRAW EDISON , DF2W7 |  |  | 0.79 | 2018-04-16 10:36 | Anjanece | 50 | 24000 | #VALUE! | #VALUE!
POWERLINE HARDWARE CO. | P1079 | Y | POWERLINE HARDWARE CO. , P1079 | JEA OVERHEAD DISTRIBUTION | CSC Stores | 0.68 | 2001-12-18 10:10 | Anjanece | 50 | 24000 | #VALUE! | #VALUE!
POWERLINE HARDWARE CO. | P1079 | Y | POWERLINE HARDWARE CO. , P1079 |  |  | 0.94 | 2001-12-18 10:10 | Anjanece | 50 | 24000 | #VALUE! | #VALUE!
POWERLINE HARDWARE CO. | P1079 | Y | POWERLINE HARDWARE CO. , P1079 |  |  | 1.07 | 2001-12-18 10:10 | Anjanece | 50 | 24000 | #VALUE! | #VALUE!
POWERLINE HARDWARE CO. | P1079 | Y | POWERLINE HARDWARE CO. , P1079 |  |  | 1.12 | 2001-12-18 10:10 | Anjanece | 50 | 24000 | #VALUE! | #VALUE!
POWERLINE HARDWARE CO. | P1079 | Y | POWERLINE HARDWARE CO. , P1079 |  |  | 1.14 | 2001-12-18 10:10 | Anjanece | 50 | 24000 | #VALUE! | #VALUE!
POWERLINE HARDWARE CO. | P1079 | Y | POWERLINE HARDWARE CO. , P1079 |  |  | 1.17 | 2001-12-18 10:10 | Anjanece | 50 | 24000 | #VALUE! | #VALUE!
POWERLINE HARDWARE CO. | P1079 | Y | POWERLINE HARDWARE CO. , P1079 |  |  | 1.22 | 2001-12-18 10:10 | Anjanece | 50 | 24000 | #VALUE! | #VALUE!
POWERLINE HARDWARE CO. | P1079 | Y | POWERLINE HARDWARE CO. , P1079 |  |  | 1.23 | 2001-12-18 10:10 | Anjanece | 50 | 24000 | #VALUE! | #VALUE!
POWERLINE HARDWARE CO. | P1079 | Y | POWERLINE HARDWARE CO. , P1079 |  |  | 1.32 | 2001-12-18 10:10 | Anjanece | 50 | 24000 | #VALUE! | #VALUE!
POWERLINE HARDWARE CO. | P1079 | Y | POWERLINE HARDWARE CO. , P1079 |  |  | 1.45 | 2001-12-18 10:10 | Anjanece | 50 | 24000 | #VALUE! | #VALUE!
POWERLINE HARDWARE CO. | P1079 | Y | POWERLINE HARDWARE CO. , P1079 |  |  | 1.61 | 2001-12-18 10:10 | Anjanece | 50 | 24000 | #VALUE! | #VALUE!
POWERLINE HARDWARE CO. | P1079 | Y | POWERLINE HARDWARE CO. , P1079 |  |  | 1.66 | 2001-12-18 10:10 | Anjanece | 50 | 24000 | #VALUE! | #VALUE!
POWERLINE HARDWARE CO. | P1079 | Y | POWERLINE HARDWARE CO. , P1079 |  |  | 1.78 | 2001-12-18 10:10 | Anjanece | 50 | 24000 | #VALUE! | #VALUE!
POWERLINE HARDWARE CO. | P1079 | Y | POWERLINE HARDWARE CO. , P1079 |  |  | 1.81 | 2001-12-18 10:10 | Anjanece | 50 | 24000 | #VALUE! | #VALUE!
POWERLINE HARDWARE CO. | P1079 | Y | POWERLINE HARDWARE CO. , P1079 |  |  | 1.98 | 2001-12-18 10:10 | Anjanece | 50 | 24000 | #VALUE! | #VALUE!
POWERLINE HARDWARE CO. | P1079 | Y | POWERLINE HARDWARE CO. , P1079 |  |  | 2.25 | 2001-12-18 10:10 | Anjanece | 50 | 24000 | #VALUE! | #VALUE!
POWERLINE HARDWARE CO. | P1079 | Y | POWERLINE HARDWARE CO. , P1079 |  |  | 2.41 | 2001-12-18 10:10 | Anjanece | 50 | 24000 | #VALUE! | #VALUE!
POWERLINE HARDWARE CO. | P1079 | Y | POWERLINE HARDWARE CO. , P1079 |  |  | 3.27 | 2001-12-18 10:10 | Anjanece | 50 | 24000 | #VALUE! | #VALUE!
POWERLINE HARDWARE CO. | P1079 | Y | POWERLINE HARDWARE CO. , P1079 |  | Storm Stores | 0.5 | 2018-04-16 10:36 | Anjanece | 50 | 24000 | #VALUE! | #VALUE!
POWERLINE HARDWARE CO. | P1079 | Y | POWERLINE HARDWARE CO. , P1079 |  |  | 0.53 | 2018-04-16 10:36 | Anjanece | 50 | 24000 | #VALUE! | #VALUE!
POWERLINE HARDWARE CO. | P1079 | Y | POWERLINE HARDWARE CO. , P1079 |  |  | 0.76 | 2018-04-16 10:36 | Anjanece | 50 | 24000 | #VALUE! | #VALUE!
POWERLINE HARDWARE CO. | P1079 | Y | POWERLINE HARDWARE CO. , P1079 |  |  | 0.79 | 2018-04-16 10:36 | Anjanece | 50 | 24000 | #VALUE! | #VALUE!
THREADED FASTENERS INC. | TF1079 | Y | THREADED FASTENERS INC. , TF1079 | JEA OVERHEAD DISTRIBUTION | CSC Stores | 0.68 | 2001-12-18 10:10 | Anjanece | 50 | 24000 | #VALUE! | #VALUE!
THREADED FASTENERS INC. | TF1079 | Y | THREADED FASTENERS INC. , TF1079 |  |  | 0.94 | 2001-12-18 10:10 | Anjanece | 50 | 24000 | #VALUE! | #VALUE!
THREADED FASTENERS INC. | TF1079 | Y | THREADED FASTENERS INC. , TF1079 |  |  | 1.07 | 2001-12-18 10:10 | Anjanece | 50 | 24000 | #VALUE! | #VALUE!
THREADED FASTENERS INC. | TF1079 | Y | THREADED FASTENERS INC. , TF1079 |  |  | 1.12 | 2001-12-18 10:10 | Anjanece | 50 | 24000 | #VALUE! | #VALUE!
THREADED FASTENERS INC. | TF1079 | Y | THREADED FASTENERS INC. , TF1079 |  |  | 1.14 | 2001-12-18 10:10 | Anjanece | 50 | 24000 | #VALUE! | #VALUE!
THREADED FASTENERS INC. | TF1079 | Y | THREADED FASTENERS INC. , TF1079 |  |  | 1.17 | 2001-12-18 10:10 | Anjanece | 50 | 24000 | #VALUE! | #VALUE!
THREADED FASTENERS INC. | TF1079 | Y | THREADED FASTENERS INC. , TF1079 |  |  | 1.22 | 2001-12-18 10:10 | Anjanece | 50 | 24000 | #VALUE! | #VALUE!
THREADED FASTENERS INC. | TF1079 | Y | THREADED FASTENERS INC. , TF1079 |  |  | 1.23 | 2001-12-18 10:10 | Anjanece | 50 | 24000 | #VALUE! | #VALUE!
THREADED FASTENERS INC. | TF1079 | Y | THREADED FASTENERS INC. , TF1079 |  |  | 1.32 | 2001-12-18 10:10 | Anjanece | 50 | 24000 | #VALUE! | #VALUE!
THREADED FASTENERS INC. | TF1079 | Y | THREADED FASTENERS INC. , TF1079 |  |  | 1.45 | 2001-12-18 10:10 | Anjanece | 50 | 24000 | #VALUE! | #VALUE!
THREADED FASTENERS INC. | TF1079 | Y | THREADED FASTENERS INC. , TF1079 |  |  | 1.61 | 2001-12-18 10:10 | Anjanece | 50 | 24000 | #VALUE! | #VALUE!
THREADED FASTENERS INC. | TF1079 | Y | THREADED FASTENERS INC. , TF1079 |  |  | 1.66 | 2001-12-18 10:10 | Anjanece | 50 | 24000 | #VALUE! | #VALUE!
THREADED FASTENERS INC. | TF1079 | Y | THREADED FASTENERS INC. , TF1079 |  |  | 1.78 | 2001-12-18 10:10 | Anjanece | 50 | 24000 | #VALUE! | #VALUE!
THREADED FASTENERS INC. | TF1079 | Y | THREADED FASTENERS INC. , TF1079 |  |  | 1.81 | 2001-12-18 10:10 | Anjanece | 50 | 24000 | #VALUE! | #VALUE!
THREADED FASTENERS INC. | TF1079 | Y | THREADED FASTENERS INC. , TF1079 |  |  | 1.98 | 2001-12-18 10:10 | Anjanece | 50 | 24000 | #VALUE! | #VALUE!
THREADED FASTENERS INC. | TF1079 | Y | THREADED FASTENERS INC. , TF1079 |  |  | 2.25 | 2001-12-18 10:10 | Anjanece | 50 | 24000 | #VALUE! | #VALUE!
THREADED FASTENERS INC. | TF1079 | Y | THREADED FASTENERS INC. , TF1079 |  |  | 2.41 | 2001-12-18 10:10 | Anjanece | 50 | 24000 | #VALUE! | #VALUE!
THREADED FASTENERS INC. | TF1079 | Y | THREADED FASTENERS INC. , TF1079 |  |  | 3.27 | 2001-12-18 10:10 | Anjanece | 50 | 24000 | #VALUE! | #VALUE!
THREADED FASTENERS INC. | TF1079 | Y | THREADED FASTENERS INC. , TF1079 |  | Storm Stores | 0.5 | 2018-04-16 10:36 | Anjanece | 50 | 24000 | #VALUE! | #VALUE!
THREADED FASTENERS INC. | TF1079 | Y | THREADED FASTENERS INC. , TF1079 |  |  | 0.53 | 2018-04-16 10:36 | Anjanece | 50 | 24000 | #VALUE! | #VALUE!
THREADED FASTENERS INC. | TF1079 | Y | THREADED FASTENERS INC. , TF1079 |  |  | 0.76 | 2018-04-16 10:36 | Anjanece | 50 | 24000 | #VALUE! | #VALUE!
THREADED FASTENERS INC. | TF1079 | Y | THREADED FASTENERS INC. , TF1079 |  |  | 0.79 | 2018-04-16 10:36 | Anjanece | 50 | 24000 | #VALUE! | #VALUE!
UTILITIES SERVICE | 5487A | Y | UTILITIES SERVICE , 5487A | JEA OVERHEAD DISTRIBUTION | CSC Stores | 0.68 | 2001-12-18 10:10 | Anjanece | 50 | 24000 | #VALUE! | #VALUE!
UTILITIES SERVICE | 5487A | Y | UTILITIES SERVICE , 5487A |  |  | 0.94 | 2001-12-18 10:10 | Anjanece | 50 | 24000 | #VALUE! | #VALUE!
UTILITIES SERVICE | 5487A | Y | UTILITIES SERVICE , 5487A |  |  | 1.07 | 2001-12-18 10:10 | Anjanece | 50 | 24000 | #VALUE! | #VALUE!
UTILITIES SERVICE | 5487A | Y | UTILITIES SERVICE , 5487A |  |  | 1.12 | 2001-12-18 10:10 | Anjanece | 50 | 24000 | #VALUE! | #VALUE!
UTILITIES SERVICE | 5487A | Y | UTILITIES SERVICE , 5487A |  |  | 1.14 | 2001-12-18 10:10 | Anjanece | 50 | 24000 | #VALUE! | #VALUE!
UTILITIES SERVICE | 5487A | Y | UTILITIES SERVICE , 5487A |  |  | 1.17 | 2001-12-18 10:10 | Anjanece | 50 | 24000 | #VALUE! | #VALUE!
UTILITIES SERVICE | 5487A | Y | UTILITIES SERVICE , 5487A |  |  | 1.22 | 2001-12-18 10:10 | Anjanece | 50 | 24000 | #VALUE! | #VALUE!
UTILITIES SERVICE | 5487A | Y | UTILITIES SERVICE , 5487A |  |  | 1.23 | 2001-12-18 10:10 | Anjanece | 50 | 24000 | #VALUE! | #VALUE!
UTILITIES SERVICE | 5487A | Y | UTILITIES SERVICE , 5487A |  |  | 1.32 | 2001-12-18 10:10 | Anjanece | 50 | 24000 | #VALUE! | #VALUE!
UTILITIES SERVICE | 5487A | Y | UTILITIES SERVICE , 5487A |  |  | 1.45 | 2001-12-18 10:10 | Anjanece | 50 | 24000 | #VALUE! | #VALUE!
UTILITIES SERVICE | 5487A | Y | UTILITIES SERVICE , 5487A |  |  | 1.61 | 2001-12-18 10:10 | Anjanece | 50 | 24000 | #VALUE! | #VALUE!
UTILITIES SERVICE | 5487A | Y | UTILITIES SERVICE , 5487A |  |  | 1.66 | 2001-12-18 10:10 | Anjanece | 50 | 24000 | #VALUE! | #VALUE!
UTILITIES SERVICE | 5487A | Y | UTILITIES SERVICE , 5487A |  |  | 1.78 | 2001-12-18 10:10 | Anjanece | 50 | 24000 | #VALUE! | #VALUE!
UTILITIES SERVICE | 5487A | Y | UTILITIES SERVICE , 5487A |  |  | 1.81 | 2001-12-18 10:10 | Anjanece | 50 | 24000 | #VALUE! | #VALUE!
UTILITIES SERVICE | 5487A | Y | UTILITIES SERVICE , 5487A |  |  | 1.98 | 2001-12-18 10:10 | Anjanece | 50 | 24000 | #VALUE! | #VALUE!
UTILITIES SERVICE | 5487A | Y | UTILITIES SERVICE , 5487A |  |  | 2.25 | 2001-12-18 10:10 | Anjanece | 50 | 24000 | #VALUE! | #VALUE!
UTILITIES SERVICE | 5487A | Y | UTILITIES SERVICE , 5487A |  |  | 2.41 | 2001-12-18 10:10 | Anjanece | 50 | 24000 | #VALUE! | #VALUE!
UTILITIES SERVICE | 5487A | Y | UTILITIES SERVICE , 5487A |  |  | 3.27 | 2001-12-18 10:10 | Anjanece | 50 | 24000 | #VALUE! | #VALUE!
UTILITIES SERVICE | 5487A | Y | UTILITIES SERVICE , 5487A |  | Storm Stores | 0.5 | 2018-04-16 10:36 | Anjanece | 50 | 24000 | #VALUE! | #VALUE!
UTILITIES SERVICE | 5487A | Y | UTILITIES SERVICE , 5487A |  |  | 0.53 | 2018-04-16 10:36 | Anjanece | 50 | 24000 | #VALUE! | #VALUE!
UTILITIES SERVICE | 5487A | Y | UTILITIES SERVICE , 5487A |  |  | 0.76 | 2018-04-16 10:36 | Anjanece | 50 | 24000 | #VALUE! | #VALUE!
UTILITIES SERVICE | 5487A | Y | UTILITIES SERVICE , 5487A |  |  | 0.79 | 2018-04-16 10:36 | Anjanece | 50 | 24000 | #VALUE! | #VALUE!
ALUMA-FORM | AF1080 | Y | ALUMA-FORM , AF1080 | JEA GENERATION | CSC Stores | 1.07 | 2001-12-18 10:11 | John | 50 | 0 | N | N
ALUMA-FORM | AF1080 | Y | ALUMA-FORM , AF1080 |  |  | 1.09 | 2001-12-18 10:11 | John | 50 | 0 | N | N
ALUMA-FORM | AF1080 | Y | ALUMA-FORM , AF1080 |  |  | 1.11 | 2001-12-18 10:11 | John | 50 | 0 | N | N
ALUMA-FORM | AF1080 | Y | ALUMA-FORM , AF1080 |  |  | 1.17 | 2001-12-18 10:11 | John | 50 | 0 | N | N
ALUMA-FORM | AF1080 | Y | ALUMA-FORM , AF1080 |  |  | 1.24 | 2001-12-18 10:11 | John | 50 | 0 | N | N
ALUMA-FORM | AF1080 | Y | ALUMA-FORM , AF1080 |  |  | 1.47 | 2001-12-18 10:11 | John | 50 | 0 | N | N
ALUMA-FORM | AF1080 | Y | ALUMA-FORM , AF1080 |  |  | 1.48 | 2001-12-18 10:11 | John | 50 | 0 | N | N
ALUMA-FORM | AF1080 | Y | ALUMA-FORM , AF1080 |  |  | 1.9 | 2001-12-18 10:11 | John | 50 | 0 | N | N
ALUMA-FORM | AF1080 | Y | ALUMA-FORM , AF1080 |  |  | 2.06 | 2001-12-18 10:11 | John | 50 | 0 | N | N
ALUMA-FORM | AF1080 | Y | ALUMA-FORM , AF1080 |  |  | 2.17 | 2001-12-18 10:11 | John | 50 | 0 | N | N
ALUMA-FORM | AF1080 | Y | ALUMA-FORM , AF1080 |  |  | 2.23 | 2001-12-18 10:11 | John | 50 | 0 | N | N
ALUMA-FORM | AF1080 | Y | ALUMA-FORM , AF1080 |  |  | 2.28 | 2001-12-18 10:11 | John | 50 | 0 | N | N
ALUMA-FORM | AF1080 | Y | ALUMA-FORM , AF1080 |  |  | 2.59 | 2001-12-18 10:11 | John | 50 | 0 | N | N
ALUMA-FORM | AF1080 | Y | ALUMA-FORM , AF1080 |  |  | 2.68 | 2001-12-18 10:11 | John | 50 | 0 | N | N
CHANCE | 6819 | Y | CHANCE , 6819 | JEA GENERATION | CSC Stores | 1.07 | 2001-12-18 10:11 | John | 50 | 0 | N | N
CHANCE | 6819 | Y | CHANCE , 6819 |  |  | 1.09 | 2001-12-18 10:11 | John | 50 | 0 | N | N
CHANCE | 6819 | Y | CHANCE , 6819 |  |  | 1.11 | 2001-12-18 10:11 | John | 50 | 0 | N | N
CHANCE | 6819 | Y | CHANCE , 6819 |  |  | 1.17 | 2001-12-18 10:11 | John | 50 | 0 | N | N
CHANCE | 6819 | Y | CHANCE , 6819 |  |  | 1.24 | 2001-12-18 10:11 | John | 50 | 0 | N | N
CHANCE | 6819 | Y | CHANCE , 6819 |  |  | 1.47 | 2001-12-18 10:11 | John | 50 | 0 | N | N
CHANCE | 6819 | Y | CHANCE , 6819 |  |  | 1.48 | 2001-12-18 10:11 | John | 50 | 0 | N | N
CHANCE | 6819 | Y | CHANCE , 6819 |  |  | 1.9 | 2001-12-18 10:11 | John | 50 | 0 | N | N
CHANCE | 6819 | Y | CHANCE , 6819 |  |  | 2.06 | 2001-12-18 10:11 | John | 50 | 0 | N | N
CHANCE | 6819 | Y | CHANCE , 6819 |  |  | 2.17 | 2001-12-18 10:11 | John | 50 | 0 | N | N
CHANCE | 6819 | Y | CHANCE , 6819 |  |  | 2.23 | 2001-12-18 10:11 | John | 50 | 0 | N | N
CHANCE | 6819 | Y | CHANCE , 6819 |  |  | 2.28 | 2001-12-18 10:11 | John | 50 | 0 | N | N
CHANCE | 6819 | Y | CHANCE , 6819 |  |  | 2.59 | 2001-12-18 10:11 | John | 50 | 0 | N | N
CHANCE | 6819 | Y | CHANCE , 6819 |  |  | 2.68 | 2001-12-18 10:11 | John | 50 | 0 | N | N
DIXIE ELECTRIC | D-6819 | Y | DIXIE ELECTRIC , D-6819 | JEA GENERATION | CSC Stores | 1.07 | 2001-12-18 10:11 | John | 50 | 0 | N | N
DIXIE ELECTRIC | D-6819 | Y | DIXIE ELECTRIC , D-6819 |  |  | 1.09 | 2001-12-18 10:11 | John | 50 | 0 | N | N
DIXIE ELECTRIC | D-6819 | Y | DIXIE ELECTRIC , D-6819 |  |  | 1.11 | 2001-12-18 10:11 | John | 50 | 0 | N | N
DIXIE ELECTRIC | D-6819 | Y | DIXIE ELECTRIC , D-6819 |  |  | 1.17 | 2001-12-18 10:11 | John | 50 | 0 | N | N
DIXIE ELECTRIC | D-6819 | Y | DIXIE ELECTRIC , D-6819 |  |  | 1.24 | 2001-12-18 10:11 | John | 50 | 0 | N | N
DIXIE ELECTRIC | D-6819 | Y | DIXIE ELECTRIC , D-6819 |  |  | 1.47 | 2001-12-18 10:11 | John | 50 | 0 | N | N
DIXIE ELECTRIC | D-6819 | Y | DIXIE ELECTRIC , D-6819 |  |  | 1.48 | 2001-12-18 10:11 | John | 50 | 0 | N | N
DIXIE ELECTRIC | D-6819 | Y | DIXIE ELECTRIC , D-6819 |  |  | 1.9 | 2001-12-18 10:11 | John | 50 | 0 | N | N
DIXIE ELECTRIC | D-6819 | Y | DIXIE ELECTRIC , D-6819 |  |  | 2.06 | 2001-12-18 10:11 | John | 50 | 0 | N | N
DIXIE ELECTRIC | D-6819 | Y | DIXIE ELECTRIC , D-6819 |  |  | 2.17 | 2001-12-18 10:11 | John | 50 | 0 | N | N
DIXIE ELECTRIC | D-6819 | Y | DIXIE ELECTRIC , D-6819 |  |  | 2.23 | 2001-12-18 10:11 | John | 50 | 0 | N | N
DIXIE ELECTRIC | D-6819 | Y | DIXIE ELECTRIC , D-6819 |  |  | 2.28 | 2001-12-18 10:11 | John | 50 | 0 | N | N
DIXIE ELECTRIC | D-6819 | Y | DIXIE ELECTRIC , D-6819 |  |  | 2.59 | 2001-12-18 10:11 | John | 50 | 0 | N | N
DIXIE ELECTRIC | D-6819 | Y | DIXIE ELECTRIC , D-6819 |  |  | 2.68 | 2001-12-18 10:11 | John | 50 | 0 | N | N
HUGHES | SW4-80 | Y | HUGHES , SW4-80 | JEA GENERATION | CSC Stores | 1.07 | 2001-12-18 10:11 | John | 50 | 0 | N | N
HUGHES | SW4-80 | Y | HUGHES , SW4-80 |  |  | 1.09 | 2001-12-18 10:11 | John | 50 | 0 | N | N
HUGHES | SW4-80 | Y | HUGHES , SW4-80 |  |  | 1.11 | 2001-12-18 10:11 | John | 50 | 0 | N | N
HUGHES | SW4-80 | Y | HUGHES , SW4-80 |  |  | 1.17 | 2001-12-18 10:11 | John | 50 | 0 | N | N
HUGHES | SW4-80 | Y | HUGHES , SW4-80 |  |  | 1.24 | 2001-12-18 10:11 | John | 50 | 0 | N | N
HUGHES | SW4-80 | Y | HUGHES , SW4-80 |  |  | 1.47 | 2001-12-18 10:11 | John | 50 | 0 | N | N
HUGHES | SW4-80 | Y | HUGHES , SW4-80 |  |  | 1.48 | 2001-12-18 10:11 | John | 50 | 0 | N | N
HUGHES | SW4-80 | Y | HUGHES , SW4-80 |  |  | 1.9 | 2001-12-18 10:11 | John | 50 | 0 | N | N
HUGHES | SW4-80 | Y | HUGHES , SW4-80 |  |  | 2.06 | 2001-12-18 10:11 | John | 50 | 0 | N | N
HUGHES | SW4-80 | Y | HUGHES , SW4-80 |  |  | 2.17 | 2001-12-18 10:11 | John | 50 | 0 | N | N
HUGHES | SW4-80 | Y | HUGHES , SW4-80 |  |  | 2.23 | 2001-12-18 10:11 | John | 50 | 0 | N | N
HUGHES | SW4-80 | Y | HUGHES , SW4-80 |  |  | 2.28 | 2001-12-18 10:11 | John | 50 | 0 | N | N
HUGHES | SW4-80 | Y | HUGHES , SW4-80 |  |  | 2.59 | 2001-12-18 10:11 | John | 50 | 0 | N | N
HUGHES | SW4-80 | Y | HUGHES , SW4-80 |  |  | 2.68 | 2001-12-18 10:11 | John | 50 | 0 | N | N
MACLEAN POWER SYSTEMS | J1082 | Y | MACLEAN POWER SYSTEMS , J1082 | JEA GENERATION | CSC Stores | 1.07 | 2001-12-18 10:11 | John | 50 | 0 | N | N
MACLEAN POWER SYSTEMS | J1082 | Y | MACLEAN POWER SYSTEMS , J1082 |  |  | 1.09 | 2001-12-18 10:11 | John | 50 | 0 | N | N
MACLEAN POWER SYSTEMS | J1082 | Y | MACLEAN POWER SYSTEMS , J1082 |  |  | 1.11 | 2001-12-18 10:11 | John | 50 | 0 | N | N
MACLEAN POWER SYSTEMS | J1082 | Y | MACLEAN POWER SYSTEMS , J1082 |  |  | 1.17 | 2001-12-18 10:11 | John | 50 | 0 | N | N
MACLEAN POWER SYSTEMS | J1082 | Y | MACLEAN POWER SYSTEMS , J1082 |  |  | 1.24 | 2001-12-18 10:11 | John | 50 | 0 | N | N
MACLEAN POWER SYSTEMS | J1082 | Y | MACLEAN POWER SYSTEMS , J1082 |  |  | 1.47 | 2001-12-18 10:11 | John | 50 | 0 | N | N
MACLEAN POWER SYSTEMS | J1082 | Y | MACLEAN POWER SYSTEMS , J1082 |  |  | 1.48 | 2001-12-18 10:11 | John | 50 | 0 | N | N
MACLEAN POWER SYSTEMS | J1082 | Y | MACLEAN POWER SYSTEMS , J1082 |  |  | 1.9 | 2001-12-18 10:11 | John | 50 | 0 | N | N
MACLEAN POWER SYSTEMS | J1082 | Y | MACLEAN POWER SYSTEMS , J1082 |  |  | 2.06 | 2001-12-18 10:11 | John | 50 | 0 | N | N
MACLEAN POWER SYSTEMS | J1082 | Y | MACLEAN POWER SYSTEMS , J1082 |  |  | 2.17 | 2001-12-18 10:11 | John | 50 | 0 | N | N
MACLEAN POWER SYSTEMS | J1082 | Y | MACLEAN POWER SYSTEMS , J1082 |  |  | 2.23 | 2001-12-18 10:11 | John | 50 | 0 | N | N
MACLEAN POWER SYSTEMS | J1082 | Y | MACLEAN POWER SYSTEMS , J1082 |  |  | 2.28 | 2001-12-18 10:11 | John | 50 | 0 | N | N
MACLEAN POWER SYSTEMS | J1082 | Y | MACLEAN POWER SYSTEMS , J1082 |  |  | 2.59 | 2001-12-18 10:11 | John | 50 | 0 | N | N
MACLEAN POWER SYSTEMS | J1082 | Y | MACLEAN POWER SYSTEMS , J1082 |  |  | 2.68 | 2001-12-18 10:11 | John | 50 | 0 | N | N
MC GRAW EDISON | DF2W12 | Y | MC GRAW EDISON , DF2W12 | JEA GENERATION | CSC Stores | 1.07 | 2001-12-18 10:11 | John | 50 | 0 | N | N
MC GRAW EDISON | DF2W12 | Y | MC GRAW EDISON , DF2W12 |  |  | 1.09 | 2001-12-18 10:11 | John | 50 | 0 | N | N
MC GRAW EDISON | DF2W12 | Y | MC GRAW EDISON , DF2W12 |  |  | 1.11 | 2001-12-18 10:11 | John | 50 | 0 | N | N
MC GRAW EDISON | DF2W12 | Y | MC GRAW EDISON , DF2W12 |  |  | 1.17 | 2001-12-18 10:11 | John | 50 | 0 | N | N
MC GRAW EDISON | DF2W12 | Y | MC GRAW EDISON , DF2W12 |  |  | 1.24 | 2001-12-18 10:11 | John | 50 | 0 | N | N
MC GRAW EDISON | DF2W12 | Y | MC GRAW EDISON , DF2W12 |  |  | 1.47 | 2001-12-18 10:11 | John | 50 | 0 | N | N
MC GRAW EDISON | DF2W12 | Y | MC GRAW EDISON , DF2W12 |  |  | 1.48 | 2001-12-18 10:11 | John | 50 | 0 | N | N
MC GRAW EDISON | DF2W12 | Y | MC GRAW EDISON , DF2W12 |  |  | 1.9 | 2001-12-18 10:11 | John | 50 | 0 | N | N
MC GRAW EDISON | DF2W12 | Y | MC GRAW EDISON , DF2W12 |  |  | 2.06 | 2001-12-18 10:11 | John | 50 | 0 | N | N
MC GRAW EDISON | DF2W12 | Y | MC GRAW EDISON , DF2W12 |  |  | 2.17 | 2001-12-18 10:11 | John | 50 | 0 | N | N
MC GRAW EDISON | DF2W12 | Y | MC GRAW EDISON , DF2W12 |  |  | 2.23 | 2001-12-18 10:11 | John | 50 | 0 | N | N
MC GRAW EDISON | DF2W12 | Y | MC GRAW EDISON , DF2W12 |  |  | 2.28 | 2001-12-18 10:11 | John | 50 | 0 | N | N
MC GRAW EDISON | DF2W12 | Y | MC GRAW EDISON , DF2W12 |  |  | 2.59 | 2001-12-18 10:11 | John | 50 | 0 | N | N
MC GRAW EDISON | DF2W12 | Y | MC GRAW EDISON , DF2W12 |  |  | 2.68 | 2001-12-18 10:11 | John | 50 | 0 | N | N
POWERLINE HARDWARE CO. | P1082 | Y | POWERLINE HARDWARE CO. , P1082 | JEA GENERATION | CSC Stores | 1.07 | 2001-12-18 10:11 | John | 50 | 0 | N | N
POWERLINE HARDWARE CO. | P1082 | Y | POWERLINE HARDWARE CO. , P1082 |  |  | 1.09 | 2001-12-18 10:11 | John | 50 | 0 | N | N
POWERLINE HARDWARE CO. | P1082 | Y | POWERLINE HARDWARE CO. , P1082 |  |  | 1.11 | 2001-12-18 10:11 | John | 50 | 0 | N | N
POWERLINE HARDWARE CO. | P1082 | Y | POWERLINE HARDWARE CO. , P1082 |  |  | 1.17 | 2001-12-18 10:11 | John | 50 | 0 | N | N
POWERLINE HARDWARE CO. | P1082 | Y | POWERLINE HARDWARE CO. , P1082 |  |  | 1.24 | 2001-12-18 10:11 | John | 50 | 0 | N | N
POWERLINE HARDWARE CO. | P1082 | Y | POWERLINE HARDWARE CO. , P1082 |  |  | 1.47 | 2001-12-18 10:11 | John | 50 | 0 | N | N
POWERLINE HARDWARE CO. | P1082 | Y | POWERLINE HARDWARE CO. , P1082 |  |  | 1.48 | 2001-12-18 10:11 | John | 50 | 0 | N | N
POWERLINE HARDWARE CO. | P1082 | Y | POWERLINE HARDWARE CO. , P1082 |  |  | 1.9 | 2001-12-18 10:11 | John | 50 | 0 | N | N
POWERLINE HARDWARE CO. | P1082 | Y | POWERLINE HARDWARE CO. , P1082 |  |  | 2.06 | 2001-12-18 10:11 | John | 50 | 0 | N | N
POWERLINE HARDWARE CO. | P1082 | Y | POWERLINE HARDWARE CO. , P1082 |  |  | 2.17 | 2001-12-18 10:11 | John | 50 | 0 | N | N
POWERLINE HARDWARE CO. | P1082 | Y | POWERLINE HARDWARE CO. , P1082 |  |  | 2.23 | 2001-12-18 10:11 | John | 50 | 0 | N | N
POWERLINE HARDWARE CO. | P1082 | Y | POWERLINE HARDWARE CO. , P1082 |  |  | 2.28 | 2001-12-18 10:11 | John | 50 | 0 | N | N
POWERLINE HARDWARE CO. | P1082 | Y | POWERLINE HARDWARE CO. , P1082 |  |  | 2.59 | 2001-12-18 10:11 | John | 50 | 0 | N | N
POWERLINE HARDWARE CO. | P1082 | Y | POWERLINE HARDWARE CO. , P1082 |  |  | 2.68 | 2001-12-18 10:11 | John | 50 | 0 | N | N
THREADED FASTENERS INC. | TF1090 | Y | THREADED FASTENERS INC. , TF1090 | JEA GENERATION | CSC Stores | 1.07 | 2001-12-18 10:11 | John | 50 | 0 | N | N
THREADED FASTENERS INC. | TF1090 | Y | THREADED FASTENERS INC. , TF1090 |  |  | 1.09 | 2001-12-18 10:11 | John | 50 | 0 | N | N
THREADED FASTENERS INC. | TF1090 | Y | THREADED FASTENERS INC. , TF1090 |  |  | 1.11 | 2001-12-18 10:11 | John | 50 | 0 | N | N
THREADED FASTENERS INC. | TF1090 | Y | THREADED FASTENERS INC. , TF1090 |  |  | 1.17 | 2001-12-18 10:11 | John | 50 | 0 | N | N
THREADED FASTENERS INC. | TF1090 | Y | THREADED FASTENERS INC. , TF1090 |  |  | 1.24 | 2001-12-18 10:11 | John | 50 | 0 | N | N
THREADED FASTENERS INC. | TF1090 | Y | THREADED FASTENERS INC. , TF1090 |  |  | 1.47 | 2001-12-18 10:11 | John | 50 | 0 | N | N
THREADED FASTENERS INC. | TF1090 | Y | THREADED FASTENERS INC. , TF1090 |  |  | 1.48 | 2001-12-18 10:11 | John | 50 | 0 | N | N
THREADED FASTENERS INC. | TF1090 | Y | THREADED FASTENERS INC. , TF1090 |  |  | 1.9 | 2001-12-18 10:11 | John | 50 | 0 | N | N
THREADED FASTENERS INC. | TF1090 | Y | THREADED FASTENERS INC. , TF1090 |  |  | 2.06 | 2001-12-18 10:11 | John | 50 | 0 | N | N
THREADED FASTENERS INC. | TF1090 | Y | THREADED FASTENERS INC. , TF1090 |  |  | 2.17 | 2001-12-18 10:11 | John | 50 | 0 | N | N
THREADED FASTENERS INC. | TF1090 | Y | THREADED FASTENERS INC. , TF1090 |  |  | 2.23 | 2001-12-18 10:11 | John | 50 | 0 | N | N
THREADED FASTENERS INC. | TF1090 | Y | THREADED FASTENERS INC. , TF1090 |  |  | 2.28 | 2001-12-18 10:11 | John | 50 | 0 | N | N
THREADED FASTENERS INC. | TF1090 | Y | THREADED FASTENERS INC. , TF1090 |  |  | 2.59 | 2001-12-18 10:11 | John | 50 | 0 | N | N
THREADED FASTENERS INC. | TF1090 | Y | THREADED FASTENERS INC. , TF1090 |  |  | 2.68 | 2001-12-18 10:11 | John | 50 | 0 | N | N
UTILITIES SERVICE | 5489A | Y | UTILITIES SERVICE , 5489A | JEA GENERATION | CSC Stores | 1.07 | 2001-12-18 10:11 | John | 50 | 0 | N | N
UTILITIES SERVICE | 5489A | Y | UTILITIES SERVICE , 5489A |  |  | 1.09 | 2001-12-18 10:11 | John | 50 | 0 | N | N
UTILITIES SERVICE | 5489A | Y | UTILITIES SERVICE , 5489A |  |  | 1.11 | 2001-12-18 10:11 | John | 50 | 0 | N | N
UTILITIES SERVICE | 5489A | Y | UTILITIES SERVICE , 5489A |  |  | 1.17 | 2001-12-18 10:11 | John | 50 | 0 | N | N
UTILITIES SERVICE | 5489A | Y | UTILITIES SERVICE , 5489A |  |  | 1.24 | 2001-12-18 10:11 | John | 50 | 0 | N | N
UTILITIES SERVICE | 5489A | Y | UTILITIES SERVICE , 5489A |  |  | 1.47 | 2001-12-18 10:11 | John | 50 | 0 | N | N
UTILITIES SERVICE | 5489A | Y | UTILITIES SERVICE , 5489A |  |  | 1.48 | 2001-12-18 10:11 | John | 50 | 0 | N | N
UTILITIES SERVICE | 5489A | Y | UTILITIES SERVICE , 5489A |  |  | 1.9 | 2001-12-18 10:11 | John | 50 | 0 | N | N
UTILITIES SERVICE | 5489A | Y | UTILITIES SERVICE , 5489A |  |  | 2.06 | 2001-12-18 10:11 | John | 50 | 0 | N | N
UTILITIES SERVICE | 5489A | Y | UTILITIES SERVICE , 5489A |  |  | 2.17 | 2001-12-18 10:11 | John | 50 | 0 | N | N
UTILITIES SERVICE | 5489A | Y | UTILITIES SERVICE , 5489A |  |  | 2.23 | 2001-12-18 10:11 | John | 50 | 0 | N | N
UTILITIES SERVICE | 5489A | Y | UTILITIES SERVICE , 5489A |  |  | 2.28 | 2001-12-18 10:11 | John | 50 | 0 | N | N
UTILITIES SERVICE | 5489A | Y | UTILITIES SERVICE , 5489A |  |  | 2.59 | 2001-12-18 10:11 | John | 50 | 0 | N | N
UTILITIES SERVICE | 5489A | Y | UTILITIES SERVICE , 5489A |  |  | 2.68 | 2001-12-18 10:11 | John | 50 | 0 | N | N
ALLIED BOLT, INC. | 1192 | Y | ALLIED BOLT, INC. , 1192 | JEA GENERATION | CSC Stores | 0.14 | 2001-12-18 10:13 | John | 750 | 0 | N | N
ALLIED BOLT, INC. | 1192 | Y | ALLIED BOLT, INC. , 1192 |  |  | 0.22 | 2001-12-18 10:13 | John | 750 | 0 | N | N
ALLIED BOLT, INC. | 1192 | Y | ALLIED BOLT, INC. , 1192 |  |  | 0.32 | 2001-12-18 10:13 | John | 750 | 0 | N | N
CHANCE | C205-0186 | Y | CHANCE , C205-0186 | JEA GENERATION | CSC Stores | 0.14 | 2001-12-18 10:13 | John | 750 | 0 | N | N
CHANCE | C205-0186 | Y | CHANCE , C205-0186 |  |  | 0.22 | 2001-12-18 10:13 | John | 750 | 0 | N | N
CHANCE | C205-0186 | Y | CHANCE , C205-0186 |  |  | 0.32 | 2001-12-18 10:13 | John | 750 | 0 | N | N
ELECTRICAL MATERIALS CO. | MW58 | Y | ELECTRICAL MATERIALS CO. , MW58 | JEA GENERATION | CSC Stores | 0.14 | 2001-12-18 10:13 | John | 750 | 0 | N | N
ELECTRICAL MATERIALS CO. | MW58 | Y | ELECTRICAL MATERIALS CO. , MW58 |  |  | 0.22 | 2001-12-18 10:13 | John | 750 | 0 | N | N
ELECTRICAL MATERIALS CO. | MW58 | Y | ELECTRICAL MATERIALS CO. , MW58 |  |  | 0.32 | 2001-12-18 10:13 | John | 750 | 0 | N | N
LINE HARDWARE MFG. CO. | DLW58XHD | Y | LINE HARDWARE MFG. CO. , DLW58XHD | JEA GENERATION | CSC Stores | 0.14 | 2001-12-18 10:13 | John | 750 | 0 | N | N
LINE HARDWARE MFG. CO. | DLW58XHD | Y | LINE HARDWARE MFG. CO. , DLW58XHD |  |  | 0.22 | 2001-12-18 10:13 | John | 750 | 0 | N | N
LINE HARDWARE MFG. CO. | DLW58XHD | Y | LINE HARDWARE MFG. CO. , DLW58XHD |  |  | 0.32 | 2001-12-18 10:13 | John | 750 | 0 | N | N
MACLEAN POWER SYSTEMS | J177 | Y | MACLEAN POWER SYSTEMS , J177 | JEA GENERATION | CSC Stores | 0.14 | 2001-12-18 10:13 | John | 750 | 0 | N | N
MACLEAN POWER SYSTEMS | J177 | Y | MACLEAN POWER SYSTEMS , J177 |  |  | 0.22 | 2001-12-18 10:13 | John | 750 | 0 | N | N
MACLEAN POWER SYSTEMS | J177 | Y | MACLEAN POWER SYSTEMS , J177 |  |  | 0.32 | 2001-12-18 10:13 | John | 750 | 0 | N | N
ALLIED BOLT, INC. | 1193 | Y | ALLIED BOLT, INC. , 1193 | JEA OVERHEAD DISTRIBUTION | CSC Stores | 0.2 | 2001-12-18 10:13 | Anjanece | 500 | 21000 | #VALUE! | #VALUE!
ALLIED BOLT, INC. | 1193 | Y | ALLIED BOLT, INC. , 1193 |  |  | 0.21 | 2001-12-18 10:13 | Anjanece | 500 | 21000 | #VALUE! | #VALUE!
ALLIED BOLT, INC. | 1193 | Y | ALLIED BOLT, INC. , 1193 |  |  | 0.22 | 2001-12-18 10:13 | Anjanece | 500 | 21000 | #VALUE! | #VALUE!
ALLIED BOLT, INC. | 1193 | Y | ALLIED BOLT, INC. , 1193 |  |  | 0.24 | 2001-12-18 10:13 | Anjanece | 500 | 21000 | #VALUE! | #VALUE!
ALLIED BOLT, INC. | 1193 | Y | ALLIED BOLT, INC. , 1193 |  |  | 0.27 | 2001-12-18 10:13 | Anjanece | 500 | 21000 | #VALUE! | #VALUE!
ALLIED BOLT, INC. | 1193 | Y | ALLIED BOLT, INC. , 1193 |  |  | 0.28 | 2001-12-18 10:13 | Anjanece | 500 | 21000 | #VALUE! | #VALUE!
ALLIED BOLT, INC. | 1193 | Y | ALLIED BOLT, INC. , 1193 |  |  | 0.29 | 2001-12-18 10:13 | Anjanece | 500 | 21000 | #VALUE! | #VALUE!
ALLIED BOLT, INC. | 1193 | Y | ALLIED BOLT, INC. , 1193 |  |  | 0.3 | 2001-12-18 10:13 | Anjanece | 500 | 21000 | #VALUE! | #VALUE!
ALLIED BOLT, INC. | 1193 | Y | ALLIED BOLT, INC. , 1193 |  |  | 0.31 | 2001-12-18 10:13 | Anjanece | 500 | 21000 | #VALUE! | #VALUE!
ALLIED BOLT, INC. | 1193 | Y | ALLIED BOLT, INC. , 1193 |  |  | 0.32 | 2001-12-18 10:13 | Anjanece | 500 | 21000 | #VALUE! | #VALUE!
ALLIED BOLT, INC. | 1193 | Y | ALLIED BOLT, INC. , 1193 |  |  | 0.33 | 2001-12-18 10:13 | Anjanece | 500 | 21000 | #VALUE! | #VALUE!
ALLIED BOLT, INC. | 1193 | Y | ALLIED BOLT, INC. , 1193 |  |  | 0.34 | 2001-12-18 10:13 | Anjanece | 500 | 21000 | #VALUE! | #VALUE!
ALLIED BOLT, INC. | 1193 | Y | ALLIED BOLT, INC. , 1193 |  |  | 0.35 | 2001-12-18 10:13 | Anjanece | 500 | 21000 | #VALUE! | #VALUE!
ALLIED BOLT, INC. | 1193 | Y | ALLIED BOLT, INC. , 1193 |  |  | 0.36 | 2001-12-18 10:13 | Anjanece | 500 | 21000 | #VALUE! | #VALUE!
ALLIED BOLT, INC. | 1193 | Y | ALLIED BOLT, INC. , 1193 |  |  | 0.56 | 2001-12-18 10:13 | Anjanece | 500 | 21000 | #VALUE! | #VALUE!
ALLIED BOLT, INC. | 1193 | Y | ALLIED BOLT, INC. , 1193 |  | Storm Stores | 0 | 2018-04-16 10:36 | Anjanece | 500 | 21000 | #VALUE! | #VALUE!
ALLIED BOLT, INC. | 1193 | Y | ALLIED BOLT, INC. , 1193 |  |  | 0.32 | 2018-04-16 10:36 | Anjanece | 500 | 21000 | #VALUE! | #VALUE!
CHANCE | C205-0187 | Y | CHANCE , C205-0187 | JEA OVERHEAD DISTRIBUTION | CSC Stores | 0.2 | 2001-12-18 10:13 | Anjanece | 500 | 21000 | #VALUE! | #VALUE!
CHANCE | C205-0187 | Y | CHANCE , C205-0187 |  |  | 0.21 | 2001-12-18 10:13 | Anjanece | 500 | 21000 | #VALUE! | #VALUE!
CHANCE | C205-0187 | Y | CHANCE , C205-0187 |  |  | 0.22 | 2001-12-18 10:13 | Anjanece | 500 | 21000 | #VALUE! | #VALUE!
CHANCE | C205-0187 | Y | CHANCE , C205-0187 |  |  | 0.24 | 2001-12-18 10:13 | Anjanece | 500 | 21000 | #VALUE! | #VALUE!
CHANCE | C205-0187 | Y | CHANCE , C205-0187 |  |  | 0.27 | 2001-12-18 10:13 | Anjanece | 500 | 21000 | #VALUE! | #VALUE!
CHANCE | C205-0187 | Y | CHANCE , C205-0187 |  |  | 0.28 | 2001-12-18 10:13 | Anjanece | 500 | 21000 | #VALUE! | #VALUE!
CHANCE | C205-0187 | Y | CHANCE , C205-0187 |  |  | 0.29 | 2001-12-18 10:13 | Anjanece | 500 | 21000 | #VALUE! | #VALUE!
CHANCE | C205-0187 | Y | CHANCE , C205-0187 |  |  | 0.3 | 2001-12-18 10:13 | Anjanece | 500 | 21000 | #VALUE! | #VALUE!
CHANCE | C205-0187 | Y | CHANCE , C205-0187 |  |  | 0.31 | 2001-12-18 10:13 | Anjanece | 500 | 21000 | #VALUE! | #VALUE!
CHANCE | C205-0187 | Y | CHANCE , C205-0187 |  |  | 0.32 | 2001-12-18 10:13 | Anjanece | 500 | 21000 | #VALUE! | #VALUE!
CHANCE | C205-0187 | Y | CHANCE , C205-0187 |  |  | 0.33 | 2001-12-18 10:13 | Anjanece | 500 | 21000 | #VALUE! | #VALUE!
CHANCE | C205-0187 | Y | CHANCE , C205-0187 |  |  | 0.34 | 2001-12-18 10:13 | Anjanece | 500 | 21000 | #VALUE! | #VALUE!
CHANCE | C205-0187 | Y | CHANCE , C205-0187 |  |  | 0.35 | 2001-12-18 10:13 | Anjanece | 500 | 21000 | #VALUE! | #VALUE!
CHANCE | C205-0187 | Y | CHANCE , C205-0187 |  |  | 0.36 | 2001-12-18 10:13 | Anjanece | 500 | 21000 | #VALUE! | #VALUE!
CHANCE | C205-0187 | Y | CHANCE , C205-0187 |  |  | 0.56 | 2001-12-18 10:13 | Anjanece | 500 | 21000 | #VALUE! | #VALUE!
CHANCE | C205-0187 | Y | CHANCE , C205-0187 |  | Storm Stores | 0 | 2018-04-16 10:36 | Anjanece | 500 | 21000 | #VALUE! | #VALUE!
CHANCE | C205-0187 | Y | CHANCE , C205-0187 |  |  | 0.32 | 2018-04-16 10:36 | Anjanece | 500 | 21000 | #VALUE! | #VALUE!
ELECTRICAL MATERIALS CO. | MW34 | Y | ELECTRICAL MATERIALS CO. , MW34 | JEA OVERHEAD DISTRIBUTION | CSC Stores | 0.2 | 2001-12-18 10:13 | Anjanece | 500 | 21000 | #VALUE! | #VALUE!
ELECTRICAL MATERIALS CO. | MW34 | Y | ELECTRICAL MATERIALS CO. , MW34 |  |  | 0.21 | 2001-12-18 10:13 | Anjanece | 500 | 21000 | #VALUE! | #VALUE!
ELECTRICAL MATERIALS CO. | MW34 | Y | ELECTRICAL MATERIALS CO. , MW34 |  |  | 0.22 | 2001-12-18 10:13 | Anjanece | 500 | 21000 | #VALUE! | #VALUE!
ELECTRICAL MATERIALS CO. | MW34 | Y | ELECTRICAL MATERIALS CO. , MW34 |  |  | 0.24 | 2001-12-18 10:13 | Anjanece | 500 | 21000 | #VALUE! | #VALUE!
ELECTRICAL MATERIALS CO. | MW34 | Y | ELECTRICAL MATERIALS CO. , MW34 |  |  | 0.27 | 2001-12-18 10:13 | Anjanece | 500 | 21000 | #VALUE! | #VALUE!
ELECTRICAL MATERIALS CO. | MW34 | Y | ELECTRICAL MATERIALS CO. , MW34 |  |  | 0.28 | 2001-12-18 10:13 | Anjanece | 500 | 21000 | #VALUE! | #VALUE!
ELECTRICAL MATERIALS CO. | MW34 | Y | ELECTRICAL MATERIALS CO. , MW34 |  |  | 0.29 | 2001-12-18 10:13 | Anjanece | 500 | 21000 | #VALUE! | #VALUE!
ELECTRICAL MATERIALS CO. | MW34 | Y | ELECTRICAL MATERIALS CO. , MW34 |  |  | 0.3 | 2001-12-18 10:13 | Anjanece | 500 | 21000 | #VALUE! | #VALUE!
ELECTRICAL MATERIALS CO. | MW34 | Y | ELECTRICAL MATERIALS CO. , MW34 |  |  | 0.31 | 2001-12-18 10:13 | Anjanece | 500 | 21000 | #VALUE! | #VALUE!
ELECTRICAL MATERIALS CO. | MW34 | Y | ELECTRICAL MATERIALS CO. , MW34 |  |  | 0.32 | 2001-12-18 10:13 | Anjanece | 500 | 21000 | #VALUE! | #VALUE!
ELECTRICAL MATERIALS CO. | MW34 | Y | ELECTRICAL MATERIALS CO. , MW34 |  |  | 0.33 | 2001-12-18 10:13 | Anjanece | 500 | 21000 | #VALUE! | #VALUE!
ELECTRICAL MATERIALS CO. | MW34 | Y | ELECTRICAL MATERIALS CO. , MW34 |  |  | 0.34 | 2001-12-18 10:13 | Anjanece | 500 | 21000 | #VALUE! | #VALUE!
ELECTRICAL MATERIALS CO. | MW34 | Y | ELECTRICAL MATERIALS CO. , MW34 |  |  | 0.35 | 2001-12-18 10:13 | Anjanece | 500 | 21000 | #VALUE! | #VALUE!
ELECTRICAL MATERIALS CO. | MW34 | Y | ELECTRICAL MATERIALS CO. , MW34 |  |  | 0.36 | 2001-12-18 10:13 | Anjanece | 500 | 21000 | #VALUE! | #VALUE!
ELECTRICAL MATERIALS CO. | MW34 | Y | ELECTRICAL MATERIALS CO. , MW34 |  |  | 0.56 | 2001-12-18 10:13 | Anjanece | 500 | 21000 | #VALUE! | #VALUE!
ELECTRICAL MATERIALS CO. | MW34 | Y | ELECTRICAL MATERIALS CO. , MW34 |  | Storm Stores | 0 | 2018-04-16 10:36 | Anjanece | 500 | 21000 | #VALUE! | #VALUE!
ELECTRICAL MATERIALS CO. | MW34 | Y | ELECTRICAL MATERIALS CO. , MW34 |  |  | 0.32 | 2018-04-16 10:36 | Anjanece | 500 | 21000 | #VALUE! | #VALUE!
JOSLYN HI-VOLTAGE CORP. | J178 | Y | JOSLYN HI-VOLTAGE CORP. , J178 | JEA OVERHEAD DISTRIBUTION | CSC Stores | 0.2 | 2001-12-18 10:13 | Anjanece | 500 | 21000 | #VALUE! | #VALUE!
JOSLYN HI-VOLTAGE CORP. | J178 | Y | JOSLYN HI-VOLTAGE CORP. , J178 |  |  | 0.21 | 2001-12-18 10:13 | Anjanece | 500 | 21000 | #VALUE! | #VALUE!
JOSLYN HI-VOLTAGE CORP. | J178 | Y | JOSLYN HI-VOLTAGE CORP. , J178 |  |  | 0.22 | 2001-12-18 10:13 | Anjanece | 500 | 21000 | #VALUE! | #VALUE!
JOSLYN HI-VOLTAGE CORP. | J178 | Y | JOSLYN HI-VOLTAGE CORP. , J178 |  |  | 0.24 | 2001-12-18 10:13 | Anjanece | 500 | 21000 | #VALUE! | #VALUE!
JOSLYN HI-VOLTAGE CORP. | J178 | Y | JOSLYN HI-VOLTAGE CORP. , J178 |  |  | 0.27 | 2001-12-18 10:13 | Anjanece | 500 | 21000 | #VALUE! | #VALUE!
JOSLYN HI-VOLTAGE CORP. | J178 | Y | JOSLYN HI-VOLTAGE CORP. , J178 |  |  | 0.28 | 2001-12-18 10:13 | Anjanece | 500 | 21000 | #VALUE! | #VALUE!
JOSLYN HI-VOLTAGE CORP. | J178 | Y | JOSLYN HI-VOLTAGE CORP. , J178 |  |  | 0.29 | 2001-12-18 10:13 | Anjanece | 500 | 21000 | #VALUE! | #VALUE!
JOSLYN HI-VOLTAGE CORP. | J178 | Y | JOSLYN HI-VOLTAGE CORP. , J178 |  |  | 0.3 | 2001-12-18 10:13 | Anjanece | 500 | 21000 | #VALUE! | #VALUE!
JOSLYN HI-VOLTAGE CORP. | J178 | Y | JOSLYN HI-VOLTAGE CORP. , J178 |  |  | 0.31 | 2001-12-18 10:13 | Anjanece | 500 | 21000 | #VALUE! | #VALUE!
JOSLYN HI-VOLTAGE CORP. | J178 | Y | JOSLYN HI-VOLTAGE CORP. , J178 |  |  | 0.32 | 2001-12-18 10:13 | Anjanece | 500 | 21000 | #VALUE! | #VALUE!
JOSLYN HI-VOLTAGE CORP. | J178 | Y | JOSLYN HI-VOLTAGE CORP. , J178 |  |  | 0.33 | 2001-12-18 10:13 | Anjanece | 500 | 21000 | #VALUE! | #VALUE!
JOSLYN HI-VOLTAGE CORP. | J178 | Y | JOSLYN HI-VOLTAGE CORP. , J178 |  |  | 0.34 | 2001-12-18 10:13 | Anjanece | 500 | 21000 | #VALUE! | #VALUE!
JOSLYN HI-VOLTAGE CORP. | J178 | Y | JOSLYN HI-VOLTAGE CORP. , J178 |  |  | 0.35 | 2001-12-18 10:13 | Anjanece | 500 | 21000 | #VALUE! | #VALUE!
JOSLYN HI-VOLTAGE CORP. | J178 | Y | JOSLYN HI-VOLTAGE CORP. , J178 |  |  | 0.36 | 2001-12-18 10:13 | Anjanece | 500 | 21000 | #VALUE! | #VALUE!
JOSLYN HI-VOLTAGE CORP. | J178 | Y | JOSLYN HI-VOLTAGE CORP. , J178 |  |  | 0.56 | 2001-12-18 10:13 | Anjanece | 500 | 21000 | #VALUE! | #VALUE!
JOSLYN HI-VOLTAGE CORP. | J178 | Y | JOSLYN HI-VOLTAGE CORP. , J178 |  | Storm Stores | 0 | 2018-04-16 10:36 | Anjanece | 500 | 21000 | #VALUE! | #VALUE!
JOSLYN HI-VOLTAGE CORP. | J178 | Y | JOSLYN HI-VOLTAGE CORP. , J178 |  |  | 0.32 | 2018-04-16 10:36 | Anjanece | 500 | 21000 | #VALUE! | #VALUE!
LINE HARDWARE MFG. CO. | DLW34XHD | Y | LINE HARDWARE MFG. CO. , DLW34XHD | JEA OVERHEAD DISTRIBUTION | CSC Stores | 0.2 | 2001-12-18 10:13 | Anjanece | 500 | 21000 | #VALUE! | #VALUE!
LINE HARDWARE MFG. CO. | DLW34XHD | Y | LINE HARDWARE MFG. CO. , DLW34XHD |  |  | 0.21 | 2001-12-18 10:13 | Anjanece | 500 | 21000 | #VALUE! | #VALUE!
LINE HARDWARE MFG. CO. | DLW34XHD | Y | LINE HARDWARE MFG. CO. , DLW34XHD |  |  | 0.22 | 2001-12-18 10:13 | Anjanece | 500 | 21000 | #VALUE! | #VALUE!
LINE HARDWARE MFG. CO. | DLW34XHD | Y | LINE HARDWARE MFG. CO. , DLW34XHD |  |  | 0.24 | 2001-12-18 10:13 | Anjanece | 500 | 21000 | #VALUE! | #VALUE!
LINE HARDWARE MFG. CO. | DLW34XHD | Y | LINE HARDWARE MFG. CO. , DLW34XHD |  |  | 0.27 | 2001-12-18 10:13 | Anjanece | 500 | 21000 | #VALUE! | #VALUE!
LINE HARDWARE MFG. CO. | DLW34XHD | Y | LINE HARDWARE MFG. CO. , DLW34XHD |  |  | 0.28 | 2001-12-18 10:13 | Anjanece | 500 | 21000 | #VALUE! | #VALUE!
LINE HARDWARE MFG. CO. | DLW34XHD | Y | LINE HARDWARE MFG. CO. , DLW34XHD |  |  | 0.29 | 2001-12-18 10:13 | Anjanece | 500 | 21000 | #VALUE! | #VALUE!
LINE HARDWARE MFG. CO. | DLW34XHD | Y | LINE HARDWARE MFG. CO. , DLW34XHD |  |  | 0.3 | 2001-12-18 10:13 | Anjanece | 500 | 21000 | #VALUE! | #VALUE!
LINE HARDWARE MFG. CO. | DLW34XHD | Y | LINE HARDWARE MFG. CO. , DLW34XHD |  |  | 0.31 | 2001-12-18 10:13 | Anjanece | 500 | 21000 | #VALUE! | #VALUE!
LINE HARDWARE MFG. CO. | DLW34XHD | Y | LINE HARDWARE MFG. CO. , DLW34XHD |  |  | 0.32 | 2001-12-18 10:13 | Anjanece | 500 | 21000 | #VALUE! | #VALUE!
LINE HARDWARE MFG. CO. | DLW34XHD | Y | LINE HARDWARE MFG. CO. , DLW34XHD |  |  | 0.33 | 2001-12-18 10:13 | Anjanece | 500 | 21000 | #VALUE! | #VALUE!
LINE HARDWARE MFG. CO. | DLW34XHD | Y | LINE HARDWARE MFG. CO. , DLW34XHD |  |  | 0.34 | 2001-12-18 10:13 | Anjanece | 500 | 21000 | #VALUE! | #VALUE!
LINE HARDWARE MFG. CO. | DLW34XHD | Y | LINE HARDWARE MFG. CO. , DLW34XHD |  |  | 0.35 | 2001-12-18 10:13 | Anjanece | 500 | 21000 | #VALUE! | #VALUE!
LINE HARDWARE MFG. CO. | DLW34XHD | Y | LINE HARDWARE MFG. CO. , DLW34XHD |  |  | 0.36 | 2001-12-18 10:13 | Anjanece | 500 | 21000 | #VALUE! | #VALUE!
LINE HARDWARE MFG. CO. | DLW34XHD | Y | LINE HARDWARE MFG. CO. , DLW34XHD |  |  | 0.56 | 2001-12-18 10:13 | Anjanece | 500 | 21000 | #VALUE! | #VALUE!
LINE HARDWARE MFG. CO. | DLW34XHD | Y | LINE HARDWARE MFG. CO. , DLW34XHD |  | Storm Stores | 0 | 2018-04-16 10:36 | Anjanece | 500 | 21000 | #VALUE! | #VALUE!
LINE HARDWARE MFG. CO. | DLW34XHD | Y | LINE HARDWARE MFG. CO. , DLW34XHD |  |  | 0.32 | 2018-04-16 10:36 | Anjanece | 500 | 21000 | #VALUE! | #VALUE!
THREADED FASTENERS INC. | TF6910 | Y | THREADED FASTENERS INC. , TF6910 | JEA OVERHEAD DISTRIBUTION | CSC Stores | 0.2 | 2001-12-18 10:13 | Anjanece | 500 | 21000 | #VALUE! | #VALUE!
THREADED FASTENERS INC. | TF6910 | Y | THREADED FASTENERS INC. , TF6910 |  |  | 0.21 | 2001-12-18 10:13 | Anjanece | 500 | 21000 | #VALUE! | #VALUE!
THREADED FASTENERS INC. | TF6910 | Y | THREADED FASTENERS INC. , TF6910 |  |  | 0.22 | 2001-12-18 10:13 | Anjanece | 500 | 21000 | #VALUE! | #VALUE!
THREADED FASTENERS INC. | TF6910 | Y | THREADED FASTENERS INC. , TF6910 |  |  | 0.24 | 2001-12-18 10:13 | Anjanece | 500 | 21000 | #VALUE! | #VALUE!
THREADED FASTENERS INC. | TF6910 | Y | THREADED FASTENERS INC. , TF6910 |  |  | 0.27 | 2001-12-18 10:13 | Anjanece | 500 | 21000 | #VALUE! | #VALUE!
THREADED FASTENERS INC. | TF6910 | Y | THREADED FASTENERS INC. , TF6910 |  |  | 0.28 | 2001-12-18 10:13 | Anjanece | 500 | 21000 | #VALUE! | #VALUE!
THREADED FASTENERS INC. | TF6910 | Y | THREADED FASTENERS INC. , TF6910 |  |  | 0.29 | 2001-12-18 10:13 | Anjanece | 500 | 21000 | #VALUE! | #VALUE!
THREADED FASTENERS INC. | TF6910 | Y | THREADED FASTENERS INC. , TF6910 |  |  | 0.3 | 2001-12-18 10:13 | Anjanece | 500 | 21000 | #VALUE! | #VALUE!
THREADED FASTENERS INC. | TF6910 | Y | THREADED FASTENERS INC. , TF6910 |  |  | 0.31 | 2001-12-18 10:13 | Anjanece | 500 | 21000 | #VALUE! | #VALUE!
THREADED FASTENERS INC. | TF6910 | Y | THREADED FASTENERS INC. , TF6910 |  |  | 0.32 | 2001-12-18 10:13 | Anjanece | 500 | 21000 | #VALUE! | #VALUE!
THREADED FASTENERS INC. | TF6910 | Y | THREADED FASTENERS INC. , TF6910 |  |  | 0.33 | 2001-12-18 10:13 | Anjanece | 500 | 21000 | #VALUE! | #VALUE!
THREADED FASTENERS INC. | TF6910 | Y | THREADED FASTENERS INC. , TF6910 |  |  | 0.34 | 2001-12-18 10:13 | Anjanece | 500 | 21000 | #VALUE! | #VALUE!
THREADED FASTENERS INC. | TF6910 | Y | THREADED FASTENERS INC. , TF6910 |  |  | 0.35 | 2001-12-18 10:13 | Anjanece | 500 | 21000 | #VALUE! | #VALUE!
THREADED FASTENERS INC. | TF6910 | Y | THREADED FASTENERS INC. , TF6910 |  |  | 0.36 | 2001-12-18 10:13 | Anjanece | 500 | 21000 | #VALUE! | #VALUE!
THREADED FASTENERS INC. | TF6910 | Y | THREADED FASTENERS INC. , TF6910 |  |  | 0.56 | 2001-12-18 10:13 | Anjanece | 500 | 21000 | #VALUE! | #VALUE!
THREADED FASTENERS INC. | TF6910 | Y | THREADED FASTENERS INC. , TF6910 |  | Storm Stores | 0 | 2018-04-16 10:36 | Anjanece | 500 | 21000 | #VALUE! | #VALUE!
THREADED FASTENERS INC. | TF6910 | Y | THREADED FASTENERS INC. , TF6910 |  |  | 0.32 | 2018-04-16 10:36 | Anjanece | 500 | 21000 | #VALUE! | #VALUE!
UTILITIES SERVICE | 4398 | Y | UTILITIES SERVICE , 4398 | JEA OVERHEAD DISTRIBUTION | CSC Stores | 0.2 | 2001-12-18 10:13 | Anjanece | 500 | 21000 | #VALUE! | #VALUE!
UTILITIES SERVICE | 4398 | Y | UTILITIES SERVICE , 4398 |  |  | 0.21 | 2001-12-18 10:13 | Anjanece | 500 | 21000 | #VALUE! | #VALUE!
UTILITIES SERVICE | 4398 | Y | UTILITIES SERVICE , 4398 |  |  | 0.22 | 2001-12-18 10:13 | Anjanece | 500 | 21000 | #VALUE! | #VALUE!
UTILITIES SERVICE | 4398 | Y | UTILITIES SERVICE , 4398 |  |  | 0.24 | 2001-12-18 10:13 | Anjanece | 500 | 21000 | #VALUE! | #VALUE!
UTILITIES SERVICE | 4398 | Y | UTILITIES SERVICE , 4398 |  |  | 0.27 | 2001-12-18 10:13 | Anjanece | 500 | 21000 | #VALUE! | #VALUE!
UTILITIES SERVICE | 4398 | Y | UTILITIES SERVICE , 4398 |  |  | 0.28 | 2001-12-18 10:13 | Anjanece | 500 | 21000 | #VALUE! | #VALUE!
UTILITIES SERVICE | 4398 | Y | UTILITIES SERVICE , 4398 |  |  | 0.29 | 2001-12-18 10:13 | Anjanece | 500 | 21000 | #VALUE! | #VALUE!
UTILITIES SERVICE | 4398 | Y | UTILITIES SERVICE , 4398 |  |  | 0.3 | 2001-12-18 10:13 | Anjanece | 500 | 21000 | #VALUE! | #VALUE!
UTILITIES SERVICE | 4398 | Y | UTILITIES SERVICE , 4398 |  |  | 0.31 | 2001-12-18 10:13 | Anjanece | 500 | 21000 | #VALUE! | #VALUE!
UTILITIES SERVICE | 4398 | Y | UTILITIES SERVICE , 4398 |  |  | 0.32 | 2001-12-18 10:13 | Anjanece | 500 | 21000 | #VALUE! | #VALUE!
UTILITIES SERVICE | 4398 | Y | UTILITIES SERVICE , 4398 |  |  | 0.33 | 2001-12-18 10:13 | Anjanece | 500 | 21000 | #VALUE! | #VALUE!
UTILITIES SERVICE | 4398 | Y | UTILITIES SERVICE , 4398 |  |  | 0.34 | 2001-12-18 10:13 | Anjanece | 500 | 21000 | #VALUE! | #VALUE!
UTILITIES SERVICE | 4398 | Y | UTILITIES SERVICE , 4398 |  |  | 0.35 | 2001-12-18 10:13 | Anjanece | 500 | 21000 | #VALUE! | #VALUE!
UTILITIES SERVICE | 4398 | Y | UTILITIES SERVICE , 4398 |  |  | 0.36 | 2001-12-18 10:13 | Anjanece | 500 | 21000 | #VALUE! | #VALUE!
UTILITIES SERVICE | 4398 | Y | UTILITIES SERVICE , 4398 |  |  | 0.56 | 2001-12-18 10:13 | Anjanece | 500 | 21000 | #VALUE! | #VALUE!
UTILITIES SERVICE | 4398 | Y | UTILITIES SERVICE , 4398 |  | Storm Stores | 0 | 2018-04-16 10:36 | Anjanece | 500 | 21000 | #VALUE! | #VALUE!
UTILITIES SERVICE | 4398 | Y | UTILITIES SERVICE , 4398 |  |  | 0.32 | 2018-04-16 10:36 | Anjanece | 500 | 21000 | #VALUE! | #VALUE!
ALLIED BOLT, INC. | 7012 | Y | ALLIED BOLT, INC. , 7012 | JEA GENERATION | CSC Stores | 0.49 | 2001-12-18 10:14 | John | 250 | 0 | N | Y
ALLIED BOLT, INC. | 7012 | Y | ALLIED BOLT, INC. , 7012 |  |  | 0.78 | 2001-12-18 10:14 | John | 250 | 0 | N | Y
ALLIED BOLT, INC. | 7012 | Y | ALLIED BOLT, INC. , 7012 |  |  | 0.81 | 2001-12-18 10:14 | John | 250 | 0 | N | Y
ALLIED BOLT, INC. | 7012 | Y | ALLIED BOLT, INC. , 7012 |  |  | 0.84 | 2001-12-18 10:14 | John | 250 | 0 | N | Y
ALLIED BOLT, INC. | 7012 | Y | ALLIED BOLT, INC. , 7012 |  |  | 0.87 | 2001-12-18 10:14 | John | 250 | 0 | N | Y
ALLIED BOLT, INC. | 7012 | Y | ALLIED BOLT, INC. , 7012 |  |  | 0.94 | 2001-12-18 10:14 | John | 250 | 0 | N | Y
ALLIED BOLT, INC. | 7012 | Y | ALLIED BOLT, INC. , 7012 |  |  | 1.04 | 2001-12-18 10:14 | John | 250 | 0 | N | Y
ALLIED BOLT, INC. | 7012 | Y | ALLIED BOLT, INC. , 7012 |  |  | 1.1 | 2001-12-18 10:14 | John | 250 | 0 | N | Y
ALLIED BOLT, INC. | 7012 | Y | ALLIED BOLT, INC. , 7012 |  |  | 1.42 | 2001-12-18 10:14 | John | 250 | 0 | N | Y
ALLIED BOLT, INC. | 7012 | Y | ALLIED BOLT, INC. , 7012 |  |  | 1.54 | 2001-12-18 10:14 | John | 250 | 0 | N | Y
ALLIED BOLT, INC. | 7012 | Y | ALLIED BOLT, INC. , 7012 |  |  | 1.59 | 2001-12-18 10:14 | John | 250 | 0 | N | Y
ALLIED BOLT, INC. | 7012 | Y | ALLIED BOLT, INC. , 7012 |  |  | 1.79 | 2001-12-18 10:14 | John | 250 | 0 | N | Y
ALLIED BOLT, INC. | 7012 | Y | ALLIED BOLT, INC. , 7012 |  |  | 1.99 | 2001-12-18 10:14 | John | 250 | 0 | N | Y
ALLIED BOLT, INC. | 7012 | Y | ALLIED BOLT, INC. , 7012 |  | Storm Stores | 0 | 2018-06-26 15:13 | John | 250 | 0 | N | Y
ALLIED BOLT, INC. | 7012 | Y | ALLIED BOLT, INC. , 7012 |  |  | 1.13 | 2018-06-26 15:13 | John | 250 | 0 | N | Y
ALLIED BOLT, INC. | 7012 | Y | ALLIED BOLT, INC. , 7012 |  |  | 1.99 | 2018-06-26 15:13 | John | 250 | 0 | N | Y
CHANCE | 3539 | Y | CHANCE , 3539 | JEA GENERATION | CSC Stores | 0.49 | 2001-12-18 10:14 | John | 250 | 0 | N | Y
CHANCE | 3539 | Y | CHANCE , 3539 |  |  | 0.78 | 2001-12-18 10:14 | John | 250 | 0 | N | Y
CHANCE | 3539 | Y | CHANCE , 3539 |  |  | 0.81 | 2001-12-18 10:14 | John | 250 | 0 | N | Y
CHANCE | 3539 | Y | CHANCE , 3539 |  |  | 0.84 | 2001-12-18 10:14 | John | 250 | 0 | N | Y
CHANCE | 3539 | Y | CHANCE , 3539 |  |  | 0.87 | 2001-12-18 10:14 | John | 250 | 0 | N | Y
CHANCE | 3539 | Y | CHANCE , 3539 |  |  | 0.94 | 2001-12-18 10:14 | John | 250 | 0 | N | Y
CHANCE | 3539 | Y | CHANCE , 3539 |  |  | 1.04 | 2001-12-18 10:14 | John | 250 | 0 | N | Y
CHANCE | 3539 | Y | CHANCE , 3539 |  |  | 1.1 | 2001-12-18 10:14 | John | 250 | 0 | N | Y
CHANCE | 3539 | Y | CHANCE , 3539 |  |  | 1.42 | 2001-12-18 10:14 | John | 250 | 0 | N | Y
CHANCE | 3539 | Y | CHANCE , 3539 |  |  | 1.54 | 2001-12-18 10:14 | John | 250 | 0 | N | Y
CHANCE | 3539 | Y | CHANCE , 3539 |  |  | 1.59 | 2001-12-18 10:14 | John | 250 | 0 | N | Y
CHANCE | 3539 | Y | CHANCE , 3539 |  |  | 1.79 | 2001-12-18 10:14 | John | 250 | 0 | N | Y
CHANCE | 3539 | Y | CHANCE , 3539 |  |  | 1.99 | 2001-12-18 10:14 | John | 250 | 0 | N | Y
CHANCE | 3539 | Y | CHANCE , 3539 |  | Storm Stores | 0 | 2018-06-26 15:13 | John | 250 | 0 | N | Y
CHANCE | 3539 | Y | CHANCE , 3539 |  |  | 1.13 | 2018-06-26 15:13 | John | 250 | 0 | N | Y
CHANCE | 3539 | Y | CHANCE , 3539 |  |  | 1.99 | 2018-06-26 15:13 | John | 250 | 0 | N | Y
DIXIE ELECTRIC | D-3539 | Y | DIXIE ELECTRIC , D-3539 | JEA GENERATION | CSC Stores | 0.49 | 2001-12-18 10:14 | John | 250 | 0 | N | Y
DIXIE ELECTRIC | D-3539 | Y | DIXIE ELECTRIC , D-3539 |  |  | 0.78 | 2001-12-18 10:14 | John | 250 | 0 | N | Y
DIXIE ELECTRIC | D-3539 | Y | DIXIE ELECTRIC , D-3539 |  |  | 0.81 | 2001-12-18 10:14 | John | 250 | 0 | N | Y
DIXIE ELECTRIC | D-3539 | Y | DIXIE ELECTRIC , D-3539 |  |  | 0.84 | 2001-12-18 10:14 | John | 250 | 0 | N | Y
DIXIE ELECTRIC | D-3539 | Y | DIXIE ELECTRIC , D-3539 |  |  | 0.87 | 2001-12-18 10:14 | John | 250 | 0 | N | Y
DIXIE ELECTRIC | D-3539 | Y | DIXIE ELECTRIC , D-3539 |  |  | 0.94 | 2001-12-18 10:14 | John | 250 | 0 | N | Y
DIXIE ELECTRIC | D-3539 | Y | DIXIE ELECTRIC , D-3539 |  |  | 1.04 | 2001-12-18 10:14 | John | 250 | 0 | N | Y
DIXIE ELECTRIC | D-3539 | Y | DIXIE ELECTRIC , D-3539 |  |  | 1.1 | 2001-12-18 10:14 | John | 250 | 0 | N | Y
DIXIE ELECTRIC | D-3539 | Y | DIXIE ELECTRIC , D-3539 |  |  | 1.42 | 2001-12-18 10:14 | John | 250 | 0 | N | Y
DIXIE ELECTRIC | D-3539 | Y | DIXIE ELECTRIC , D-3539 |  |  | 1.54 | 2001-12-18 10:14 | John | 250 | 0 | N | Y
DIXIE ELECTRIC | D-3539 | Y | DIXIE ELECTRIC , D-3539 |  |  | 1.59 | 2001-12-18 10:14 | John | 250 | 0 | N | Y
DIXIE ELECTRIC | D-3539 | Y | DIXIE ELECTRIC , D-3539 |  |  | 1.79 | 2001-12-18 10:14 | John | 250 | 0 | N | Y
DIXIE ELECTRIC | D-3539 | Y | DIXIE ELECTRIC , D-3539 |  |  | 1.99 | 2001-12-18 10:14 | John | 250 | 0 | N | Y
DIXIE ELECTRIC | D-3539 | Y | DIXIE ELECTRIC , D-3539 |  | Storm Stores | 0 | 2018-06-26 15:13 | John | 250 | 0 | N | Y
DIXIE ELECTRIC | D-3539 | Y | DIXIE ELECTRIC , D-3539 |  |  | 1.13 | 2018-06-26 15:13 | John | 250 | 0 | N | Y
DIXIE ELECTRIC | D-3539 | Y | DIXIE ELECTRIC , D-3539 |  |  | 1.99 | 2018-06-26 15:13 | John | 250 | 0 | N | Y
JOSLYN HI-VOLTAGE CORP. | J3539 | Y | JOSLYN HI-VOLTAGE CORP. , J3539 | JEA GENERATION | CSC Stores | 0.49 | 2001-12-18 10:14 | John | 250 | 0 | N | Y
JOSLYN HI-VOLTAGE CORP. | J3539 | Y | JOSLYN HI-VOLTAGE CORP. , J3539 |  |  | 0.78 | 2001-12-18 10:14 | John | 250 | 0 | N | Y
JOSLYN HI-VOLTAGE CORP. | J3539 | Y | JOSLYN HI-VOLTAGE CORP. , J3539 |  |  | 0.81 | 2001-12-18 10:14 | John | 250 | 0 | N | Y
JOSLYN HI-VOLTAGE CORP. | J3539 | Y | JOSLYN HI-VOLTAGE CORP. , J3539 |  |  | 0.84 | 2001-12-18 10:14 | John | 250 | 0 | N | Y
JOSLYN HI-VOLTAGE CORP. | J3539 | Y | JOSLYN HI-VOLTAGE CORP. , J3539 |  |  | 0.87 | 2001-12-18 10:14 | John | 250 | 0 | N | Y
JOSLYN HI-VOLTAGE CORP. | J3539 | Y | JOSLYN HI-VOLTAGE CORP. , J3539 |  |  | 0.94 | 2001-12-18 10:14 | John | 250 | 0 | N | Y
JOSLYN HI-VOLTAGE CORP. | J3539 | Y | JOSLYN HI-VOLTAGE CORP. , J3539 |  |  | 1.04 | 2001-12-18 10:14 | John | 250 | 0 | N | Y
JOSLYN HI-VOLTAGE CORP. | J3539 | Y | JOSLYN HI-VOLTAGE CORP. , J3539 |  |  | 1.1 | 2001-12-18 10:14 | John | 250 | 0 | N | Y
JOSLYN HI-VOLTAGE CORP. | J3539 | Y | JOSLYN HI-VOLTAGE CORP. , J3539 |  |  | 1.42 | 2001-12-18 10:14 | John | 250 | 0 | N | Y
JOSLYN HI-VOLTAGE CORP. | J3539 | Y | JOSLYN HI-VOLTAGE CORP. , J3539 |  |  | 1.54 | 2001-12-18 10:14 | John | 250 | 0 | N | Y
JOSLYN HI-VOLTAGE CORP. | J3539 | Y | JOSLYN HI-VOLTAGE CORP. , J3539 |  |  | 1.59 | 2001-12-18 10:14 | John | 250 | 0 | N | Y
JOSLYN HI-VOLTAGE CORP. | J3539 | Y | JOSLYN HI-VOLTAGE CORP. , J3539 |  |  | 1.79 | 2001-12-18 10:14 | John | 250 | 0 | N | Y
JOSLYN HI-VOLTAGE CORP. | J3539 | Y | JOSLYN HI-VOLTAGE CORP. , J3539 |  |  | 1.99 | 2001-12-18 10:14 | John | 250 | 0 | N | Y
JOSLYN HI-VOLTAGE CORP. | J3539 | Y | JOSLYN HI-VOLTAGE CORP. , J3539 |  | Storm Stores | 0 | 2018-06-26 15:13 | John | 250 | 0 | N | Y
JOSLYN HI-VOLTAGE CORP. | J3539 | Y | JOSLYN HI-VOLTAGE CORP. , J3539 |  |  | 1.13 | 2018-06-26 15:13 | John | 250 | 0 | N | Y
JOSLYN HI-VOLTAGE CORP. | J3539 | Y | JOSLYN HI-VOLTAGE CORP. , J3539 |  |  | 1.99 | 2018-06-26 15:13 | John | 250 | 0 | N | Y
MC GRAW EDISON | DF17W2 | Y | MC GRAW EDISON , DF17W2 | JEA GENERATION | CSC Stores | 0.49 | 2001-12-18 10:14 | John | 250 | 0 | N | Y
MC GRAW EDISON | DF17W2 | Y | MC GRAW EDISON , DF17W2 |  |  | 0.78 | 2001-12-18 10:14 | John | 250 | 0 | N | Y
MC GRAW EDISON | DF17W2 | Y | MC GRAW EDISON , DF17W2 |  |  | 0.81 | 2001-12-18 10:14 | John | 250 | 0 | N | Y
MC GRAW EDISON | DF17W2 | Y | MC GRAW EDISON , DF17W2 |  |  | 0.84 | 2001-12-18 10:14 | John | 250 | 0 | N | Y
MC GRAW EDISON | DF17W2 | Y | MC GRAW EDISON , DF17W2 |  |  | 0.87 | 2001-12-18 10:14 | John | 250 | 0 | N | Y
MC GRAW EDISON | DF17W2 | Y | MC GRAW EDISON , DF17W2 |  |  | 0.94 | 2001-12-18 10:14 | John | 250 | 0 | N | Y
MC GRAW EDISON | DF17W2 | Y | MC GRAW EDISON , DF17W2 |  |  | 1.04 | 2001-12-18 10:14 | John | 250 | 0 | N | Y
MC GRAW EDISON | DF17W2 | Y | MC GRAW EDISON , DF17W2 |  |  | 1.1 | 2001-12-18 10:14 | John | 250 | 0 | N | Y
MC GRAW EDISON | DF17W2 | Y | MC GRAW EDISON , DF17W2 |  |  | 1.42 | 2001-12-18 10:14 | John | 250 | 0 | N | Y
MC GRAW EDISON | DF17W2 | Y | MC GRAW EDISON , DF17W2 |  |  | 1.54 | 2001-12-18 10:14 | John | 250 | 0 | N | Y
MC GRAW EDISON | DF17W2 | Y | MC GRAW EDISON , DF17W2 |  |  | 1.59 | 2001-12-18 10:14 | John | 250 | 0 | N | Y
MC GRAW EDISON | DF17W2 | Y | MC GRAW EDISON , DF17W2 |  |  | 1.79 | 2001-12-18 10:14 | John | 250 | 0 | N | Y
MC GRAW EDISON | DF17W2 | Y | MC GRAW EDISON , DF17W2 |  |  | 1.99 | 2001-12-18 10:14 | John | 250 | 0 | N | Y
MC GRAW EDISON | DF17W2 | Y | MC GRAW EDISON , DF17W2 |  | Storm Stores | 0 | 2018-06-26 15:13 | John | 250 | 0 | N | Y
MC GRAW EDISON | DF17W2 | Y | MC GRAW EDISON , DF17W2 |  |  | 1.13 | 2018-06-26 15:13 | John | 250 | 0 | N | Y
MC GRAW EDISON | DF17W2 | Y | MC GRAW EDISON , DF17W2 |  |  | 1.99 | 2018-06-26 15:13 | John | 250 | 0 | N | Y
THREADED FASTENERS INC. | TF3539 | Y | THREADED FASTENERS INC. , TF3539 | JEA GENERATION | CSC Stores | 0.49 | 2001-12-18 10:14 | John | 250 | 0 | N | Y
THREADED FASTENERS INC. | TF3539 | Y | THREADED FASTENERS INC. , TF3539 |  |  | 0.78 | 2001-12-18 10:14 | John | 250 | 0 | N | Y
THREADED FASTENERS INC. | TF3539 | Y | THREADED FASTENERS INC. , TF3539 |  |  | 0.81 | 2001-12-18 10:14 | John | 250 | 0 | N | Y
THREADED FASTENERS INC. | TF3539 | Y | THREADED FASTENERS INC. , TF3539 |  |  | 0.84 | 2001-12-18 10:14 | John | 250 | 0 | N | Y
THREADED FASTENERS INC. | TF3539 | Y | THREADED FASTENERS INC. , TF3539 |  |  | 0.87 | 2001-12-18 10:14 | John | 250 | 0 | N | Y
THREADED FASTENERS INC. | TF3539 | Y | THREADED FASTENERS INC. , TF3539 |  |  | 0.94 | 2001-12-18 10:14 | John | 250 | 0 | N | Y
THREADED FASTENERS INC. | TF3539 | Y | THREADED FASTENERS INC. , TF3539 |  |  | 1.04 | 2001-12-18 10:14 | John | 250 | 0 | N | Y
THREADED FASTENERS INC. | TF3539 | Y | THREADED FASTENERS INC. , TF3539 |  |  | 1.1 | 2001-12-18 10:14 | John | 250 | 0 | N | Y
THREADED FASTENERS INC. | TF3539 | Y | THREADED FASTENERS INC. , TF3539 |  |  | 1.42 | 2001-12-18 10:14 | John | 250 | 0 | N | Y
THREADED FASTENERS INC. | TF3539 | Y | THREADED FASTENERS INC. , TF3539 |  |  | 1.54 | 2001-12-18 10:14 | John | 250 | 0 | N | Y
THREADED FASTENERS INC. | TF3539 | Y | THREADED FASTENERS INC. , TF3539 |  |  | 1.59 | 2001-12-18 10:14 | John | 250 | 0 | N | Y
THREADED FASTENERS INC. | TF3539 | Y | THREADED FASTENERS INC. , TF3539 |  |  | 1.79 | 2001-12-18 10:14 | John | 250 | 0 | N | Y
THREADED FASTENERS INC. | TF3539 | Y | THREADED FASTENERS INC. , TF3539 |  |  | 1.99 | 2001-12-18 10:14 | John | 250 | 0 | N | Y
THREADED FASTENERS INC. | TF3539 | Y | THREADED FASTENERS INC. , TF3539 |  | Storm Stores | 0 | 2018-06-26 15:13 | John | 250 | 0 | N | Y
THREADED FASTENERS INC. | TF3539 | Y | THREADED FASTENERS INC. , TF3539 |  |  | 1.13 | 2018-06-26 15:13 | John | 250 | 0 | N | Y
THREADED FASTENERS INC. | TF3539 | Y | THREADED FASTENERS INC. , TF3539 |  |  | 1.99 | 2018-06-26 15:13 | John | 250 | 0 | N | Y
ALLIED BOLT, INC. | 7016 | Y | ALLIED BOLT, INC. , 7016 | JEA GENERATION | CSC Stores | 0.2 | 2001-12-18 10:15 | John | 1 | 0 | N | N
ALLIED BOLT, INC. | 7016 | Y | ALLIED BOLT, INC. , 7016 |  |  | 1.62 | 2001-12-18 10:15 | John | 1 | 0 | N | N
ALLIED BOLT, INC. | 7016 | Y | ALLIED BOLT, INC. , 7016 |  |  | 1.71 | 2001-12-18 10:15 | John | 1 | 0 | N | N
ALLIED BOLT, INC. | 7016 | Y | ALLIED BOLT, INC. , 7016 |  |  | 1.82 | 2001-12-18 10:15 | John | 1 | 0 | N | N
ALLIED BOLT, INC. | 7016 | Y | ALLIED BOLT, INC. , 7016 |  |  | 2.27 | 2001-12-18 10:15 | John | 1 | 0 | N | N
ALLIED BOLT, INC. | 7016 | Y | ALLIED BOLT, INC. , 7016 |  |  | 2.68 | 2001-12-18 10:15 | John | 1 | 0 | N | N
ALLIED BOLT, INC. | 7016 | Y | ALLIED BOLT, INC. , 7016 |  |  | 2.94 | 2001-12-18 10:15 | John | 1 | 0 | N | N
ALLIED BOLT, INC. | 7016 | Y | ALLIED BOLT, INC. , 7016 |  |  | 2.98 | 2001-12-18 10:15 | John | 1 | 0 | N | N
ALLIED BOLT, INC. | 7016 | Y | ALLIED BOLT, INC. , 7016 |  |  | 3.02 | 2001-12-18 10:15 | John | 1 | 0 | N | N
ALLIED BOLT, INC. | 7016 | Y | ALLIED BOLT, INC. , 7016 |  |  | 3.66 | 2001-12-18 10:15 | John | 1 | 0 | N | N
HUBBELL POWER SYSTEMS, INC. | C2050436 | Y | HUBBELL POWER SYSTEMS, INC. , C2050436 | JEA GENERATION | CSC Stores | 0.2 | 2001-12-18 10:15 | John | 1 | 0 | N | N
HUBBELL POWER SYSTEMS, INC. | C2050436 | Y | HUBBELL POWER SYSTEMS, INC. , C2050436 |  |  | 1.62 | 2001-12-18 10:15 | John | 1 | 0 | N | N
HUBBELL POWER SYSTEMS, INC. | C2050436 | Y | HUBBELL POWER SYSTEMS, INC. , C2050436 |  |  | 1.71 | 2001-12-18 10:15 | John | 1 | 0 | N | N
HUBBELL POWER SYSTEMS, INC. | C2050436 | Y | HUBBELL POWER SYSTEMS, INC. , C2050436 |  |  | 1.82 | 2001-12-18 10:15 | John | 1 | 0 | N | N
HUBBELL POWER SYSTEMS, INC. | C2050436 | Y | HUBBELL POWER SYSTEMS, INC. , C2050436 |  |  | 2.27 | 2001-12-18 10:15 | John | 1 | 0 | N | N
HUBBELL POWER SYSTEMS, INC. | C2050436 | Y | HUBBELL POWER SYSTEMS, INC. , C2050436 |  |  | 2.68 | 2001-12-18 10:15 | John | 1 | 0 | N | N
HUBBELL POWER SYSTEMS, INC. | C2050436 | Y | HUBBELL POWER SYSTEMS, INC. , C2050436 |  |  | 2.94 | 2001-12-18 10:15 | John | 1 | 0 | N | N
HUBBELL POWER SYSTEMS, INC. | C2050436 | Y | HUBBELL POWER SYSTEMS, INC. , C2050436 |  |  | 2.98 | 2001-12-18 10:15 | John | 1 | 0 | N | N
HUBBELL POWER SYSTEMS, INC. | C2050436 | Y | HUBBELL POWER SYSTEMS, INC. , C2050436 |  |  | 3.02 | 2001-12-18 10:15 | John | 1 | 0 | N | N
HUBBELL POWER SYSTEMS, INC. | C2050436 | Y | HUBBELL POWER SYSTEMS, INC. , C2050436 |  |  | 3.66 | 2001-12-18 10:15 | John | 1 | 0 | N | N
JOSLYN HI-VOLTAGE CORP. | J3542 | Y | JOSLYN HI-VOLTAGE CORP. , J3542 | JEA GENERATION | CSC Stores | 0.2 | 2001-12-18 10:15 | John | 1 | 0 | N | N
JOSLYN HI-VOLTAGE CORP. | J3542 | Y | JOSLYN HI-VOLTAGE CORP. , J3542 |  |  | 1.62 | 2001-12-18 10:15 | John | 1 | 0 | N | N
JOSLYN HI-VOLTAGE CORP. | J3542 | Y | JOSLYN HI-VOLTAGE CORP. , J3542 |  |  | 1.71 | 2001-12-18 10:15 | John | 1 | 0 | N | N
JOSLYN HI-VOLTAGE CORP. | J3542 | Y | JOSLYN HI-VOLTAGE CORP. , J3542 |  |  | 1.82 | 2001-12-18 10:15 | John | 1 | 0 | N | N
JOSLYN HI-VOLTAGE CORP. | J3542 | Y | JOSLYN HI-VOLTAGE CORP. , J3542 |  |  | 2.27 | 2001-12-18 10:15 | John | 1 | 0 | N | N
JOSLYN HI-VOLTAGE CORP. | J3542 | Y | JOSLYN HI-VOLTAGE CORP. , J3542 |  |  | 2.68 | 2001-12-18 10:15 | John | 1 | 0 | N | N
JOSLYN HI-VOLTAGE CORP. | J3542 | Y | JOSLYN HI-VOLTAGE CORP. , J3542 |  |  | 2.94 | 2001-12-18 10:15 | John | 1 | 0 | N | N
JOSLYN HI-VOLTAGE CORP. | J3542 | Y | JOSLYN HI-VOLTAGE CORP. , J3542 |  |  | 2.98 | 2001-12-18 10:15 | John | 1 | 0 | N | N
JOSLYN HI-VOLTAGE CORP. | J3542 | Y | JOSLYN HI-VOLTAGE CORP. , J3542 |  |  | 3.02 | 2001-12-18 10:15 | John | 1 | 0 | N | N
JOSLYN HI-VOLTAGE CORP. | J3542 | Y | JOSLYN HI-VOLTAGE CORP. , J3542 |  |  | 3.66 | 2001-12-18 10:15 | John | 1 | 0 | N | N
THREADED FASTENERS INC. | TF3542 | Y | THREADED FASTENERS INC. , TF3542 | JEA GENERATION | CSC Stores | 0.2 | 2001-12-18 10:15 | John | 1 | 0 | N | N
THREADED FASTENERS INC. | TF3542 | Y | THREADED FASTENERS INC. , TF3542 |  |  | 1.62 | 2001-12-18 10:15 | John | 1 | 0 | N | N
THREADED FASTENERS INC. | TF3542 | Y | THREADED FASTENERS INC. , TF3542 |  |  | 1.71 | 2001-12-18 10:15 | John | 1 | 0 | N | N
THREADED FASTENERS INC. | TF3542 | Y | THREADED FASTENERS INC. , TF3542 |  |  | 1.82 | 2001-12-18 10:15 | John | 1 | 0 | N | N
THREADED FASTENERS INC. | TF3542 | Y | THREADED FASTENERS INC. , TF3542 |  |  | 2.27 | 2001-12-18 10:15 | John | 1 | 0 | N | N
THREADED FASTENERS INC. | TF3542 | Y | THREADED FASTENERS INC. , TF3542 |  |  | 2.68 | 2001-12-18 10:15 | John | 1 | 0 | N | N
THREADED FASTENERS INC. | TF3542 | Y | THREADED FASTENERS INC. , TF3542 |  |  | 2.94 | 2001-12-18 10:15 | John | 1 | 0 | N | N
THREADED FASTENERS INC. | TF3542 | Y | THREADED FASTENERS INC. , TF3542 |  |  | 2.98 | 2001-12-18 10:15 | John | 1 | 0 | N | N
THREADED FASTENERS INC. | TF3542 | Y | THREADED FASTENERS INC. , TF3542 |  |  | 3.02 | 2001-12-18 10:15 | John | 1 | 0 | N | N
THREADED FASTENERS INC. | TF3542 | Y | THREADED FASTENERS INC. , TF3542 |  |  | 3.66 | 2001-12-18 10:15 | John | 1 | 0 | N | N
HUGHES BROTHERS | SLW80 | Y | HUGHES BROTHERS , SLW80 | JEA TRANSMISSION | CSC Stores | 0.22 | 2020-04-13 11:02 | John | 1 | 0 | N | N
HUGHES BROTHERS | SLW80 | Y | HUGHES BROTHERS , SLW80 |  |  | 0.23 | 2020-04-13 11:02 | John | 1 | 0 | N | N
HUGHES BROTHERS | SLW80 | Y | HUGHES BROTHERS , SLW80 |  |  | 0.25 | 2020-04-13 11:02 | John | 1 | 0 | N | N
HUGHES BROTHERS | SLW80 | Y | HUGHES BROTHERS , SLW80 |  |  | 0.29 | 2020-04-13 11:02 | John | 1 | 0 | N | N
HUGHES BROTHERS | SLW80 | Y | HUGHES BROTHERS , SLW80 |  |  | 0.33 | 2020-04-13 11:02 | John | 1 | 0 | N | N
HUGHES BROTHERS | SLW80 | Y | HUGHES BROTHERS , SLW80 |  |  | 0.37 | 2020-04-13 11:02 | John | 1 | 0 | N | N
HUGHES BROTHERS | SLW80 | Y | HUGHES BROTHERS , SLW80 |  |  | 0.43 | 2020-04-13 11:02 | John | 1 | 0 | N | N
HUGHES BROTHERS | SLW80 | Y | HUGHES BROTHERS , SLW80 |  |  | 0.46 | 2020-04-13 11:02 | John | 1 | 0 | N | N
THREADED FASTENERS INC. | 87NLOCG | Y | THREADED FASTENERS INC. , 87NLOCG | JEA TRANSMISSION | CSC Stores | 0.22 | 2020-04-13 11:02 | John | 1 | 0 | N | N
THREADED FASTENERS INC. | 87NLOCG | Y | THREADED FASTENERS INC. , 87NLOCG |  |  | 0.23 | 2020-04-13 11:02 | John | 1 | 0 | N | N
THREADED FASTENERS INC. | 87NLOCG | Y | THREADED FASTENERS INC. , 87NLOCG |  |  | 0.25 | 2020-04-13 11:02 | John | 1 | 0 | N | N
THREADED FASTENERS INC. | 87NLOCG | Y | THREADED FASTENERS INC. , 87NLOCG |  |  | 0.29 | 2020-04-13 11:02 | John | 1 | 0 | N | N
THREADED FASTENERS INC. | 87NLOCG | Y | THREADED FASTENERS INC. , 87NLOCG |  |  | 0.33 | 2020-04-13 11:02 | John | 1 | 0 | N | N
THREADED FASTENERS INC. | 87NLOCG | Y | THREADED FASTENERS INC. , 87NLOCG |  |  | 0.37 | 2020-04-13 11:02 | John | 1 | 0 | N | N
THREADED FASTENERS INC. | 87NLOCG | Y | THREADED FASTENERS INC. , 87NLOCG |  |  | 0.43 | 2020-04-13 11:02 | John | 1 | 0 | N | N
THREADED FASTENERS INC. | 87NLOCG | Y | THREADED FASTENERS INC. , 87NLOCG |  |  | 0.46 | 2020-04-13 11:02 | John | 1 | 0 | N | N
VICTORY BOLT & SPECIALTY INC. | 78 LW HDG | Y | VICTORY BOLT & SPECIALTY INC. , 78 LW HDG | JEA TRANSMISSION | CSC Stores | 0.22 | 2020-04-13 11:02 | John | 1 | 0 | N | N
VICTORY BOLT & SPECIALTY INC. | 78 LW HDG | Y | VICTORY BOLT & SPECIALTY INC. , 78 LW HDG |  |  | 0.23 | 2020-04-13 11:02 | John | 1 | 0 | N | N
VICTORY BOLT & SPECIALTY INC. | 78 LW HDG | Y | VICTORY BOLT & SPECIALTY INC. , 78 LW HDG |  |  | 0.25 | 2020-04-13 11:02 | John | 1 | 0 | N | N
VICTORY BOLT & SPECIALTY INC. | 78 LW HDG | Y | VICTORY BOLT & SPECIALTY INC. , 78 LW HDG |  |  | 0.29 | 2020-04-13 11:02 | John | 1 | 0 | N | N
VICTORY BOLT & SPECIALTY INC. | 78 LW HDG | Y | VICTORY BOLT & SPECIALTY INC. , 78 LW HDG |  |  | 0.33 | 2020-04-13 11:02 | John | 1 | 0 | N | N
VICTORY BOLT & SPECIALTY INC. | 78 LW HDG | Y | VICTORY BOLT & SPECIALTY INC. , 78 LW HDG |  |  | 0.37 | 2020-04-13 11:02 | John | 1 | 0 | N | N
VICTORY BOLT & SPECIALTY INC. | 78 LW HDG | Y | VICTORY BOLT & SPECIALTY INC. , 78 LW HDG |  |  | 0.43 | 2020-04-13 11:02 | John | 1 | 0 | N | N
VICTORY BOLT & SPECIALTY INC. | 78 LW HDG | Y | VICTORY BOLT & SPECIALTY INC. , 78 LW HDG |  |  | 0.46 | 2020-04-13 11:02 | John | 1 | 0 | N | N
HUGHES BROTHERS | SLW100 | Y | HUGHES BROTHERS , SLW100 | JEA TRANSMISSION | CSC Stores | 0.33 | 2020-04-13 12:49 | John | 1 | 0 | N | N
HUGHES BROTHERS | SLW100 | Y | HUGHES BROTHERS , SLW100 |  |  | 0.35 | 2020-04-13 12:49 | John | 1 | 0 | N | N
HUGHES BROTHERS | SLW100 | Y | HUGHES BROTHERS , SLW100 |  |  | 0.73 | 2020-04-13 12:49 | John | 1 | 0 | N | N
THREADED FASTENERS INC. | 100NLOCG | Y | THREADED FASTENERS INC. , 100NLOCG | JEA TRANSMISSION | CSC Stores | 0.33 | 2020-04-13 12:49 | John | 1 | 0 | N | N
THREADED FASTENERS INC. | 100NLOCG | Y | THREADED FASTENERS INC. , 100NLOCG |  |  | 0.35 | 2020-04-13 12:49 | John | 1 | 0 | N | N
THREADED FASTENERS INC. | 100NLOCG | Y | THREADED FASTENERS INC. , 100NLOCG |  |  | 0.73 | 2020-04-13 12:49 | John | 1 | 0 | N | N
VICTORY BOLT & SPECIALTY INC. | 1 LW HDG | Y | VICTORY BOLT & SPECIALTY INC. , 1 LW HDG | JEA TRANSMISSION | CSC Stores | 0.33 | 2020-04-13 12:49 | John | 1 | 0 | N | N
VICTORY BOLT & SPECIALTY INC. | 1 LW HDG | Y | VICTORY BOLT & SPECIALTY INC. , 1 LW HDG |  |  | 0.35 | 2020-04-13 12:49 | John | 1 | 0 | N | N
VICTORY BOLT & SPECIALTY INC. | 1 LW HDG | Y | VICTORY BOLT & SPECIALTY INC. , 1 LW HDG |  |  | 0.73 | 2020-04-13 12:49 | John | 1 | 0 | N | N
BETHEA POWER PRODUCTS | ASM-6725-25 | Y | BETHEA POWER PRODUCTS , ASM-6725-25 | JEA OVERHEAD DISTRIBUTION | CSC Stores | 87.24 | 2001-12-18 10:18 | Anjanece | 1 | 0 | #VALUE! | #VALUE!
BETHEA POWER PRODUCTS | ASM-6725-25 | Y | BETHEA POWER PRODUCTS , ASM-6725-25 |  |  | 136.05 | 2001-12-18 10:18 | Anjanece | 1 | 0 | #VALUE! | #VALUE!
BETHEA POWER PRODUCTS | ASM-6725-25 | Y | BETHEA POWER PRODUCTS , ASM-6725-25 |  |  | 143.1 | 2001-12-18 10:18 | Anjanece | 1 | 0 | #VALUE! | #VALUE!
BETHEA POWER PRODUCTS | ASM-6725-25 | Y | BETHEA POWER PRODUCTS , ASM-6725-25 |  |  | 166.81 | 2001-12-18 10:18 | Anjanece | 1 | 0 | #VALUE! | #VALUE!
LINDSEY | R-26573 | Y | LINDSEY , R-26573 | JEA OVERHEAD DISTRIBUTION | CSC Stores | 87.24 | 2001-12-18 10:18 | Anjanece | 1 | 0 | #VALUE! | #VALUE!
LINDSEY | R-26573 | Y | LINDSEY , R-26573 |  |  | 136.05 | 2001-12-18 10:18 | Anjanece | 1 | 0 | #VALUE! | #VALUE!
LINDSEY | R-26573 | Y | LINDSEY , R-26573 |  |  | 143.1 | 2001-12-18 10:18 | Anjanece | 1 | 0 | #VALUE! | #VALUE!
LINDSEY | R-26573 | Y | LINDSEY , R-26573 |  |  | 166.81 | 2001-12-18 10:18 | Anjanece | 1 | 0 | #VALUE! | #VALUE!

## Phase 1
JEA Item ID | MPN
ACPEM015 | ABB POWER T & D , 266C488H01
ACPEM015 | EMGLO PRODUCTS CORP. , FW60T
ACPEM015 | SIEMENS , 72-181-783-801
ADCAD001 | GRAINGER , 3MA23
ADCCE002 | RAINBOW , 79705
ADCFO501 | AMERICAN POLYWATER CORP. , AFT-16
ADCMI004 | AMERICAN POLYWATER CORP. , J-110
ADCMI004 | ARNCO INC. , HL-F200-BPHS
ADCMI004 | CONDUX , 80875-10
ADCMI004 | LPS LABORATORIES , 61110-LUBRICANT
ADCMI004 | RAINBOW , 8288
ADCMI006 | POLYWATER , EP-KIT11
ADCMI007 | BURNDY CORP. , PENA 13-4
ADCMI007 | CMC/BARFIELD MANUFACTURING , COMF CO-OX-4
ADCMI007 | ITT BLACKBURN , CTB
ADCMI007 | KEARNEY , 30584-1
ADCMI007 | UTILCO , DE-OX
ADCSE005 | KRYLON , 84144542
ADCVF001 | AFL , AFC10T
ADPCA002 | COOPER POWER SYSTEMS , CA625EE
ADPCA002 | ELASTIMOLD , 655CA-L
ADPCA002 | ITT BLACKBURN , TA65CJA
ADPCA002 | RICHARDS MFG. CO. , 655CA-L
ADPCA005 | ELASTIMOLD , 655CAK
ADPCA005 | RICHARDS MFG. CO. , 655CA-K
ADPCA010 | ELASTIMOLD , 655CA-J
ADPCA010 | RICHARDS MFG. CO. , 655CA-J
ADPCG001 | CUSTOM PLASTICS, INC. , CPI-96500
ADPCG001 | ELECTRICAL MATERIALS CO. , PEAD5-6V
ADPCG002 | CUSTOM PLASTICS, INC. , CPI-94300
ADPCG002 | ELECTRICAL MATERIALS CO. , PEAD3-4P
ADPCG003 | ELECTRICAL MATERIALS CO. , PEAD5-6P
ADPCG004 | ELECTRICAL MATERIALS CO. , PEAD2-6V
ADPCG006 | ELECTRICAL MATERIALS CO. , PEAD6-6V
ADPCG007 | ELECTRICAL MATERIALS CO. , PEAD6-8PV
ADPCN001 | CONNECTOR MANUFACTURING CO. , CMC-AD158
ADPCN001 | ELECTRICAL SPECIALTY PRODUCTS , RA158
ADPCN001 | PLP , RA158
ADPCN001 | POLARIS , PTA1000
ADPCN001 | UTILCO , A6600
ADPCT001 | CONTINENTAL ELECTRIC , PITA-250
ADPCT001 | OHIO BRASS , 271630-3001
ADPPI001 | BETHEA POWER PRODUCTS , C-7689-1
ADPTU001 | RELIABLE POWER PRODUCTS , AD-P
ANCAE006 | HUBBELL POWER SYSTEMS, INC. , T110-0629
ANCBA008 | LINDSAY/SOUTHERN PRE-CAST , OBD
ANCEX002 | ALLIED , 3560
ANCEX002 | CHANCE , 12655
ANCEX002 | JOSLYN HI-VOLTAGE CORP. , J23378.3
ANCEX002 | MACLEAN POWER SYSTEMS , D-6616-U
ANCEX002 | SALCO , S7E42
ANCEX003 | ALLIED , 3561
ANCEX003 | CHANCE , 12656
ANCEX003 | JOSLYN HI-VOLTAGE CORP. , J23378.5
ANCEX003 | MACLEAN POWER SYSTEMS , D-6620-U
ANCEX003 | SALCO , S7E60
ANCEX004 | HUBBELL POWER SYSTEMS, INC. , 4022
ANCEX005 | CHANCE , C110-0564
ANCMS002 | ALLIED BOLT, INC. , 3582+3567
ANCMS002 | CHANCE , 12654-3EJ
ANCMS002 | MACLEAN POWER SYSTEMS , D-6634-TU
ANCMS002 | SALCO , S742U1012T
ANCMS003 | ALLIED , 3555 & 3567
ANCMS003 | CHANCE , 12654-3EJN
ANCMS003 | JOSLYN HI-VOLTAGE CORP. , J23383CA.3
ANCMS003 | MACLEAN POWER SYSTEMS , D-6637-TU
ANCMS003 | SALCO , S784U101214T
ANCMS005 | CHANCE , C110-0569
ANCSD001 | ITW RAMSET , WW1236
ANCSS002 | ACTION MANUFACTURING , AMI-6550
ANCSS002 | ALLIED , 1169
ANCSS002 | CHANCE , 10148
ANCSS002 | KNIGHT , GSA5496-10
ANCSS002 | MACLEAN POWER SYSTEMS , J6550WCA
ANCSS002 | MC GRAW EDISON , DA4N2
ANCSS002 | SALCO , NW1259610
ANCSS002 | UTILITIES SERVICE , C10148
ANCST001 | ITW RAMSET , WW1422
ANCST001 | WORLD ELECTRIC SUPPLY , PWF-07302
ARMST015 | HUGHES BROTHERS , C4802-JEA-11.0G
ARMST020 | HUGHES BROTHERS , C4802-JEA-SW
ARMST021 | HUGHES BROTHERS , C4775-W
ARREL001 | COOPER POWER , 3238019C21M
ARREL001 | ELASTIMOLD , 273ESA-21
ARREL001 | ELASTIMOLD , 273ESA211BX
ARREL001 | HUBBELL , 225ELA21
ARREL001 | MACLEAN POWER SYSTEMS , 8132B0021J001
ARREL002 | COOPER POWER , 3238019C09M
ARREL002 | ELASTIMOLD , 273ESA-10
ARREL002 | HUBBELL , 225ELA10
ARREL003 | COOPER POWER , 3238019C03M
ARREL003 | ELASTIMOLD , 273ESA-3
ARREL003 | HUBBELL , 225ELA03
ARRLI001 | COOPER POWER SYSTEMS , UHS03030B1A1A1A
ARRLI001 | GENERAL ELECTRIC CO. , 9L23AXX403XHS
ARRLI001 | MACLEAN POWER SYSTEMS , ZHP003-0000000-0L
ARRLI001 | OHIO BRASS , 213703-7214
ARRLI002 | COOPER POWER SYSTEMS , UHS10050B1A1A1A
ARRLI002 | GENERAL ELECTRIC CO. , 9L23AXX410XHS
ARRLI002 | MACLEAN POWER SYSTEMS , ZHP010-0000000-0L
ARRLI002 | OHIO BRASS , 213709-7214
ARRLI003 | COOPER POWER SYSTEMS , URT18090B1A1A1A
ARRLI008 | GENERAL ELECTRIC CO. , 9L27HXX403XHS
ARRLI008 | MACLEAN POWER SYSTEMS , ZRP003-0000000
ARRLI008 | OHIO BRASS , 221603-7214
ARRLI011 | COOPER POWER SYSTEMS , URT10050B1A1A1A
ARRLI011 | GENERAL ELECTRIC CO. , 9L27HXX010XHS
ARRLI011 | MACLEAN POWER SYSTEMS , ZRP010-0000000
ARRLI011 | OHIO BRASS , 221609-7214
ARRLI013 | CKE INC. , CK10W-21/59.5
ARRLI013 | COOPER POWER SYSTEMS , UHS21090B0D0A1A
ARRLI013 | GENERAL ELECTRIC CO. , 9L23AXX021XHS
ARRLI013 | MACLEAN POWER SYSTEMS , ZHP021-3000003
ARRLI013 | OHIO BRASS , 213717-7202
ARRST001 | TYCO/RAYCHEM , HVLB-SVL-KIT-6-4KV-C2-S2
ARRST003 | ABB POWER T & D , Q003SA002A
ARRST003 | COOPER POWER SYSTEMS , UHAA003002A0845A11
ARRST003 | GENERAL ELECTRIC CO. , 9L11XPA003AS
ARRST003 | HUBBELL , EVP0003003001
ARRST013 | ABB POWER T & D , Q015SA012A
ARRST013 | COOPER POWER SYSTEMS , USAA015012A1245A11
ARRST013 | GENERAL ELECTRIC CO. , 9L11XPA015S
ARRST013 | OHIO BRASS , 314013-3001
ARRST017 | ABB POWER T & D , Q021SA017A
ARRST017 | COOPER POWER SYSTEMS , UHAA021017A1445A11
ARRST017 | GENERAL ELECTRIC CO. , 9L11XPA021AS
ARRST017 | HUBBELL , EVP0017003001
ARRST089 | ABB POWER T & D , Q108SA084A
ARRST089 | COOPER POWER SYSTEMS , UHAA108084A5245A11
ARRST089 | GENERAL ELECTRIC CO. , 9L11XPA108AS
ARRST089 | HUBBELL , EVP0084003001
ARRST145 | ABB POWER T & D , Q180SA144B
ARRST145 | COOPER POWER SYSTEMS , USAA180144A8645A11
ARRST145 | GENERAL ELECTRIC , 9L11XPA180AS
ARRST145 | HUBBELL , EVP014403001
BALFI007 | ANDERSON , YBC-30
BALFI007 | BETHEA NATIONAL , YCB-65A
BALFI007 | BREWER TITCHENER CORP. , 3030HT
BALFI007 | CONTINENTAL ELECTRIC , YCB-30-5
BALFI007 | FLAGG (MIF) , 13202F
BALFI007 | JOSLYN HI-VOLTAGE CORP. , L1386HT
BALFI007 | LAPP , 7595
BALFI007 | LINDSEY , 3089
BALFI007 | MC GRAW EDISON , WBT3030HT
BALFI007 | POWERLINE HARDWARE CO. , PYBC30
BALFI007 | RELIABLE POWER PRODUCTS , YCB-65
BAYSW003 | ADVANCED STEEL FABRICATION , ASF-D03
BAYSW003 | ATLAS POWER PRODUCTS , APP-15
BAYSW003 | CONTINENTAL ELECTRIC , SF-CB-40
BAYSW003 | DIVERSIFIED PRODUCTS MFG CO. , V-930
BAYSW003 | DIXIE ELECTRIC , L-1311
BAYSW003 | FABRICATED METALS , SB-40
BAYSW003 | HUGHES BROTHERS , B2214.2B
BAYSW003 | JOSLYN HI-VOLTAGE CORP. , J26366
BAYSW003 | UNITED UTILITY PRODUCTS , UUP-221
BAYSW003 | UNIVERSAL ELECTRIC , B-1098
BAYSW004 | ADVANCED STEEL FABRICATION , ASF-D01
BAYSW004 | ATLAS POWER PRODUCTS , APP-20
BAYSW004 | CONTINENTAL ELECTRIC , SF-SB-40
BAYSW004 | DIVERSIFIED PRODUCTS MFG CO. , V-931-40
BAYSW004 | DIXIE ELECTRIC , L-1313
BAYSW004 | FABRICATED METALS , SWBX-40-2
BAYSW004 | JOSLYN HI-VOLTAGE CORP. , J26367.1
BAYSW004 | UNITED UTILITY PRODUCTS , UUP-226
BAYSW004 | UNIVERSAL ELECTRIC , B1249
BKTAC003 | HUBBELL POWER SYSTEMS, INC. , PSC2060980
BKTAC007 | ADVANCED STEEL FABRICATION , ASF-D04
BKTAC007 | ATLAS POWER PRODUCTS , APP-3155
BKTAC007 | DIXIE METAL PRODUCTS, INC. , 1217
BKTAC007 | FABRICATED METALS , WCAB-1P-J
BKTAC007 | MACLEAN POWER SYSTEMS , SF-MB-1018
BKTAC007 | UNITED UTILITY PRODUCTS , UUP-215
BKTAC007 | UTILITIES SERVICE , 35936
BKTAC008 | HUBBELL , 1SBHA18TDBSC
BKTAC008 | MACLEAN POWER SYSTEMS , G1HDA218AA1BC
BKTAC009 | FLH , FLHF-2-19-C2-H-SC
BKTAC009 | HUBBELL , 1SBHA19AMTBSC
BKTAC009 | MACLEAN POWER SYSTEMS , G1HAA619ADBC
BKTAC010 | HUBBELL , 3SBH5419AMTBSC
BKTAC010 | HUBBELL , PSC6532022
BKTAC010 | MACLEAN POWER SYSTEMS , G3HAA25419ADBC
BKTEM001 | ALUMA FORM , TB-EMB-1-P13
BKTEM001 | BARFIELD MANUFACTURING CO. , BTB-1PA-13/16
BKTEM001 | MACLEAN POWER SYSTEMS , MTB-EMB-1
BKTEM002 | ALUMA FORM , 1PA
BKTEM002 | CMC/BARFIELD MANUFACTURING , BA1PA
BKTEM002 | MACLEAN POWER SYSTEMS , M1PA
BKTEM003 | ALUMA FORM , 3PA
BKTEM003 | CMC/BARFIELD MANUFACTURING , BA3PA
BKTEM003 | MACLEAN POWER SYSTEMS , M3PA
BKTEM004 | ALUMA-FORM , CS820
BKTEM004 | CMC/BARFIELD MANUFACTURING , BACS820
BKTEM004 | MACLEAN POWER SYSTEMS , MCS-820
BKTEM004 | Aluma-Form, CS820
BKTEM004 | CMC/Barfield, BACS820
BKTFS001 | ATLAS POWER PRODUCTS , APF-9218-EX-JEA
BKTFS001 | FLH , FLHF-2-18-HI-SC
BKTFS001 | HUBBELL , 1SBHA18PFSC
BKTFS001 | HYDROCOM INTERNATIONAL , AD20-S1-18-C-S9
BKTFS001 | MACLEAN POWER SYSTEMS , G1HAA618AHSC
BKTIN005 | CHANCE , IB3
BKTIN005 | MACLEAN POWER SYSTEMS , PTB-66H
BKTLP005 | ACTION MANUFACTURING , 2974
BKTRE001 | ACTION MANUFACTURING , AMI-994
BKTRE001 | ACTION MANUFACTURING , UUP-266
BKTRG001 | BARFIELD MANUFACTURING CO. , BPEHD-183 W/ BAOHSM-18-PAIR
BKTRG002 | BARFIELD MANUFACTURING CO. , BPSEHD-224 W/BASMAHC-22-PAIR
BKTRP001 | ADVANCED STEEL FABRICATION , ASF-D05
BKTRP001 | ATLAS POWER PRODUCTS , APP-2462
BKTRP001 | DIXIE ELECTRIC , B-1219
BKTRP001 | FABRICATED METALS , RPAB-1P-J
BKTRP001 | MACLEAN POWER SYSTEMS , SF-AB-1116
BKTRP001 | UNITED UTILITY PRODUCTS , UUP-214
BKTSM004 | ACTION MANUFACTURING , UUP-235
BKTTM001 | ACTION MANUFACTURING , UUP-237
BKTTM001 | ATLAS POWER PRODUCTS , APP-18
BKTTM001 | CONTINENTAL ELECTRIC , SF-TH-19.5-7
BKTTM001 | DIVERSIFIED PRODUCTS MFG CO. , V-926
BKTTM001 | DIXIE ELECTRIC , D-0559
BKTTM001 | DIXIE METAL PRODUCTS, INC. , B-1220
BKTTM001 | FABRICATED METALS , TH-12
BKTTM001 | JOSLYN HI-VOLTAGE CORP. , SK298
BKTTM001 | UNIVERSAL ELECTRIC , B-1185
BKTTM003 | CHANCE , C211-0012
BKTTM003 | FABRICATED METALS , CTAP-3/8-16
BOLCA002 | ALLIED BOLT, INC. , 925
BOLCA002 | ALUMA FORM , AF8635
BOLCA002 | CHANCE , 8635
BOLCA002 | DIXIE ELECTRIC , D8635
BOLCA002 | FLORIDA WIRE AND CABLE , FW8635
BOLCA002 | HUGHES , BC35-F
BOLCA002 | JOSLYN HI-VOLTAGE CORP. , J8635
BOLCA002 | MC GRAW EDISON , DF1C5
BOLCA002 | POWERLINE HARDWARE CO. , P8635
BOLCA002 | STEEL CITY , CBG0640
BOLCA002 | THREADED FASTENERS INC. , TF8635
BOLCA004 | ALUMA FORM , AF8637
BOLCA004 | CHANCE , 8647
BOLCA004 | DIXIE ELECTRIC , D8647
BOLCA004 | FLORIDA WIRE AND CABLE , FW8647
BOLCA004 | JOSLYN HI-VOLTAGE CORP. , J8647
BOLCA004 | MC GRAW EDISON , DF2C7
BOLCA004 | STEEL CITY , CBG0856N
BOLCA004 | THREADED FASTENERS INC. , TF8647
BOLDA001 | ALLIED BOLT, INC. , 5952
BOLDA001 | ALUMA FORM , AF8862
BOLDA001 | CHANCE , 8862
BOLDA001 | DIXIE ELECTRIC , D8862
BOLDA001 | FLORIDA WIRE AND CABLE , FW8862
BOLDA001 | HUGHES , TR-612-F
BOLDA001 | JOSLYN HI-VOLTAGE CORP. , J8862
BOLDA001 | MC GRAW EDISON , DF2D12
BOLDA001 | POWERLINE HARDWARE CO. , P8862
BOLDA001 | STEEL CITY , SC8862BG
BOLDA001 | THREADED FASTENERS INC. , TF8862
BOLDA001 | UTILITIES SERVICE , 5076
BOLDA002 | ALLIED BOLT, INC. , 5954
BOLDA002 | ALUMA FORM , AF8864
BOLDA002 | CHANCE , 8864
BOLDA002 | DIXIE ELECTRIC , D8864
BOLDA002 | FLORIDA WIRE AND CABLE , FW8864
BOLDA002 | HUGHES , TR-614-F
BOLDA002 | JOSLYN HI-VOLTAGE CORP. , J8864
BOLDA002 | MC GRAW EDISON , DF2D14
BOLDA002 | POWERLINE HARDWARE CO. , P8864
BOLDA002 | STEEL CITY , SC8864BG
BOLDA002 | THREADED FASTENERS INC. , TF8864
BOLDA003 | ALLIED BOLT, INC. , 5956
BOLDA003 | ALUMA FORM , AF8866
BOLDA003 | CHANCE , 8866
BOLDA003 | DIXIE ELECTRIC , D8866
BOLDA003 | FLORIDA WIRE AND CABLE , FW8866
BOLDA003 | HUGHES , TR-616-F
BOLDA003 | JOSLYN HI-VOLTAGE CORP. , J8866
BOLDA003 | MC GRAW EDISON , DF2D16
BOLDA003 | POWERLINE HARDWARE CO. , P8866
BOLDA003 | STEEL CITY , SC8866BG
BOLDA003 | THREADED FASTENERS INC. , TF8866
BOLDA004 | ALLIED BOLT, INC. , 5958
BOLDA004 | ALUMA FORM , AF8868
BOLDA004 | CHANCE , 8868
BOLDA004 | DIXIE ELECTRIC , D8868
BOLDA004 | FLORIDA WIRE AND CABLE , FW8868
BOLDA004 | HUGHES , TR-618-F
BOLDA004 | JOSLYN HI-VOLTAGE CORP. , J8868
BOLDA004 | MC GRAW EDISON , DF2D18
BOLDA004 | POWERLINE HARDWARE CO. , P8868
BOLDA004 | STEEL CITY , SC8868BG
BOLDA004 | THREADED FASTENERS INC. , TF8868
BOLDA004 | UTILITIES SERVICE , 5079
BOLDA005 | ALLIED BOLT, INC. , 5960
BOLDA005 | ALUMA FORM , AF8870
BOLDA005 | CHANCE , 8870
BOLDA005 | DIXIE ELECTRIC , D8870
BOLDA005 | FLORIDA WIRE AND CABLE , FW8870
BOLDA005 | HUGHES , TR-620-F
BOLDA005 | JOSLYN HI-VOLTAGE CORP. , J8870
BOLDA005 | MC GRAW EDISON , DF2D20
BOLDA005 | POWERLINE HARDWARE CO. , P8870
BOLDA005 | STEEL CITY , SC8870BG
BOLDA005 | THREADED FASTENERS INC. , TF8870
BOLDA005 | UTILITIES SERVICE , 5080
BOLDA006 | ALLIED BOLT, INC. , 5962
BOLDA006 | ALUMA FORM , AF8872
BOLDA006 | CHANCE , 8872
BOLDA006 | DIXIE ELECTRIC , D8872
BOLDA006 | FLORIDA WIRE AND CABLE , FW8872
BOLDA006 | HUGHES , TR-622-F
BOLDA006 | JOSLYN HI-VOLTAGE CORP. , J8872
BOLDA006 | MC GRAW EDISON , DF2D22
BOLDA006 | POWERLINE HARDWARE CO. , P8872
BOLDA006 | STEEL CITY , SC8872BG
BOLDA006 | THREADED FASTENERS INC. , TF8872
BOLDA006 | UTILITIES SERVICE , 5081
BOLDA007 | ALLIED BOLT, INC. , 5964
BOLDA007 | ALUMA FORM , AF8874
BOLDA007 | CHANCE , 8874
BOLDA007 | DIXIE ELECTRIC , D8874
BOLDA007 | FLORIDA WIRE AND CABLE , FW8874
BOLDA007 | HUGHES , TR-624-F
BOLDA007 | JOSLYN HI-VOLTAGE CORP. , J8874
BOLDA007 | MC GRAW EDISON , DF2D24
BOLDA007 | POWERLINE HARDWARE CO. , P8874
BOLDA007 | STEEL CITY , SC8874BG
BOLDA007 | THREADED FASTENERS INC. , TF8874
BOLDA008 | ALLIED BOLT, INC. , 5966
BOLDA008 | ALUMA FORM , AF8876
BOLDA008 | ALUMA-FORM , AF8877
BOLDA008 | CHANCE , 8876
BOLDA008 | FLORIDA WIRE AND CABLE , FW8876
BOLDA008 | HUGHES , TR-626-F
BOLDA008 | JOSLYN HI-VOLTAGE CORP. , J8876
BOLDA008 | MC GRAW EDISON , DF2026
BOLDA008 | POWERLINE HARDWARE CO. , P8876
BOLDA008 | STEEL CITY , SC8876BG
BOLDA008 | THREADED FASTENERS INC. , TF8876
BOLDA009 | ALLIED BOLT, INC. , 5968
BOLDA009 | CHANCE , 8877
BOLDA009 | FLORIDA WIRE AND CABLE , FW8877
BOLDA009 | HUGHES , TR-628-F
BOLDA009 | JOSLYN HI-VOLTAGE CORP. , J8877
BOLDA009 | MC GRAW EDISON , DF2D28
BOLDA009 | POWERLINE HARDWARE CO. , DAB5828F
BOLDA009 | STEEL CITY , SC8877BG
BOLDA009 | THREADED FASTENERS INC. , TF8877
BOLDA009 | UTILITIES SERVICE , 5082B
BOLDA010 | ALLIED BOLT, INC. , 5970
BOLDA010 | ALUMA-FORM , AF8878
BOLDA010 | CHANCE , 8878
BOLDA010 | FLORIDA WIRE AND CABLE , FW8878
BOLDA010 | HUGHES , TR-630-F
BOLDA010 | JOSLYN HI-VOLTAGE CORP. , J8878
BOLDA010 | MC GRAW EDISON , DF2D30
BOLDA010 | POWERLINE HARDWARE CO. , DAB5830F
BOLDA010 | STEEL CITY , SC8878BG
BOLDA010 | THREADED FASTENERS INC. , TF8878
BOLDA011 | ALLIED BOLT, INC. , 5972
BOLDA011 | ALUMA FORM , AF8879
BOLDA011 | CHANCE , 8879
BOLDA011 | FLORIDA WIRE AND CABLE , FW8879
BOLDA011 | HUGHES , TR-632-F
BOLDA011 | JOSLYN HI-VOLTAGE CORP. , J8879
BOLDA011 | MC GRAW EDISON , DF2D32
BOLDA011 | POWERLINE HARDWARE CO. , DAB5832F
BOLDA011 | STEEL CITY , SC8879BG
BOLDA011 | THREADED FASTENERS INC. , TF8879
BOLDA012 | ALLIED BOLT, INC. , 5974
BOLDA012 | ALUMA FORM , AF8880
BOLDA012 | HUGHES , TR-634-F
BOLDA012 | JOSLYN HI-VOLTAGE CORP. , J8880
BOLDA012 | STEEL CITY , DB10136BG
BOLDA012 | THREADED FASTENERS INC. , TF8880
BOLDA013 | ALLIED BOLT, INC. , 5976
BOLDA013 | HUBBELL POWER SYSTEMS, INC. , T2060419
BOLDA013 | HUGHES , TR-636-F
BOLDA013 | JOSLYN HI-VOLTAGE CORP. , J8881
BOLDA013 | STEEL CITY , DB10144BG
BOLDA013 | THREADED FASTENERS INC. , TF10144BG
BOLDA014 | ALLIED BOLT, INC. , 5978
BOLDA014 | CHANCE , 8882
BOLDA014 | DIXIE ELECTRIC , D8882
BOLDA014 | FLORIDA WIRE AND CABLE , FW8882
BOLDA014 | HUGHES , TR-712-F
BOLDA014 | JOSLYN HI-VOLTAGE CORP. , J8882
BOLDA014 | MC GRAW EDISON , DF3D12
BOLDA014 | POWERLINE HARDWARE CO. , P8882
BOLDA014 | STEEL CITY , SC8882BG
BOLDA014 | THREADED FASTENERS INC. , TF8882
BOLDA015 | ALLIED BOLT, INC. , 5980
BOLDA015 | ALUMA FORM , AF8884
BOLDA015 | CHANCE , 8884
BOLDA015 | DIXIE ELECTRIC , D8884
BOLDA015 | FLORIDA WIRE AND CABLE , FW8884
BOLDA015 | HUGHES , TR-714-F
BOLDA015 | JOSLYN HI-VOLTAGE CORP. , J8884
BOLDA015 | MC GRAW EDISON , DF3D14
BOLDA015 | POWERLINE HARDWARE CO. , P8884
BOLDA015 | STEEL CITY , SC8884BG
BOLDA015 | THREADED FASTENERS INC. , TF8884
BOLDA016 | ALLIED BOLT, INC. , 5982
BOLDA016 | ALUMA FORM , AF8886
BOLDA016 | CHANCE , 8886
BOLDA016 | DIXIE ELECTRIC , D8886
BOLDA016 | FLORIDA WIRE AND CABLE , FW8886
BOLDA016 | HUGHES , TR-716-F
BOLDA016 | JOSLYN HI-VOLTAGE CORP. , J8886
BOLDA016 | MC GRAW EDISON , DF3D16
BOLDA016 | POWERLINE HARDWARE CO. , P8886
BOLDA016 | STEEL CITY , SC8886BG
BOLDA016 | THREADED FASTENERS INC. , TF8886
BOLDA017 | ALLIED BOLT, INC. , 5984
BOLDA017 | ALUMA FORM , AF8888
BOLDA017 | CHANCE , 8888
BOLDA017 | DIXIE ELECTRIC , D8888
BOLDA017 | FLORIDA WIRE AND CABLE , FW8888
BOLDA017 | HUGHES , TR-718-F
BOLDA017 | JOSLYN HI-VOLTAGE CORP. , J8888
BOLDA017 | MC GRAW EDISON , DF3D18
BOLDA017 | POWERLINE HARDWARE CO. , P8888
BOLDA017 | STEEL CITY , SC8888BG
BOLDA017 | THREADED FASTENERS INC. , TF8888
BOLDA018 | ALLIED BOLT, INC. , 5986
BOLDA018 | ALUMA FORM , AF8890
BOLDA018 | CHANCE , 8890
BOLDA018 | DIXIE ELECTRIC , D8890
BOLDA018 | FLORIDA WIRE AND CABLE , FW8890
BOLDA018 | HUGHES , TR-720-F
BOLDA018 | JOSLYN HI-VOLTAGE CORP. , J8890
BOLDA018 | MC GRAW EDISON , DF3D20
BOLDA018 | POWERLINE HARDWARE CO. , P8890
BOLDA018 | STEEL CITY , SC8890BG
BOLDA018 | THREADED FASTENERS INC. , TF8890
BOLDA019 | ALLIED BOLT, INC. , 5988
BOLDA019 | ALUMA FORM , AF8892
BOLDA019 | CHANCE , 8892
BOLDA019 | DIXIE ELECTRIC , D8892
BOLDA019 | FLORIDA WIRE AND CABLE , FW8892
BOLDA019 | HUGHES , TR-722-F
BOLDA019 | JOSLYN HI-VOLTAGE CORP. , J8892
BOLDA019 | MC GRAW EDISON , DF3D22
BOLDA019 | POWERLINE HARDWARE CO. , P8892
BOLDA019 | STEEL CITY , SC8892BG
BOLDA019 | THREADED FASTENERS INC. , TF8892
BOLDA020 | ALLIED BOLT, INC. , 5990
BOLDA020 | ALUMA FORM , AF8894
BOLDA020 | CHANCE , 8894
BOLDA020 | DIXIE ELECTRIC , D8894
BOLDA020 | FLORIDA WIRE AND CABLE , FW8894
BOLDA020 | HUGHES , TR-724-F
BOLDA020 | JOSLYN HI-VOLTAGE CORP. , J8894
BOLDA020 | MC GRAW EDISON , DF3D24
BOLDA020 | POWERLINE HARDWARE CO. , P8894
BOLDA020 | STEEL CITY , SC8894BG
BOLDA020 | THREADED FASTENERS INC. , TF8894
BOLDA021 | ALLIED BOLT, INC. , 5992
BOLDA021 | ALUMA FORM , AF8896
BOLDA021 | CHANCE , 8896
BOLDA021 | FLORIDA WIRE AND CABLE , FW8896
BOLDA021 | HUGHES , TR-726-F
BOLDA021 | JOSLYN HI-VOLTAGE CORP. , J8896
BOLDA021 | MC GRAW EDISON , DF3D26
BOLDA021 | POWERLINE HARDWARE CO. , P8896
BOLDA021 | STEEL CITY , SC8896BG
BOLDA021 | THREADED FASTENERS INC. , TF8896
BOLDA021 | UTILITIES SERVICE , 5089A
BOLDA022 | ALLIED BOLT, INC. , 5994
BOLDA022 | FLORIDA WIRE AND CABLE , FW8897
BOLDA022 | HUBBELL POWER SYSTEMS, INC. , 8897
BOLDA022 | HUGHES , TR-728-F
BOLDA022 | JOSLYN HI-VOLTAGE CORP. , J8897
BOLDA022 | MC GRAW EDISON , DF3D28
BOLDA022 | POWERLINE HARDWARE CO. , DAB3428F
BOLDA022 | STEEL CITY , DB12112BG
BOLDA022 | THREADED FASTENERS INC. , TF8897
BOLDA023 | ALLIED BOLT, INC. , 5996
BOLDA023 | ALUMA FORM , AF8898
BOLDA023 | FLORIDA WIRE AND CABLE , FW8898
BOLDA023 | HUBBELL POWER SYSTEMS, INC. , 8898
BOLDA023 | HUGHES , TR-730-F
BOLDA023 | JOSLYN HI-VOLTAGE CORP. , J8898
BOLDA023 | MC GRAW EDISON , DF3D30
BOLDA023 | STEEL CITY , DB12120BG
BOLDA023 | THREADED FASTENERS INC. , TF8898
BOLDA023 | POWERLINE HARDWARE CO. , P8898
BOLDA023 | UTILITIES SERVICE , 5089C
BOLDA024 | ALLIED BOLT, INC. , 5997
BOLDA024 | HUBBELL POWER SYSTEMS, INC. , 889832
BOLDA024 | JOSLYN HI-VOLTAGE CORP. , J8899
BOLDA024 | MC GRAW EDISON , DF3D32
BOLDA024 | STEEL CITY , DB12128BG
BOLDA024 | POWERLINE HARDWARE CO. , P8899
BOLDA024 | THREADED FASTENERS INC. , TF8899
BOLDA025 | ALLIED BOLT, INC. , 5998
BOLDA025 | HUBBELL POWER SYSTEMS, INC. , PS889834
BOLDA025 | HUGHES , TR-734-F
BOLDA025 | JOSLYN HI-VOLTAGE CORP. , J9003
BOLDA025 | STEEL CITY , DB12136BG
BOLDA025 | THREADED FASTENERS INC. , TF12136BG
BOLDA026 | ALLIED BOLT, INC. , 5999
BOLDA026 | HUBBELL POWER SYSTEMS, INC. , PS889836
BOLDA026 | HUGHES , TR-736-F
BOLDA026 | JOSLYN HI-VOLTAGE CORP. , J9004
BOLDA026 | MC GRAW EDISON , DF3D36
BOLDA026 | STEEL CITY , DB12144BG
BOLDA026 | THREADED FASTENERS INC. , TF9004
BOLDA026 | UTILITIES SERVICE , 5089F
BOLDA027 | ALLIED BOLT, INC. , 6700-10
BOLDA027 | HUBBELL POWER SYSTEMS, INC. , PS889838
BOLDA027 | HUGHES , TR-738-F
BOLDA027 | JOSLYN HI-VOLTAGE CORP. , J9005
BOLDA027 | STEEL CITY , DB12152BG
BOLDA027 | THREADED FASTENERS INC. , TF9005
BOLDA028 | ALLIED , 6702-10
BOLDA028 | HUBBELL POWER SYSTEMS, INC. , PS889840
BOLDA028 | HUGHES , TR-740-F
BOLDA028 | JOSLYN HI-VOLTAGE CORP. , J9006
BOLDA028 | STEEL CITY , DB12160BG
BOLDA028 | THREADED FASTENERS INC. , TF9006
BOLDA029 | ALLIED BOLT, INC. , 6104
BOLDA029 | ALLIED BOLT, INC. , 6104-10
BOLDA029 | HUBBELL POWER SYSTEMS, INC. , PS889842
BOLDA029 | HUGHES , TR-742-F
BOLDA029 | JOSLYN HI-VOLTAGE CORP. , J9007
BOLDA029 | STEEL CITY , DB12168BG
BOLDA029 | THREADED FASTENERS INC. , TF9007
BOLDA030 | HUGHES , TR-814-F
BOLDA030 | JOSLYN MANUFACTURING CO. , J9114
BOLDA030 | POWERLINE HARDWARE CO. , DAB7814F
BOLDA030 | STEEL CITY , DB1456BG
BOLDA030 | THREADED FASTENERS INC. , 87C1400BDAG/MFG/W4QN
BOLDA031 | HUGHES , TR-816-F
BOLDA031 | JOSLYN MANUFACTURING CO. , J9116
BOLDA031 | POWERLINE HARDWARE CO. , DAB7816F
BOLDA031 | THREADED FASTENERS INC. , 87C1600BDAG/MFG/W4QN
BOLDA033 | ALLIED BOLT, INC. , 6714-10
BOLDA033 | HUBBELL POWER SYSTEMS, INC. , PSDA782000
BOLDA033 | HUGHES , TR-820-F
BOLDA033 | JOSLYN MANUFACTURING CO. , J9120
BOLDA033 | POWERLINE HARDWARE CO. , P9120
BOLDA033 | STEEL CITY , DB1480BG
BOLDA033 | THREADED FASTENERS INC. , TF22767.20
BOLDA034 | HUGHES , TR-822-F
BOLDA034 | JOSLYN MANUFACTURING CO. , J9122
BOLDA034 | STEEL CITY , DB1488BG
BOLDA034 | THREADED FASTENERS INC. , 87C2200BDAG/MFG/W4QN
BOLDA036 | HUGHES , TR-830-F
BOLDA036 | JOSLYN MANUFACTURING CO. , J9130
BOLDA036 | POWERLINE HARDWARE CO. , DAB7830F
BOLDA036 | STEEL CITY , DB14120BG
BOLDA036 | THREADED FASTENERS INC. , 87C3000BDAG/MFG/W4QN
BOLDA037 | HUGHES , TR-832-F
BOLDA037 | JOSLYN MANUFACTURING CO. , J9132
BOLDA037 | STEEL CITY , DB14128BG
BOLDA037 | THREADED FASTENERS INC. , 87C3200BDAG/MFG/W4QN
BOLDA038 | HUGHES BROTHERS , TR834-F
BOLDA038 | JOSLYN MANUFACTURING CO. , J9134
BOLDA038 | STEEL CITY , DB14136BG
BOLDA038 | THREADED FASTENERS INC. , 87C3400BDAG / MFG / W4QN
BOLDA039 | HUGHES BROTHERS , TR836-F
BOLDA039 | JOSLYN MANUFACTURING CO. , J9136
BOLDA039 | STEEL CITY , DB14144BG
BOLDA039 | THREADED FASTENERS INC. , 87C3600BDAG/MFG/W4QN
BOLDA041 | ALLIED BOLT, INC. , 6718-5
BOLDA041 | HUGHES , TR-828-F
BOLDA041 | JOSLYN MANUFACTURING CO. , J9128
BOLDA041 | STEEL CITY , DB14112BG
BOLDA041 | THREADED FASTENERS INC. , TF8728
BOLDA042 | ALLIED BOLT, INC. , 6717-5
BOLDA042 | HUGHES , TR-826-F
BOLDA042 | JOSLYN MANUFACTURING CO. , J9126
BOLDA042 | POWERLINE HARDWARE CO. , P9126
BOLDA042 | STEEL CITY , DB14104BG
BOLDA042 | THREADED FASTENERS INC. , TF8726
BOLDA047 | ALLIED BOLT, INC. , 6009
BOLEY001 | CHANCE , 29958
BOLEY001 | DIXIE ELECTRIC , D29958
BOLEY001 | FLORIDA WIRE AND CABLE , FW9408
BOLEY001 | JOSLYN HI-VOLTAGE CORP. , J9408
BOLEY001 | MC GRAW EDISON , DF2E8
BOLEY001 | POWERLINE HARDWARE CO. , P9408
BOLEY001 | THREADED FASTENERS INC. , TF9408
BOLEY001 | UTILITIES SERVICE , 25009
BOLEY003 | ALLIED BOLT, INC. , 4104
BOLEY003 | ALUMA-FORM , AF9412
BOLEY003 | CHANCE , 29962
BOLEY003 | DIXIE ELECTRIC , D29962
BOLEY003 | FLORIDA WIRE AND CABLE , FW9412
BOLEY003 | JOSLYN HI-VOLTAGE CORP. , J9412
BOLEY003 | MC GRAW EDISON , DF2E12
BOLEY003 | POWERLINE HARDWARE CO. , P9412
BOLEY003 | THREADED FASTENERS INC. , TF9412
BOLEY003 | UTILITIES SERVICE , 25101
BOLEY004 | ALLIED BOLT, INC. , 4105
BOLEY004 | ALUMA-FORM , AF9414
BOLEY004 | CHANCE , 29964
BOLEY004 | DIXIE ELECTRIC , D29964
BOLEY004 | FLORIDA WIRE AND CABLE , FW9414
BOLEY004 | JOSLYN HI-VOLTAGE CORP. , J9414
BOLEY004 | MC GRAW EDISON , DF2E14
BOLEY004 | POWERLINE HARDWARE CO. , P9414
BOLEY004 | THREADED FASTENERS INC. , TF9414
BOLEY004 | UTILITIES SERVICE , 25102
BOLEY005 | ALLIED BOLT, INC. , 4106
BOLEY005 | ALUMA-FORM , AF9416
BOLEY005 | CHANCE , 29966
BOLEY005 | DIXIE ELECTRIC , D29966
BOLEY005 | FLORIDA WIRE AND CABLE , FW9416
BOLEY005 | JOSLYN HI-VOLTAGE CORP. , J9416
BOLEY005 | MC GRAW EDISON , DF2E16
BOLEY005 | POWERLINE HARDWARE CO. , P9416
BOLEY005 | THREADED FASTENERS INC. , TF9416
BOLEY006 | ALLIED BOLT, INC. , 4107
BOLEY006 | CHANCE , 29968
BOLEY006 | DIXIE ELECTRIC , D29968
BOLEY006 | FLORIDA WIRE AND CABLE , FW9418
BOLEY006 | JOSLYN HI-VOLTAGE CORP. , J9418
BOLEY006 | MC GRAW EDISON , DF2E18
BOLEY006 | THREADED FASTENERS INC. , TF9418
BOLEY050 | HUGHES BROTHERS , 2724.106-5-1/4
BOLEY050 | VICTORY BOLT & SPECIALTY INC. , 186 EYE SHD HDG FT W/NUT
BOLMH008 | PENN-UNION , HHB-1213-200-TN
BOLMH009 | ITT BLACKBURN , 50250BBP
BOLMH009 | PENN-UNION , HHB1213-250TN
BOLMS001 | ALLIED BOLT, INC. , 10035
BOLMS001 | DIXIE ELECTRIC , D8702
BOLMS001 | FLORIDA WIRE AND CABLE , FW8702
BOLMS001 | HUGHES , B52-1-1/4
BOLMS001 | JOSLYN HI-VOLTAGE CORP. , J8702
BOLMS001 | MC GRAW EDISON , DF2B2
BOLMS001 | STEEL CITY , SQG0808N
BOLMS001 | THREADED FASTENERS INC. , TF8702
BOLMS002 | ALLIED BOLT, INC. , 7930
BOLMS002 | ALUMA-FORM , AF8707
BOLMS002 | CHANCE , 8707
BOLMS002 | DIXIE ELECTRIC , D8707
BOLMS002 | FLORIDA WIRE AND CABLE , FW8707
BOLMS002 | HUGHES , B57-3
BOLMS002 | JOSLYN HI-VOLTAGE CORP. , J8707
BOLMS002 | MC GRAW EDISON , DF2B7
BOLMS002 | POWERLINE HARDWARE CO. , P8707
BOLMS002 | STEEL CITY , SC8707BG
BOLMS002 | THREADED FASTENERS INC. , TF8707
BOLMS006 | ALLIED BOLT, INC. , 8294-50
BOLMS006 | DIXIE ELECTRIC , D8716
BOLMS006 | FLORIDA WIRE AND CABLE , FW8716
BOLMS006 | HUBBELL POWER SYSTEMS, INC. , DF2B16
BOLMS006 | JOSLYN HI-VOLTAGE CORP. , J8716
BOLMS006 | POWERLINE HARDWARE CO. , P8716
BOLMS006 | STEEL CITY , SC8716BG
BOLMS006 | THREADED FASTENERS INC. , TF8716
BOLMS015 | ALLIED BOLT, INC. , 8122-150
BOLMS015 | ALUMA-FORM , AF8802
BOLMS015 | CHANCE , 8802
BOLMS015 | DIXIE ELECTRIC , D8802
BOLMS015 | FLORIDA WIRE AND CABLE , FW8802
BOLMS015 | HUGHES , B62-1-1/2
BOLMS015 | JOSLYN HI-VOLTAGE CORP. , J8802
BOLMS015 | MC GRAW EDISON , DF3B2
BOLMS015 | STEEL CITY , SQG1008N
BOLMS015 | POWERLINE HARDWARE CO. , P8802
BOLMS015 | THREADED FASTENERS INC. , TF8802
BOLMS016 | ALLIED BOLT, INC. , 8124-100
BOLMS016 | CHANCE , PS8803
BOLMS016 | DIXIE ELECTRIC , D8803
BOLMS016 | FLORIDA WIRE AND CABLE , FW8803
BOLMS016 | HUGHES , B63-1-1/2
BOLMS016 | JOSLYN HI-VOLTAGE CORP. , J8803
BOLMS016 | MC GRAW EDISON , DF3B3
BOLMS016 | STEEL CITY , SQG1012N
BOLMS016 | THREADED FASTENERS INC. , TF8803
BOLMS017 | ALLIED BOLT, INC. , 8220
BOLMS017 | ALUMA-FORM , AF8808
BOLMS017 | CHANCE , 8808
BOLMS017 | DIXIE ELECTRIC , D8808
BOLMS017 | FLORIDA WIRE AND CABLE , FW8808
BOLMS017 | HUGHES , B68-4
BOLMS017 | JOSLYN HI-VOLTAGE CORP. , J8808
BOLMS017 | MC GRAW EDISON , DF3B8
BOLMS017 | POWERLINE HARDWARE CO. , P8808
BOLMS017 | STEEL CITY , SC8808BG
BOLMS017 | THREADED FASTENERS INC. , TF8808
BOLMS018 | ALLIED BOLT, INC. , 8222
BOLMS018 | ALUMA-FORM , AF8810
BOLMS018 | CHANCE , 8810
BOLMS018 | DIXIE ELECTRIC , D8810
BOLMS018 | FLORIDA WIRE AND CABLE , FW8810
BOLMS018 | HUGHES , B610-4
BOLMS018 | JOSLYN HI-VOLTAGE CORP. , J8810
BOLMS018 | MC GRAW EDISON , DF3B10
BOLMS018 | POWERLINE HARDWARE CO. , P8810
BOLMS018 | STEEL CITY , SC8810BG
BOLMS018 | THREADED FASTENERS INC. , TF8810
BOLMS019 | ALLIED BOLT, INC. , 8224
BOLMS019 | ALUMA-FORM , AF8812
BOLMS019 | CHANCE , 8812
BOLMS019 | DIXIE ELECTRIC , D8812
BOLMS019 | FLORIDA WIRE AND CABLE , FW8812
BOLMS019 | HUGHES , B612-6
BOLMS019 | JOSLYN HI-VOLTAGE CORP. , J8812
BOLMS019 | MC GRAW EDISON , DF3B12
BOLMS019 | POWERLINE HARDWARE CO. , P8812
BOLMS019 | STEEL CITY , SC8812BG
BOLMS019 | THREADED FASTENERS INC. , TF8812
BOLMS020 | ALLIED BOLT, INC. , 8226
BOLMS020 | ALUMA-FORM , AF8814
BOLMS020 | ALUMA-FORM , AF8906
BOLMS020 | CHANCE , 8814
BOLMS020 | DIXIE ELECTRIC , D8814
BOLMS020 | FLORIDA WIRE AND CABLE , FW8814
BOLMS020 | HUGHES , B614-6
BOLMS020 | JOSLYN HI-VOLTAGE CORP. , J8814
BOLMS020 | MC GRAW EDISON , DF3B14
BOLMS020 | POWERLINE HARDWARE CO. , P8814
BOLMS020 | STEEL CITY , SC8814BG
BOLMS020 | THREADED FASTENERS INC. , TF8814
BOLMS021 | ALLIED BOLT, INC. , 8228
BOLMS021 | ALUMA-FORM , AF8816
BOLMS021 | CHANCE , 8816
BOLMS021 | DIXIE ELECTRIC , D8816
BOLMS021 | FLORIDA WIRE AND CABLE , FW8816
BOLMS021 | HUGHES , B616-6
BOLMS021 | JOSLYN HI-VOLTAGE CORP. , J8816
BOLMS021 | MC GRAW EDISON , DF3B16
BOLMS021 | POWERLINE HARDWARE CO. , P8816
BOLMS021 | STEEL CITY , SC8816BG
BOLMS021 | THREADED FASTENERS INC. , TF8816
BOLMS022 | ALLIED BOLT, INC. , 8230
BOLMS022 | ALUMA-FORM , AF8818
BOLMS022 | CHANCE , 8818
BOLMS022 | DIXIE ELECTRIC , D8818
BOLMS022 | FLORIDA WIRE AND CABLE , FW8818
BOLMS022 | HUGHES , B618-6
BOLMS022 | JOSLYN HI-VOLTAGE CORP. , J8818
BOLMS022 | MC GRAW EDISON , DF3B18
BOLMS022 | POWERLINE HARDWARE CO. , P8818
BOLMS022 | STEEL CITY , SC8818BG
BOLMS022 | THREADED FASTENERS INC. , TF8818
BOLMS023 | ALLIED BOLT, INC. , 8232
BOLMS023 | ALUMA-FORM , AF8820
BOLMS023 | CHANCE , 8820
BOLMS023 | DIXIE ELECTRIC , D8820
BOLMS023 | FLORIDA WIRE AND CABLE , FW8820
BOLMS023 | HUGHES , B620-6
BOLMS023 | JOSLYN HI-VOLTAGE CORP. , J8820
BOLMS023 | MC GRAW EDISON , DF3B20
BOLMS023 | POWERLINE HARDWARE CO. , P8820
BOLMS023 | STEEL CITY , SC8820BG
BOLMS023 | THREADED FASTENERS INC. , TF8820
BOLMS025 | ALLIED BOLT, INC. , 8236
BOLMS025 | ALUMA-FORM , AF8824
BOLMS025 | CHANCE , 8824
BOLMS025 | DIXIE ELECTRIC , D8824
BOLMS025 | FLORIDA WIRE AND CABLE , FW8824
BOLMS025 | HUGHES , B624-6
BOLMS025 | JOSLYN HI-VOLTAGE CORP. , J8824
BOLMS025 | MC GRAW EDISON , DF3B24
BOLMS025 | STEEL CITY , SC8824BG
BOLMS025 | POWERLINE HARDWARE CO. , P8824
BOLMS025 | THREADED FASTENERS INC. , TF8824
BOLMS029 | ALLIED BOLT, INC. , 8150
BOLMS029 | CHANCE , 8902
BOLMS029 | DIXIE ELECTRIC , D8902
BOLMS029 | HUGHES , B72-1-3/4
BOLMS029 | JOSLYN HI-VOLTAGE CORP. , J8902
BOLMS029 | MC GRAW EDISON , DF4B2
BOLMS029 | STEEL CITY , SQG1208N
BOLMS029 | THREADED FASTENERS INC. , TF8902
BOLMS030 | ALLIED BOLT, INC. , 8151-50
BOLMS030 | CHANCE , 8903
BOLMS030 | DIXIE ELECTRIC , D8903
BOLMS030 | HUGHES , B73
BOLMS030 | JOSLYN HI-VOLTAGE CORP. , J8903
BOLMS030 | MC GRAW EDISON , DF4B3
BOLMS030 | STEEL CITY , SQG1212N
BOLMS031 | CHANCE , 8904
BOLMS031 | DIXIE ELECTRIC , D8904
BOLMS031 | HUGHES , B74
BOLMS031 | JOSLYN HI-VOLTAGE CORP. , J8904
BOLMS031 | STEEL CITY , SQG1216N
BOLMS032 | ALLIED BOLT, INC. , 8153
BOLMS032 | ALUMA-FORM , AF8906
BOLMS032 | CHANCE , 8906
BOLMS032 | DIXIE ELECTRIC , D8906
BOLMS032 | HUGHES , B76-3
BOLMS032 | JOSLYN HI-VOLTAGE CORP. , J8906
BOLMS032 | MC GRAW EDISON , DF4B6
BOLMS032 | POWERLINE HARDWARE CO. , P8906
BOLMS032 | STEEL CITY , SC8906BG
BOLMS032 | THREADED FASTENERS INC. , TF8906
BOLMS033 | ALLIED BOLT, INC. , 8238
BOLMS033 | ALUMA-FORM , AF8908
BOLMS033 | CHANCE , 8908
BOLMS033 | DIXIE ELECTRIC , D8908
BOLMS033 | FLORIDA WIRE AND CABLE , FW8908
BOLMS033 | HUGHES , B78
BOLMS033 | JOSLYN HI-VOLTAGE CORP. , J8908
BOLMS033 | MC GRAW EDISON , DF4B8
BOLMS033 | POWERLINE HARDWARE CO. , P8908
BOLMS033 | STEEL CITY , SC8908BG
BOLMS035 | ALLIED BOLT, INC. , 8242
BOLMS035 | ALUMA-FORM , AF8912
BOLMS035 | CHANCE , 8912
BOLMS035 | DIXIE ELECTRIC , D8912
BOLMS035 | FLORIDA WIRE AND CABLE , FW8912
BOLMS035 | HUGHES , B712-6
BOLMS035 | JOSLYN HI-VOLTAGE CORP. , J8912
BOLMS035 | MC GRAW EDISON , DF4B12
BOLMS035 | POWERLINE HARDWARE CO. , P8912
BOLMS035 | STEEL CITY , SC8912BG
BOLMS035 | THREADED FASTENERS INC. , TF8912
BOLMS036 | ALLIED BOLT, INC. , 8244
BOLMS036 | ALUMA FORM , AF8914
BOLMS036 | CHANCE , 8914
BOLMS036 | DIXIE ELECTRIC , D8914
BOLMS036 | FLORIDA WIRE AND CABLE , FW8914
BOLMS036 | HUGHES , B714-6
BOLMS036 | JOSLYN HI-VOLTAGE CORP. , J8914
BOLMS036 | MC GRAW EDISON , DF4B14
BOLMS036 | POWERLINE HARDWARE CO. , P8914
BOLMS036 | STEEL CITY , SC8914BG
BOLMS036 | THREADED FASTENERS INC. , TF8914
BOLMS037 | ALLIED BOLT, INC. , 8246
BOLMS037 | ALUMA-FORM , AF8916
BOLMS037 | CHANCE , 8916
BOLMS037 | DIXIE ELECTRIC , D8916
BOLMS037 | FLORIDA WIRE AND CABLE , FW8916
BOLMS037 | HUGHES , B716-6
BOLMS037 | JOSLYN HI-VOLTAGE CORP. , J8916
BOLMS037 | MC GRAW EDISON , DF4B16
BOLMS037 | POWERLINE HARDWARE CO. , P8916
BOLMS037 | STEEL CITY , SC8916BG
BOLMS037 | THREADED FASTENERS INC. , TF8916
BOLMS038 | ALLIED BOLT, INC. , 8248
BOLMS038 | ALUMA-FORM , AF8918
BOLMS038 | CHANCE , 8918
BOLMS038 | DIXIE ELECTRIC , D8918
BOLMS038 | FLORIDA WIRE AND CABLE , FW8918
BOLMS038 | HUGHES , B718-6
BOLMS038 | JOSLYN HI-VOLTAGE CORP. , J8918
BOLMS038 | MC GRAW EDISON , DF4B18
BOLMS038 | POWERLINE HARDWARE CO. , P8918
BOLMS038 | STEEL CITY , SC8918BG
BOLMS038 | THREADED FASTENERS INC. , TF8918
BOLMS039 | ALLIED BOLT, INC. , 8250
BOLMS039 | ALUMA-FORM , AF8920
BOLMS039 | CHANCE , 8920
BOLMS039 | DIXIE ELECTRIC , D8920
BOLMS039 | FLORIDA WIRE AND CABLE , FW8920
BOLMS039 | HUGHES , B720-6
BOLMS039 | JOSLYN HI-VOLTAGE CORP. , J8920
BOLMS039 | MC GRAW EDISON , DF4B20
BOLMS039 | POWERLINE HARDWARE CO. , P8920
BOLMS039 | STEEL CITY , SC8920BG
BOLMS039 | THREADED FASTENERS INC. , TF8920
BOLMS040 | ALLIED BOLT, INC. , 8252
BOLMS040 | ALUMA-FORM , AF8922
BOLMS040 | CHANCE , 8922
BOLMS040 | DIXIE ELECTRIC , D8922
BOLMS040 | FLORIDA WIRE AND CABLE , FW8922
BOLMS040 | HUGHES , B722-6
BOLMS040 | JOSLYN HI-VOLTAGE CORP. , J8922
BOLMS040 | MC GRAW EDISON , DF4B22
BOLMS040 | STEEL CITY , SC8922BG
BOLMS040 | POWERLINE HARDWARE CO. , P8922
BOLMS040 | THREADED FASTENERS INC. , TF8922
BOLMS041 | ALLIED BOLT, INC. , 8254
BOLMS041 | ALUMA-FORM , AF8924
BOLMS041 | CHANCE , 8924
BOLMS041 | DIXIE ELECTRIC , D8924
BOLMS041 | FLORIDA WIRE AND CABLE , FW8924
BOLMS041 | HUGHES , B724-6
BOLMS041 | JOSLYN HI-VOLTAGE CORP. , J8924
BOLMS041 | MC GRAW EDISON , DF4B24
BOLMS041 | STEEL CITY , SC8924BG
BOLMS041 | POWERLINE HARDWARE CO. , P8924
BOLMS041 | THREADED FASTENERS INC. , TF8924
BOLMS042 | ALLIED BOLT, INC. , 8255-15
BOLMS042 | ALUMA-FORM , AF8926
BOLMS042 | CHANCE , 8926
BOLMS042 | DIXIE ELECTRIC , D8926
BOLMS042 | HUGHES BROTHERS , B726-6
BOLMS042 | JOSLYN MANUFACTURING CO. , J8926
BOLMS042 | STEEL CITY , SC8926BG
BOLMS042 | POWERLINE HARDWARE CO. , P8926
BOLMS042 | THREADED FASTENERS INC. , TF8926
BOLMS044 | ALLIED BOLT, INC. , 82623
BOLMS044 | HUGHES , B732-8
BOLMS044 | JOSLYN HI-VOLTAGE CORP. , J8932
BOLMS044 | STEEL CITY , SC12128BG
BOLMS044 | POWERLINE HARDWARE CO. , P8926-32
BOLMS044 | THREADED FASTENERS INC. , TF8932
BOLMS045 | ALLIED BOLT, INC. , 82410-25
BOLMS045 | HUBBELL POWER SYSTEMS, INC. , PSSB780300
BOLMS045 | HUGHES , B83-2
BOLMS045 | JOSLYN HI-VOLTAGE CORP. , J9053
BOLMS045 | POWERLINE HARDWARE CO. , P9053
BOLMS045 | STEEL CITY , SQG1414N
BOLMS046 | VICTORY BOLT & SPECIALTY INC. , 7898 SQMB HDG FT
BOLMS047 | ALLIED BOLT, INC. , 8970-25
BOLMS047 | ALUMA-FORM , AF9062
BOLMS047 | HUBBELL POWER SYSTEMS, INC. , DF5B12
BOLMS047 | HUGHES , B812
BOLMS047 | JOSLYN HI-VOLTAGE CORP. , J9062
BOLMS047 | MC GRAW EDISON , DF5B12
BOLMS047 | POWERLINE HARDWARE CO. , P9062
BOLMS047 | STEEL CITY , SC9062BG
BOLMS049 | ALLIED BOLT, INC. , 8972-10
BOLMS049 | ALUMA-FORM , AF9066
BOLMS049 | FLORIDA WIRE AND CABLE , FW9066
BOLMS049 | HUBBELL POWER SYSTEMS, INC. , C205-0255
BOLMS049 | HUGHES , B816-6
BOLMS049 | JOSLYN HI-VOLTAGE CORP. , J9066
BOLMS049 | MC GRAW EDISON , DF5B16
BOLMS049 | POWERLINE HARDWARE CO. , P9066
BOLMS049 | STEEL CITY , SC9066BG
BOLMS049 | THREADED FASTENERS INC. , TF9066
BOLMS050 | ALLIED BOLT, INC. , 8256
BOLMS050 | ALUMA-FORM , AF9068
BOLMS050 | FLORIDA WIRE AND CABLE , FW9068
BOLMS050 | HUBBELL POWER SYSTEMS, INC. , C205-0256
BOLMS050 | HUGHES , B818-6
BOLMS050 | JOSLYN HI-VOLTAGE CORP. , J9068
BOLMS050 | MC GRAW EDISON , DF5B18
BOLMS050 | STEEL CITY , SC9068BG
BOLMS050 | POWERLINE HARDWARE CO. , P9068
BOLMS050 | THREADED FASTENERS INC. , TF9068
BOLMS051 | ALLIED BOLT, INC. , 8257-10
BOLMS051 | ALUMA-FORM , AF9070
BOLMS051 | FLORIDA WIRE AND CABLE , FW9070
BOLMS051 | HUBBELL POWER SYSTEMS, INC. , C205-0257
BOLMS051 | HUGHES , B820-6
BOLMS051 | JOSLYN HI-VOLTAGE CORP. , J9070
BOLMS051 | MC GRAW EDISON , DF5B20
BOLMS051 | STEEL CITY , SC9070BG
BOLMS051 | POWERLINE HARDWARE CO. , P9070
BOLMS051 | THREADED FASTENERS INC. , TF9070
BOLMS052 | ALLIED BOLT, INC. , 8973-10
BOLMS052 | ALUMA-FORM , AF9072
BOLMS052 | FLORIDA WIRE AND CABLE , FW9072
BOLMS052 | HUBBELL POWER SYSTEMS, INC. , C205-0258
BOLMS052 | HUGHES , B822-6
BOLMS052 | JOSLYN HI-VOLTAGE CORP. , J9072
BOLMS052 | MC GRAW EDISON , DF5B22
BOLMS052 | STEEL CITY , SC9072BG
BOLMS052 | POWERLINE HARDWARE CO. , P9072
BOLMS052 | THREADED FASTENERS INC. , TF9072
BOLMS053 | ALLIED BOLT, INC. , 8606-10
BOLMS053 | ALUMA-FORM , AF9074
BOLMS053 | FLORIDA WIRE AND CABLE , FW9074
BOLMS053 | HUBBELL POWER SYSTEMS, INC. , DF5B24
BOLMS053 | HUGHES , B824-6
BOLMS053 | JOSLYN HI-VOLTAGE CORP. , J9074
BOLMS053 | MC GRAW EDISON , DF5B24
BOLMS053 | STEEL CITY , SC9074BG
BOLMS053 | POWERLINE HARDWARE CO. , P9074
BOLMS053 | THREADED FASTENERS INC. , TF9074
BOLMS054 | ALLIED BOLT, INC. , 8607-10
BOLMS054 | HUBBELL POWER SYSTEMS, INC. , PSSB782600
BOLMS054 | HUGHES , B826-8
BOLMS054 | JOSLYN HI-VOLTAGE CORP. , J9076
BOLMS054 | STEEL CITY , SC9076BG
BOLMS054 | POWERLINE HARDWARE CO. , P9074-26
BOLMS054 | THREADED FASTENERS INC. , TF9076
BOLMS055 | ALLIED BOLT, INC. , 8608-5
BOLMS055 | HUBBELL POWER SYSTEMS, INC. , PSSB782800
BOLMS055 | HUGHES , B828-8
BOLMS055 | JOSLYN HI-VOLTAGE CORP. , J9078
BOLMS055 | STEEL CITY , SC9078BG
BOLMS055 | POWERLINE HARDWARE CO. , P9074-28
BOLMS055 | THREADED FASTENERS INC. , TF9078
BOLMS056 | VICTORY BOLT & SPECIALTY INC. , 188 SQMB HDG FT
BOLMS063 | ALLIED BOLT, INC. , 8299-10
BOLMS063 | HUBBELL POWER SYSTEMS, INC. , PSSB102400
BOLMS063 | HUGHES , B-1024-6
BOLMS063 | STEEL CITY , SC1696BB
BOLMS063 | THREADED FASTENERS INC. , TF1696
BOLMS064 | ALLIED BOLT, INC. , 82995-10
BOLMS064 | HUBBELL POWER SYSTEMS, INC. , PSSB102600
BOLMS064 | HUGHES , B-1026-6
BOLMS064 | STEEL CITY , SC16104BG
BOLMS064 | THREADED FASTENERS INC. , TF16104
BOLMS070 | ALLIED BOLT, INC. , 82994-5
BOLMS070 | HUBBELL POWER SYSTEMS, INC. , PSSB102800
BOLMS070 | HUGHES BROTHERS , B1028-8
BOLMS070 | STEEL CITY , SC16112BG
BOLMS070 | THREADED FASTENERS INC. , TF16112
BOLMS073 | ALLIED BOLT, INC. , 8609-5
BOLMS073 | HUBBELL POWER SYSTEMS, INC. , PSSB783000
BOLMS073 | HUGHES BROTHERS , B830-8
BOLMS073 | STEEL CITY , SC9080BG
BOLMS073 | THREADED FASTENERS INC. , TF9080
BOLMS074 | ALLIED BOLT, INC. , 8610-5
BOLMS074 | HUBBELL POWER SYSTEMS, INC. , PSSB783200
BOLMS074 | HUGHES BROTHERS , B832-8
BOLMS074 | STEEL CITY , SC14128BG
BOLMS074 | THREADED FASTENERS INC. , TF14128
BOLMS075 | ALLIED BOLT, INC. , 8612-5
BOLMS075 | HUBBELL POWER SYSTEMS, INC. , PSSB783600
BOLMS075 | HUGHES BROTHERS , B836-8
BOLMS075 | STEEL CITY , SC14144BG
BOLMS075 | THREADED FASTENERS INC. , TF14144
BOLMS077 | VICTORY BOLT & SPECIALTY INC. , 78940 SQMB HDG W/NUT
BOLMS079 | VICTORY BOLT & SPECIALTY INC. , 78944 SQMB HDG W/NUT
BOLMS080 | VICTORY BOLT & SPECIALTY INC. , 1836 SQMB HDG W/NUT
BOLMS081 | VICTORY BOLT & SPECIALTY INC. , 1838 SQMB HDG W/NUT
BOLMS082 | VICTORY BOLT & SPECIALTY INC. , 1840 SQMB HDG W/NUT
BOLMS083 | VICTORY BOLT & SPECIALTY INC. , 1842 SQMB HDG W/NUT
BOLMS084 | VICTORY BOLT & SPECIALTY INC. , 1844 SQMB HDG W/NUT
BOLTE001 | CMC/BARFIELD MANUFACTURING , SHA200
BOLTE001 | ERITECH SPECIALTY PRODUCTS , SHA-200
BOLTE001 | HD SUPPLY , HDSBOLTE001
BOLTE001 | THREADED FASTENERS INC. , TFKIT#2
BOLTE002 | BURNDY CORP. , TMH3010
BOLTE002 | THREADED FASTENERS INC. , ORDER BY DESCRIPTION
BRCCF001 | BROOKS MFG. CO. , 412-C77-05023
BRCCF001 | HUGHES BROTHERS , 2018AA64.8PR
BRCCF002 | BROOKS MFG. CO. , 412-C77-06036
BRCCF002 | HUGHES BROTHERS , 2018AA75.7PR
BRCCR001 | ATLAS POWER PRODUCTS , APF-4529
BRCCR001 | FLAGG (MIF) , FCB-26
BRCCR001 | HUGHES BROTHERS , CF-533-26
BRCCR001 | MACLEAN POWER SYSTEMS , CRB-29
BRCCR001 | PLP , FRB-29
BRCCR002 | BROOKS MFG. CO. , 446-60-30
BRCCR002 | HUGHES BROTHERS , 2045-D45-9-11
BUSS1003 | ABB POWER T & D , 196W0800XA w/ 1ZUA264308-BAA
BUSS1003 | P-CORE , POC900G0800CPS
BUSS1010 | ABB POWER T & D , 196W1620UW
BUSS1010 | LAPP , B-67439-70
BUSS1010 | P-CORE , POC750G2500Z015 (MATCHES LAPP # B-67439-70)
BUSS1010 | P-CORE , POC900G2500Z053 (MATCHES WH 77316D97G12 AND ABB 196W1620UW)
BUSS2022 | ABB POWER T & D , 138W0800AA
BUSS2022 | P-CORE , POC650GO800S W/B-316597-02
BUSS4029 | ABB POWER T & D , 069W2000UD
BUSS4029 | P-CORE , B-88022-129-70
BUSS4029 | P-CORE , B-88022-308-70 MATCHES ABB # 069W2000UD
BUSS4030 | ABB POWER T & D , 069W2000UN
BUSS5011 | ABB POWER T & D , 034T0040HC
BUSWI001 | COOPER POWER SYSTEMS , 2637612C01M
BUSWI001 | COOPER POWER SYSTEMS , LBI225
BUSWI001 | ELASTIMOLD , 2701-A4
CAPCE001 | SALISBURY , 117
CAPCE004 | SALISBURY , 177
CAPUN002 | ABB POWER T & D , 2GUA079100G2201
CAPUN002 | GENERAL ELECTRIC CO. , 54L208WC60
CAPUN013 | ABB POWER T & D , 2GUA199300G150
CAPUN013 | COOPER POWER SYSTEMS , CEP165B4
CAPUN013 | COOPER POWER SYSTEMS , CEP165B4FB
CAPUN013 | GENERAL ELECTRIC CO. , 59L155WC60
CAPUN033 | COOPER POWER SYSTEMS , CEP17036A1
CAPUN034 | COOPER POWER SYSTEMS , CEP17042A1
CAPUN035 | COOPER POWER SYSTEMS , CEP17043A1
CLAAN001 | ANDERSON , 828602000
CLAAN001 | MACLEAN POWER SYSTEMS , FAC-75
CLAAN001 | POWERLINE HARDWARE CO. , AC-60
CLAAN002 | MACLEAN POWER SYSTEMS , RALS-1-N-LKP
CLAAR002 | UTILCO , SCH-40B-9/16P
CLAAR003 | UTILCO , SCH-6362B-9/16P
CLACS001 | CHANCE , 7903
CLACS001 | COOPER POWER SYSTEMS , DJ22C1
CLACS001 | JOSLYN HI-VOLTAGE CORP. , J1096
CLACT001 | LAPP , 47101
CLACT001 | LINDSEY , 1101
CLACT001 | MACLEAN POWER SYSTEMS , LPS-57F
CLACT001 | OHIO BRASS , 270650
CLACT003 | ANDERSON , TSC-57
CLACT003 | LAPP , 47113
CLACT003 | MACLEAN POWER SYSTEMS , ACTS-57
CLACT009 | CONTINENTAL ELECTRIC , PAC-57
CLACT009 | FARGO , GD-992A30
CLACT009 | LAPP , 80481
CLACT009 | PLP , TAAS-57
CLACT009 | RELIABLE POWER PRODUCTS , ACP-057
CLACT010 | MACLEAN POWER SYSTEMS , ULPS2-140
CLAGR001 | ERICO PRODUCTS , EHL58C1K
CLAGR002 | ERICO PRODUCTS , HDC58
CLAHL001 | ANDERSON , BC-2/0
CLAHL001 | BLACKBURN , HLC2108
CLAHL001 | CHANCE , S1520CC
CLAHL001 | CMC/BARFIELD MANUFACTURING , HLB2/0
CLAHL001 | FARGO , GH-100
CLAHL001 | MACLEAN POWER SYSTEMS , C1520
CLAHL001 | RICHARDS MFG. CO. , BHLC-100
CLAHL002 | ANDERSON , BH-4
CLAHL002 | BLACKBURN , HLC3974
CLAHL002 | CHANCE , S1530CC
CLAHL002 | CMC/BARFIELD MANUFACTURING , HLB400
CLAHL002 | FARGO , GH-101
CLAHL002 | MACLEAN POWER SYSTEMS , C1530
CLAHL002 | RICHARDS MFG. CO. , BHLC-300
CLAJU005 | ALCOA , HCS880
CLAJU005 | PREFORMED LINE PRODUCTS CO. , CGS-1097
CLAJU008 | ALCOA , HCS1500
CLAJU008 | PREFORMED LINE PRODUCTS CO. , CGS-1098
CLAJU008 | PREFORMED LINE PRODUCTS CO. , CGS-1119
CLAJU012 | MACLEAN POWER SYSTEMS , LPH3D-18-106
CLAPJ001 | ITT BLACKBURN , K1
CLAPJ001 | PENN-UNION , JC-2-AA
CLAQD005 | ANDERSON , SD-130-N
CLAQD005 | LINDSEY , 1710
CLAQD005 | MACLEAN POWER SYSTEMS , ADE-2526-N
CLAQD006 | HUBBELL POWER SYSTEMS, INC. , SD185N
CLAQD006 | LINDSEY , 1712
CLAQD006 | MACLEAN POWER SYSTEMS , ADE-27-N
CLAQD008 | HUBBELL POWER SYSTEMS, INC. , SWDE55N
CLAQD008 | MACLEAN POWER SYSTEMS , FQD-583
CLAQD008 | RELIABLE ELECTRIC CO. , FD-550-N
CLASR001 | ALLIED BOLT, INC. , 10076
CLASR001 | HUBBELL POWER SYSTEMS, INC. , SW7195
CLASR001 | ITT BLACKBURN , W62-1
CLASR001 | JOSLYN HI-VOLTAGE CORP. , 7195
CLASR002 | ALLIED BOLT, INC. , 10078
CLASR002 | HUBBELL POWER SYSTEMS, INC. , SW7197
CLASR002 | ITT BLACKBURN , W40-1
CLASR002 | JOSLYN HI-VOLTAGE CORP. , 7197
CLASR003 | BLACKBURN , W20-1
CLASR003 | MACLEAN POWER SYSTEMS , 7187
CLASR004 | HALEX , 60525
CLASS001 | MACLEAN POWER SYSTEMS , SDE-46F
CLASS001 | PLP , SDF-52-N
CLASS002 | ANDERSON , MDE-60-N
CLASS002 | BARRON BETHEA , SDF-10N
CLASS002 | CONTINENTAL ELECTRIC , SDE-73F
CLASS002 | PLP , SDF-63-N
CLASS002 | RELIABLE POWER PRODUCTS , DEF-37-N
CLASS003 | ANDERSON , 87672-2000
CLASS003 | BARRON BETHEA , SDF-20N
CLASS003 | CONTINENTAL ELECTRIC , SDE-88F
CLASS003 | MACLEAN POWER SYSTEMS , SDE-93F
CLASS003 | OHIO BRASS , 91572
CLASS003 | RELIABLE POWER PRODUCTS , DEF-45-N
CLASS004 | ANDERSON , ADEZ-47-N
CLASS004 | CPI , SBDE440
CLASS004 | HYDROCOM INTERNATIONAL , HCD60-SO
CLASS004 | MACLEAN POWER SYSTEMS , HDSO-47
CLASS004 | PLP , SOD-53-N
CLASS006 | ANDERSON , ADEZ-88-N
CLASS006 | HYDROCOM INTERNATIONAL , HCD88-SO
CLASS006 | MACLEAN POWER SYSTEMS , HDSO-88
CLASS006 | PLP , SOD-93-N
CLASS007 | ANDERSON , ADEZ-116-N
CLASS007 | HYDROCOM INTERNATIONAL , HCD116-SO
CLASS007 | MACLEAN POWER SYSTEMS , HDSO-116
CLASS007 | PLP , SOD-119-N
CLASS008 | HUBBELL POWER SYSTEMS, INC. , ASOD12592N
CLASU001 | ANDERSON , HAS-62-N
CLASU001 | LINDSEY , 1330N
CLASU001 | MACLEAN POWER SYSTEMS , LS-0-N
CLASU002 | ANDERSON , HAS-104-N
CLASU002 | LINDSEY , 1334N
CLASU002 | RELIABLE POWER PRODUCTS , LS-2-N
CLASU006 | ANDERSON , HAS-147-N
CLASU006 | FLAGG (MIF) , 42101-N
CLASU006 | LINDSEY , 1342N
CLASU006 | RELIABLE POWER PRODUCTS , LS-6-N
CLASU007 | ANDERSON , HAS-182-N
CLASU007 | CONTINENTAL ELECTRIC , SC-192-N
CLASU007 | FLAGG (MIF) , HALS-182
CLASU007 | LAPP , 306035-N
CLASU007 | LINDSEY , 1346N
CLASU007 | MC GRAW EDISON , WBT9548U
CLASU007 | PLP , ALS-182-N
CLASU007 | RELIABLE POWER PRODUCTS , LS-8-N
CLASU009 | AMERICAN CONNECTOR ENGINEERS , FLS-63
CLASU009 | ANDERSON , MS-60-N
CLASU009 | LAPP , 305741-N
CLASU009 | LINDSEY , 1329
CLASU009 | MACLEAN POWER SYSTEMS , FCS-60
CLASW001 | CHANCE , 5455
CLASW001 | JOSLYN HI-VOLTAGE CORP. , J5455
CLASW001 | MACLEAN POWER SYSTEMS , U5268
CLATG001 | CMC/BARFIELD MANUFACTURING , BGC-0
CLATG001 | ELECTRIC MOTION COMPANY, INC. , EM 207
CLATG001 | ERICO PRODUCTS , CC207
CLATG001 | MACLEAN POWER SYSTEMS , BVC-207
CLEEY001 | HUBBELL POWER SYSTEMS, INC. , CA-05-033
CLEHL001 | ANDERSON , HYBC-30
CLEHL001 | FLAGG (MIF) , 13501
CLEHL001 | JOSLYN HI-VOLTAGE CORP. , BT3091
CLEHL001 | LINDSEY , 3478
CLEHL001 | RELIABLE POWER PRODUCTS , YCBHL-65A
CLEHL004 | ANDERSON , HSC-100
CLEHL004 | FLAGG (MIF) , 13505
CLEHL004 | JOSLYN HI-VOLTAGE CORP. , BT3087
CLEHL004 | LINDSEY , 3454
CLEHL004 | RELIABLE POWER PRODUCTS , SCHL-55A
CLEHL005 | ANDERSON , HSYC-50
CLEHL005 | LINDSEY , 3471
CLEHL005 | RELIABLE POWER PRODUCTS , SYCHL-87
CLEHL007 | ANDERSON , HSE-100-10
CLEHL007 | LINDSEY , 3463-106-106
CLEHL008 | LINDSEY , 3464
CLEIN001 | COOPER POWER SYSTEMS , DC5C2
CLEIN001 | HUBBELL POWER SYSTEMS, INC. , 468
CLEIN001 | JOSLYN HI-VOLTAGE CORP. , J93
CLEIN001 | POWERLINE HARDWARE CO. , P093
CLEIN001 | UTILITIES SERVICE , 31215
CLESO004 | ANDERSON , SYC-30
CLESO004 | LAPP , 72949
CLESO004 | MACLEAN POWER SYSTEMS , SYCR-56
CLESO005 | BETHEA NATIONAL , SYC-87
CLESO005 | HUBBELL POWER SYSTEMS, INC. , 94277-3001
CLETE001 | ANDERSON , 85450-2000
CLETE001 | JOSLYN MANUFACTURING CO. , 33400-5/8
CLETE001 | LINDSEY , 3136
CLETE001 | MACLEAN POWER SYSTEMS , YCE65625A
CLETE004 | ANDERSON , 85451-2000
CLETE004 | JOSLYN MANUFACTURING CO. , 33440-5/8
CLETE004 | LINDSEY , 3154
CLETE004 | MACLEAN POWER SYSTEMS , YCE9062565
CLETH001 | AMERICAN CONNECTOR ENGINEERS , TC-5F
CLETH001 | CONTINENTAL ELECTRIC , CT-88
CLETH001 | FLAGG (MIF) , PA271
CLETH001 | POWERLINE HARDWARE CO. , DET-20
CLETH001 | RELIABLE POWER PRODUCTS , FSA-88-5
CLETH002 | ANDERSON , DDT-07
CLETH002 | BARRON BETHEA , TC-2
CLETH002 | CONTINENTAL ELECTRIC , CT-88H
CLETH002 | FLAGG (MIF) , PA272B
CLETH002 | RELIABLE POWER PRODUCTS , FSA-100-6
CLETH003 | CONTINENTAL ELECTRIC , CT-100H
CLETH003 | HUBBELL POWER SYSTEMS, INC. , DDT12
CLETH003 | RELIABLE POWER PRODUCTS , FSA-125-8
CLEYY001 | ANDERSON , YCC-30-90
CLEYY001 | LAPP , 98661
CLEYY001 | LINDSEY , 3190
CLEYY001 | RELIABLE POWER PRODUCTS , YCCR-65
CNNAJ002 | AFL , S5124.969D
CNNAJ002 | ANDERSON , ACF-67-5B-15
CNNAJ002 | BURNDY CORP. , YNA39RT4N15
CNNAJ002 | HOMAC , ALCC-636-4N15
CNNAJ002 | SEFCOR , AL-918-4A-15
CNNAJ002 | TRAVIS FOUNDRY - PDU , 16-148C-15
CNNAJ006 | AFL , S5630.122
CNNAJ006 | ALCOA , 5630.122
CNNAJ006 | ANDERSON , OAL-1000C
CNNAJ006 | BURNDY CORP. , YNA451RT
CNNAJ006 | HOMAC , ALCC-954-4N
CNNAJ006 | KEARNEY , 40603-10
CNNAJ006 | SEFCOR , AL-1126-4A
CNNAJ006 | TRAVIS FOUNDRY - PDU , 16-161C
CNNAJ008 | AFL , S5640.162
CNNAJ008 | ALCOA , 5640.162
CNNAJ008 | ANDERSON , ACF-1545-N4
CNNAJ008 | ANDERSON , CCL-1545-D
CNNAJ008 | BURNDY CORP. , YNA56RT
CNNAJ008 | HOMAC , ALCC-1590-4NN
CNNAJ008 | SEFCOR , AL-1548-4A
CNNAJ008 | TRAVIS FOUNDRY - PDU , 16-169D
CNNAJ020 | AFL , S5644.188
CNNAJ020 | ALCOA , TS20
CNNAJ020 | ANDERSON , ACF-1824-N4
CNNAJ020 | HOMAC , ALCC-2500-4NN
CNNAJ020 | SEFCOR , AL-1824-4B
CNNAJ020 | TRAVIS FOUNDRY - PDU , 16-172D
CNNBS710 | AFL , PSG131-3-SN
CNNBS710 | ANDERSON , ICA-100-3-TP
CNNBS710 | DOSSERT , PSG-131-3-SN
CNNBS710 | HOMAC , KSBD-100-3-R
CNNBS710 | PLP , TBD PER CABLE REQS
CNNBS710 | SEFCOR , ACRI-34-3-SND
CNNBS710 | TRAVIS FOUNDRY - PDU , 19-389-TPA
CNNBS713 | AFL , C2SP50-3-SN
CNNBS713 | ANDERSON , CDSB-50-3-TP
CNNBS713 | DOSSERT , C2SP 50-3-SN
CNNBS713 | HOMAC , KSBP-50-3R
CNNBS713 | PLP , SH2G21-3-E
CNNBS713 | SEFCOR , SCR12-20-3-SND
CNNBS713 | TRAVIS FOUNDRY - PDU , 19-387-2COND-TPA
CNNBS810 | AFL , PSG199-5
CNNBS810 | ANDERSON , CSSB-200-5
CNNBS810 | HOMAC , KSBD-175-5
CNNBS810 | PLP , TBD PER CABLE REQS
CNNBS810 | SEFCOR , SCRI-48-5
CNNCO335 | AFL , CP400-AA
CNNCO335 | ANDERSON , ASTT-4040
CNNCO335 | HOMAC , ABC-P
CNNCO335 | PLP , HE45A45A
CNNCO335 | SEFCOR , ASCT-6464
CNNCO335 | TRAVIS FOUNDRY - PDU , 13-209
CNNCO875 | SEFCOR , ADP90L-4B-75-CU-SND
CNNCO875 | TRAVIS FOUNDRY - PDU , BR-4X4X90(3/4" THICK)-TPA
CNNCP001 | ANDERSON , AC 506-82
CNNCP001 | BURNDY CORP. , YHO1
CNNCP001 | HOMAC , OB44
CNNCP001 | ITT BLACKBURN , WR159
CNNCP001 | KEARNEY , 506-82
CNNCP001 | PENN-UNION , KO-R06
CNNCP002 | ANDERSON , AC-508-82
CNNCP002 | BURNDY CORP. , YHO2
CNNCP002 | HOMAC , OB101
CNNCP002 | ITT BLACKBURN , WR189
CNNCP002 | KEARNEY , 50882
CNNCP002 | PENN-UNION , KO-R08
CNNCP003 | HOMAC , OB1010
CNNCP003 | KEARNEY , 504-82
CNNCP003 | PENN-UNION , KO-R10
CNNCP004 | ANDERSON , AC-504-82
CNNCP004 | BURNDY CORP. , YHD4
CNNCP004 | HOMAC , DB2020
CNNCP004 | ITT BLACKBURN , WR279
CNNCP004 | PENN-UNION , KD-R04
CNNCP005 | ANDERSON , AC-502-82
CNNCP005 | BURNDY CORP. , YHD3
CNNCP005 | HOMAC , DB202
CNNCP005 | ITT BLACKBURN , WR289
CNNCP005 | KEARNEY , 502-82
CNNCP005 | PENN-UNION , KD-R02
CNNCP006 | ANDERSON , AC-505-82
CNNCP006 | BURNDY CORP. , YHD6
CNNCP006 | HOMAC , DB4020
CNNCP006 | ITT BLACKBURN , WR399
CNNCP006 | KEARNEY , 505-82
CNNCP006 | PENN-UNION , KD-R05
CNNCP007 | BURNDY CORP. , YHD7
CNNCP007 | HOMAC , DB4040
CNNCP007 | ITT BLACKBURN , WR419
CNNCP007 | KEARNEY , 507-82
CNNCP007 | PENN-UNION , KD-R28
CNNCP008 | ANDERSON , AC-503-82
CNNCP008 | BURNDY CORP. , YHD5
CNNCP008 | HOMAC , DB404
CNNCP008 | ITT BLACKBURN , WR379
CNNCP008 | KEARNEY , 503-82
CNNCP008 | PENN-UNION , KD-R03
CNNCP016 | HOMAC , HCST-302
CNNCP016 | ITT BLACKBURN , CF22
CNNCP016 | KEARNEY , 302-82
CNNCP016 | PENN-UNION , CDT-398-8
CNNCP021 | ANDERSON , VHSS-2
CNNCP021 | BURNDY CORP. , YS2CL
CNNCP021 | DOSSERT , DPCS-6
CNNCP021 | HOMAC , SC-2
CNNCP021 | ITT BLACKBURN , CSP-2
CNNCP021 | MAC ELECTRICAL CONNECTORS , MSC2
CNNCP021 | PENN-UNION , BCU-2T
CNNCP021 | RICHARDS MFG. CO. , SCC7
CNNCP021 | UTILCO , CT-2
CNNCP022 | ANDERSON , VHSS-1/0
CNNCP022 | BURNDY CORP. , YS25L
CNNCP022 | DOSSERT , DPCS-10
CNNCP022 | HOMAC , SC-1/0
CNNCP022 | HUBBELL , VHSS10
CNNCP022 | ITT BLACKBURN , CSP-10
CNNCP022 | MAC ELECTRICAL CONNECTORS , MSC 1/0
CNNCP022 | PENN-UNION , BCU-1/OT
CNNCP022 | RICHARDS MFG. CO. , SCC9
CNNCP022 | UTILCO , CT-1/0
CNNCP025 | BURNDY CORP. , YS34
CNNCP025 | HOMAC , C500
CNNCP025 | HUBBELL , VHS500
CNNCP025 | RICHARDS MFG. CO. , CC18
CNNCP035 | BURNDY CORP. , YS39
CNNCP035 | HOMAC , C750
CNNCP035 | ILSCO , CTL-750
CNNCP035 | RICHARDS MFG. CO. , CC23
CNNCP035 | UTILCO , CTL-750
CNNCP035 | UTLX , 1-1443403-6
CNNCP036 | BLACKBURN , ASP1000
CNNCP036 | FCI USA INCORPORATED , YS44A1
CNNCP038 | BURNDY ELECTRICAL , YS25A1
CNNCP038 | HOMAC , SAC 1/0TN
CNNCT004 | COOPER POWER SYSTEMS , CDT630SB400
CNNCT004 | ELASTIMOLD , EACT-0750(350-750)
CNNCT004 | RICHARDS MFG. CO. , P6ALR5
CNNCT005 | COOPER POWER SYSTEMS , CDT630SB150
CNNCT005 | ELASTIMOLD , 03700240
CNNCT005 | HUBBELL POWER SYSTEMS, INC. , 625LUG24
CNNCT005 | POWERCONNECTOR SPECIALTIES , PCE-63
CNNCT005 | RICHARDS MFG. CO. , P6AL-9
CNNGR002 | DEMARK , GRC-58B
CNNGR002 | ERICO PRODUCTS , CC58
CNNGR002 | SOUTHERN GROUNDING , 58DC
CNNGR634 | AFL , CF200-5A
CNNGR634 | ANDERSON , GB-200-5A
CNNGR634 | DOSSERT , CF200-5A
CNNGR634 | HOMAC , GA-397-W-24
CNNGR634 | SEFCOR , XBG146-D1-24
CNNGR634 | TRAVIS FOUNDRY - PDU , 111-182-24-HP
CNNGR636 | AFL , CF200-5B
CNNGR636 | ANDERSON , GB-200-5B
CNNGR636 | HOMAC , GA-397-O-24
CNNGR636 | SEFCOR , XBG146-D-24
CNNGR636 | TRAVIS FOUNDRY - PDU , 111-182-24-2HP
CNNGR652 | AFL , GF30-GS-SN
CNNGR652 | ANDERSON , GC-141A-G2-TP
CNNGR652 | DOSSERT , GF30-SN
CNNGR652 | HOMAC , 2709-1-30EHR
CNNGR652 | PLP , TE250-GS-E
CNNGR652 | SEFCOR , GTC-14-SND
CNNGR652 | TRAVIS FOUNDRY - PDU , 17-159-TPA
CNNGR662 | AFL , GAV30-GS-SN
CNNGR662 | ANDERSON , GC-143A-G2-TP
CNNGR662 | DOSSERT , GAV30-SN
CNNGR662 | PLP , TD1414-GS-E
CNNGR662 | SEFCOR , GTC2-14-SND
CNNGR662 | TRAVIS FOUNDRY - PDU , 17-164-TPA
CNNHS002 | RAYCHEM , EPPA-047-42/76-180
CNNJU001 | IRBY , KIT-JEACNNJU001
CNNLB001 | EATON , LE225CC06T
CNNLB001 | ELASTIMOLD , 262LR-C5240
CNNLB001 | ITT BLACKBURN , JT2CJ10BAT
CNNLB001 | TYCO/RAYCHEM , ELB-25-210C10
CNNLB002 | ELASTIMOLD , 274ELR-88110-240
CNNLB004 | ELASTIMOLD , 274RLR-H-5240
CNNME002 | THOMAS & BETTS , 5234-TB WITH 5264 TB
CNNNL004 | ELASTIMOLD , K656BELR
CNNPA133 | ANDERSON , LCU-700-55
CNNPA133 | DOSSERT , ACA504
CNNPA133 | HOMAC , ABRU3-79
CNNPA133 | PLP , MP30R
CNNPA133 | SEFCOR , PUAL-6666
CNNPA590 | AFL , UPL21
CNNPA590 | ANDERSON , LC-1133
CNNPA590 | HOMAC , VWU2-4/0-1
CNNPA590 | SEFCOR , PU-5050
CNNPA604 | AFL , CASV90-4-SN
CNNPA604 | ANDERSON , BPCS-0804-TP
CNNPA604 | HOMAC , KACS2-80-4R
CNNPA604 | SEFCOR , ASPC-20-4-BR-SND
CNNPA604 | TRAVIS FOUNDRY - PDU , 110-105-CS-4-TPA
CNNPA612 | AFL , CASV100-2-1/2-SN
CNNPA612 | ANDERSON , BPCS-100-2 1/2-TP
CNNPA612 | DOSSERT , CASV 100-2-1/2-SN
CNNPA612 | HOMAC , GA-582-TP
CNNPA612 | SEFCOR , CSPC-34-6-SND
CNNPA612 | TRAVIS FOUNDRY - PDU , 110-105-CS-2.5-TPA
CNNPA613 | AFL , CASV125-4-AA
CNNPA613 | ANDERSON , APCS-13-4
CNNPA613 | HOMAC , ACS2-125-4
CNNPA613 | PLP , ES285A-100
CNNPA613 | SEFCOR , ASPC-36-4
CNNPA613 | TRAVIS FOUNDRY - PDU , 110-119-CS-4
CNNPL003 | COOPER POWER , STUD-A
CNNPL003 | ELASTIMOLD , 650SA
CNNPL003 | HUBBELL POWER SYSTEMS, INC. , 625SA
CNNPL501 | AFL , BM4N
CNNPL501 | ANDERSON , TP-C
CNNPL501 | DOSSERT , BM3N
CNNPL501 | HOMAC , GB-9557-3
CNNPL501 | PLP , MB-3-T09
CNNPL501 | SEFCOR , ATP-C
CNNPL501 | TRAVIS FOUNDRY - PDU , TP3
CNNPL504 | AFL , BM1-1/2N
CNNPL504 | ANDERSON , TP-B
CNNPL504 | DOSSERT , BM 1-1/2N
CNNPL504 | HOMAC , GB-9557-1.5
CNNPL504 | SEFCOR , ATP-B
CNNPL504 | TRAVIS FOUNDRY - PDU , TP2
CNNSB532 | ANDERSON , C-1000
CNNSB532 | BURNDY CORP. , KS-44
CNNSB532 | HOMAC , E 1000
CNNSD730 | AFL , SCB150-1/2F-4N4-T12-SN
CNNSD730 | ANDERSON , HDSF-14-1-D-1/2-12-TP
CNNSD730 | BURNDY CORP. , FD67D8W
CNNSD730 | HOMAC , KSLC-10-4NNR
CNNSD730 | PLP , PM59C12-1-4N4-E
CNNSD730 | SEFCOR , SNFT-44-4B-SND
CNNSD730 | TRAVIS FOUNDRY - PDU , 14-348-TP
CNNSD738 | AFL , SCB200-1/2F-4N4-T12-SN
CNNSD738 | ANDERSON , HDSF-20-1-D-1/2-12-TP
CNNSD738 | BURNDY CORP. , FD68D8W
CNNSD738 | HOMAC , KSLC-13-4NNR
CNNSD738 | PLP , PM60C12-1-4N4-E
CNNSD738 | SEFCOR , SNFT-54-4B-SND
CNNSD738 | TRAVIS FOUNDRY - PDU , 14-358-TP
CNNSO011 | DOSSERT , DPS-21
CNNSO011 | HOMAC , STC-4/0
CNNSO011 | MAC ELECTRICAL CONNECTORS , MSS-4/0
CNNSO011 | PEKCU , 212
CNNSO011 | RICHARDS MFG. CO. , RSS12
CNNSP001 | CONNECTOR MANUFACTURING CO. , SSBC-500-4SI
CNNSP001 | HOMAC , RAB45C
CNNSP001 | NSI INDUSTRIES , ISPB350-4
CNNSP001 | POLARIS , IPLW600-4P
CNNSP001 | UTILCO , PED4-500-SSP
CNNSP002 | CONNECTOR MANUFACTURING CO. , SSBC750-6I
CNNSP002 | HOMAC , RXM6C
CNNSP002 | UTILCO , PED6-750-SSP
CNNTA001 | HUBBELL , GA9820GL
CNNTA002 | HOMAC , A-5060
CNNTA002 | HOMAC , A-5060-SH
CNNTA002 | HUBBELL , GA9820GL
CNNTA003 | HUBBELL, GA9820GL
CNNTA004 | HOMAC , A-5070
CNNTA004 | HOMAC , A-5070-SH
CNNTA004 | HUBBELL , GA9820GL
CNNTA004 | RICHARDS MFG. CO. , APC18
CNNTA005 | CPI , 350123
CNNTA005 | HOMAC , A-4040-SH
CNNTA005 | UTILITY COMPONENTS INC. , WL-4040-40-SH
CNNTA006 | CPI CONNECTOR PRODUCTS , 556638
CNNTA006 | HOMAC , A-4555-SH
CNNTA006 | UTILITY COMPONENTS INC. , WL-4550-40-SH
CNNTA007 | CPI , 477724T
CNNTA007 | HOMAC , A-4045-SH
CNNTA007 | UTILITY COMPONENTS INC. , WL-4045-40-SH
CNNTB001 | ANDERSON , K3
CNNTB001 | BURNDY CORP. , KVS28
CNNTB001 | DOSSERT , DSU21
CNNTB001 | HOMAC , TBC-350-S
CNNTB001 | PENN-UNION , VT-2
CNNTB001 | SEFCOR , GFCS-5050
CNNTB001 | UTILITY STANDARD , USKVS28
CNNTB002 | AFL , DSU35
CNNTB002 | ANDERSON , K4
CNNTB002 | BURNDY CORP. , KVS31
CNNTB002 | DOSSERT , DSU35
CNNTB002 | HOMAC , TBC-350-S
CNNTB002 | SEFCOR , GFCS-5353
CNNTB003 | AFL , DSU50
CNNTB003 | ANDERSON , K5
CNNTB003 | BURNDY CORP. , KVS34
CNNTB003 | DOSSERT , DSU50-JEA
CNNTB003 | HOMAC , TBC500-S
CNNTB003 | PENN-UNION , VT-4
CNNTB003 | SEFCOR , GFCS-5656
CNNTB003 | UTILITY STANDARD , USKVS34
CNNTB004 | AFL , DSU80
CNNTB004 | ANDERSON , K6
CNNTB004 | BURNDY CORP. , KVS40
CNNTB004 | HOMAC , TBC-800-S
CNNTB004 | PENN-UNION , VT-5
CNNTB004 | SEFCOR , GFCS-6262
CNNTE046 | AFL , TCVH25-2N-SN
CNNTE046 | ANDERSON , SWH-025B-TP-ED
CNNTE046 | BURNDY CORP. , NAH29-2N-W
CNNTE046 | DOSSERT , TCVH 25-2N-SN
CNNTE046 | HOMAC , 7M-60-2NR
CNNTE046 | SEFCOR , FNCT-12-2B-SND
CNNTE046 | TRAVIS FOUNDRY - PDU , 11-101-TPA
CNNTE047 | AFL , TCVH50-2N-SN
CNNTE047 | ANDERSON , SWH-080-B2-TP-ED
CNNTE047 | DOSSERT , TCVH 80-2N-SN
CNNTE047 | FCI USA INCORPORATED , NAH40-2N-W
CNNTE047 | HOMAC , 7M-80-2NR
CNNTE047 | SEFCOR , FNCT-34-2B-SND
CNNTE047 | TRAVIS FOUNDRY - PDU , 11-104-TPA
CNNTE048 | AFL , TCVH100-4N4-SN
CNNTE048 | ANDERSON , SWH-100C-TP-ED
CNNTE048 | BURNDY CORP. , NAH44-34N-W
CNNTE048 | DOSSERT , TCVH 100-4N-SN
CNNTE048 | HOMAC , 7M-125-4NR
CNNTE048 | SEFCOR , FNCT-34-4B-SND
CNNTE048 | TRAVIS FOUNDRY - PDU , 11-112-TPA
CNNTE201 | AFL , 2834.IE
CNNTE201 | HUBBELL POWER SYSTEMS, INC. , ORT2113D
CNNTE201 | SEFCOR , TBD
CNNTE206 | AFL , BCX100-100-AA
CNNTE206 | ANDERSON , ATCC-116
CNNTE206 | DOSSERT , BCV 90-25-AA
CNNTE206 | HOMAC , A6MT-100-25
CNNTE206 | SEFCOR , ACRCT-3413
CNNTE206 | TRAVIS FOUNDRY - PDU , 12-908
CNNTE213 | AFL , BCV125-90-AA
CNNTE213 | ANDERSON , ATCC-1311
CNNTE213 | BURNDY CORP. , NNTR45A42A
CNNTE213 | DOSSERT , BCV 125-90-AA
CNNTE213 | HOMAC , A6MT-150-100
CNNTE213 | PENN-UNION , ABA-125090
CNNTE213 | SEFCOR , ACRCT-3934
CNNTE213 | TRAVIS FOUNDRY - PDU , 12-915
CNNTE214 | AFL , BCV125-125-AA
CNNTE214 | ANDERSON , ATCC-1313
CNNTE214 | BURNDY CORP. , NNTR45A45A
CNNTE214 | DOSSERT , BCV 125-125-AA
CNNTE214 | HOMAC , A6MT-150-150
CNNTE214 | PENN-UNION , ABA-125
CNNTE214 | SEFCOR , ACRCT-3939
CNNTE214 | TRAVIS FOUNDRY - PDU , 12-917
CNNTE518 | AFL , BCV50-50-S-SN
CNNTE518 | ANDERSON , TCC8-050050-TP
CNNTE518 | HOMAC , 6MT-50-50-R
CNNTE518 | SEFCOR , TCRCT-2020- SND
CNNTE518 | TRAVIS FOUNDRY - PDU , 12-890-TPA
CNNTE560 | AFL , BCV100-100-S-SN
CNNTE560 | ANDERSON , TCC8-100100-TP
CNNTE560 | HOMAC , 6MT-100-100R
CNNTE560 | SEFCOR , TCRCT-3434-SND
CNNTE560 | TRAVIS FOUNDRY - PDU , 12-893-TPA
CNNTE794 | AFL , PFTS200-1-4N4-SN
CNNTE794 | ANDERSON , TTF-2040-1-TP
CNNTE794 | HOMAC , KBNT-J-4NNR
CNNTE794 | PLP , HB41-4N4-E
CNNTE794 | SEFCOR , TFT-58-4B-SND
CNNTE794 | TRAVIS FOUNDRY - PDU , 12-778-TPA
CNNTE799 | AFL , PFTS400-1-4N4-SN
CNNTE799 | ANDERSON , TTF-4040-1-TP
CNNTE799 | BURNDY CORP. , NBC22A-44N-TN
CNNTE799 | HOMAC , KBNT-P-4NNR
CNNTE799 | SEFCOR , TFT-64-4B-SND
CNNTE799 | TRAVIS FOUNDRY - PDU , 12-800-TPA
CNNTE904 | AFL , TCX150-4N
CNNTE904 | ANDERSON , SF-2-C
CNNTE904 | HOMAC , 7MK-200-4N
CNNTE904 | SEFCOR , FNXR-48-4A
CNNTE904 | TRAVIS FOUNDRY - PDU , 11-222
CNNTL004 | ANDERSON , AHL-250-BN
CNNTL004 | BURNDY CORP. , YAK29A-2G2
CNNTL004 | CONNECTOR MANUFACTURING CO. , 2ALB-8
CNNTL004 | HOMAC , AL250-N
CNNTL004 | ILSCO , 2ACL-250
CNNTL004 | PENN-UNION , KUSL-026DB
CNNTL004 | RICHARDS MFG. CO. , AL13-2N
CNNTL004 | UTILCO , 2IACL-250
CNNTL012 | ANDERSON , VAUL-1-12
CNNTL012 | BURNDY CORP. , YRA1CU
CNNTL012 | CONNECTOR MANUFACTURING CO. , ALA-5
CNNTL012 | HOMAC , SA2-48
CNNTL012 | PENN-UNION , FSLA-R2S
CNNTL013 | ANDERSON , VAUL-1/0-12
CNNTL013 | BURNDY CORP. , YRA25U
CNNTL013 | CONNECTOR MANUFACTURING CO. , ALA-6
CNNTL013 | HOMAC , SA-1/0-48
CNNTL013 | PENN-UNION , FSLA-010S
CNNTL014 | ANDERSON , VAUL-2/0-12
CNNTL014 | BURNDY CORP. , YRA26U
CNNTL014 | CONNECTOR MANUFACTURING CO. , ALB-5
CNNTL014 | HOMAC , SA-2/0-48
CNNTL014 | PENN-UNION , FSLA-013S
CNNTL016 | ANDERSON , VAUL-4/0-12
CNNTL016 | BURNDY CORP. , YRA28U
CNNTL016 | CONNECTOR MANUFACTURING CO. , ALB-7
CNNTL016 | HOMAC , SA-4/0-48
CNNTL016 | PENN-UNION , FSLA-025S
CNNTL016 | RICHARDS MFG. CO. , AL12
CNNTL016 | UTILCO , 1ACL-4/0
CNNTL031 | ANDERSON , CCL-1216C
CNNTL031 | BURNDY CORP. , YNA49R-T
CNNTL031 | SEFCOR , NEED STRANDING
CNNTL034 | BURNDY CORP. , YA34-2N
CNNTL034 | ELECTRICAL SPECIALTY PRODUCTS , CHL-500-BN
CNNTL034 | HOMAC , L500-N
CNNTL034 | HUBBELL , VHCL50012BN
CNNTL034 | KEARNEY , 136712-500
CNNTL034 | MAC PRODUCTS INC. , MRB 500-8N
CNNTL034 | PENN-UNION , BBLU-050D
CNNTL034 | RICHARDS MFG. CO. , CL18-2N
CNNTL034 | SEFCOR , CL-20-2B
CNNTL034 | UTILCO , CLND-500-12-134
CNNTL407 | AFL , DPL50-2N
CNNTL407 | PLP , XZ500-2N
CNNTL407 | SEFCOR , CL-20-2B
CNNTL407 | THOMAS & BETTS , 54876BE
CNNTL408 | AFL , DPL75-2N
CNNTL408 | BURNDY ELECTRICAL , YA392N
CNNTL408 | RICHARDS MFG. CO. , HDCL23-2N
CNNTL408 | SEFCOR , CL-27-2B
CNNTL408 | THOMAS & BETTS , 54880BE
CNNTL408 | TRAVIS FOUNDRY - PDU , 16-115B
CNNTL606 | AFL , QL13-50E-SN
CNNTL606 | ANDERSON , TLS-32-TP
CNNTL606 | BURNDY CORP. , QGFL26B2T6W
CNNTL606 | SEFCOR , UN-4048T-SND
CNNTL616 | AFL , QL35E
CNNTL616 | ANDERSON , TLS-52-L
CNNTL616 | BURNDY CORP. , QGFL31B1T6
CNNTL616 | DOSSERT , QL-35E
CNNTL616 | PENN-UNION , LSN-035NE
CNNTL616 | SEFCOR , UN-4553-T
CNNTL620 | AFL , QL50E
CNNTL620 | ANDERSON , TLS-62-L
CNNTL620 | DOSSERT , QL-50E
CNNTL620 | PENN-UNION , LSN-050NE
CNNTL620 | SEFCOR , UN-4656-T
CNNTL622 | AFL , QL100E
CNNTL622 | ANDERSON , TLS-89L
CNNTL622 | BURNDY CORP. , QGFL39B1T6
CNNTL622 | DOSSERT , QL-75E
CNNTL622 | PENN-UNION , LSN-075E
CNNTL708 | AFL , TCVH50-2N-SN
CNNTL708 | ANDERSON , SWH-050-B2-TP-ED
CNNTL708 | BURNDY CORP. , NAH34-2N-TN
CNNTL708 | DOSSERT , TCVH50-2N-SN
CNNTL708 | HOMAC , 7M-60-2NR
CNNTL708 | PLP , HZRD19-2N-E
CNNTL708 | SEFCOR , FNCT-20H-2B-SND
CNNTL708 | TRAVIS FOUNDRY - PDU , 11-104H-TPA
CNNTL730 | AFL , TCVH100-2N-SN
CNNTL730 | ANDERSON , SWH-100-B2-TP-ED
CNNTL730 | DOSSERT , TCVH1002NSN
CNNTL730 | HOMAC , 7M-125-2NR
CNNTL730 | PLP , HZRD28-2N-E
CNNTL730 | SEFCOR , FNCT-34-2B-SND
CNNTL730 | TRAVIS FOUNDRY - PDU , 11-104-TPA
CNNTL758 | AFL , TCVH50-4N-SN
CNNTL758 | ANDERSON , SWH-050-C-TP
CNNTL758 | HOMAC , 7M-60-4NR
CNNTL758 | PLP , HZRD19-4N-E
CNNTL758 | SEFCOR , FNCT-20-4A-SND
CNNTL758 | TRAVIS FOUNDRY - PDU , 11-105H-TPA
CNNTL759 | AFL , T2CVH50-4N-SN
CNNTL759 | BURNDY CORP. , N2AH34-34N-TN
CNNTL759 | HOMAC , 7MM-60-4NR
CNNTL759 | PLP , H2ZRD19-4N-E
CNNTL759 | SEFCOR , FNCT2-20-4A-SND
CNNTL759 | TRAVIS FOUNDRY - PDU , 11-231-TPA
CNNTL770 | AFL , TCVH100-4N-SN
CNNTL770 | ANDERSON , SWH-100-C-TP
CNNTL770 | DOSSERT , TCVH100-4N-SN
CNNTL770 | HOMAC , 7M-125-4NR
CNNTL770 | PLP , HZRD28-4N-E
CNNTL770 | SEFCOR , FNCT-34-4A-SND
CNNTL770 | TRAVIS FOUNDRY - PDU , 11-111-TPA
CNNTL772 | DOSSERT , T2CVH 100-4N-SN
CNNTL772 | HOMAC , 7MM-100-4NR
CNNTL772 | PLP , H2ZRD28-4N-E
CNNTL772 | SEFCOR , FNCT2-34-4A-TP
CNNTL772 | TRAVIS FOUNDRY - PDU , 11-234-TPA
CNNTL774 | AFL , T2CVH100-4N4-SN
CNNTL774 | ANDERSON , SWHD-100-D-TP
CNNTL774 | HOMAC , 7MM1-100-4NNR
CNNTL774 | PLP , H2ZRD28-4N4-E
CNNTL774 | SEFCOR , FNCT2-34-4B-TP
CNNTL774 | TRAVIS FOUNDRY - PDU , 11-235-TPA
CNNTL910 | AFL , TP125-4N-SN
CNNTL910 | ANDERSON , STF4-12C-TP
CNNTL910 | BURNDY CORP. , NA16-4NW
CNNTL910 | DOSSERT , TP-125-4N-SN
CNNTL910 | HOMAC , KL-G-4NR
CNNTL910 | PLP , HZ39-4N-E
CNNTL910 | SEFCOR , FNTT-49-4A-SND
CNNTL910 | TRAVIS FOUNDRY - PDU , 11-150-TPA
CNNTL922 | AFL , TP250-4N-SN
CNNTL922 | ANDERSON , STF4-24C-TP
CNNTL922 | HOMAC , KL-K-4NR
CNNTL922 | PLP , HZ42-4N-E
CNNTL922 | SEFCOR , FNTT-60-4A-SND
CNNTL922 | TRAVIS FOUNDRY - PDU , 11-159-TPA
CNNTL926 | AFL , TP300-4N-SN
CNNTL926 | ANDERSON , STF4-30C-TP
CNNTL926 | HOMAC , KL-L-4NR
CNNTL926 | PLP , HZ43-4N-E
CNNTL926 | SEFCOR , FNTT-62-4A-SND
CNNTL926 | TRAVIS FOUNDRY - PDU , 11-162-TPA
CNNTLF57 | THOMAS AND BETTS , 10RC-6F
CNNTLF58 | THOMAS AND BETTS , 10RC-8F
CNNTLF59 | THOMAS AND BETTS , 10RC-10F
CNNTLF60 | THOMAS AND BETTS , 10RC-14F
CNNTLR09 | THOMAS AND BETTS , B14-10
CNNTLR23 | THOMAS AND BETTS , C10-10
CNNTLR28 | THOMAS AND BETTS , D8-10
CNNTLR29 | THOMAS AND BETTS , D8-14-SK
CNNTLR30 | THOMAS AND BETTS , D8-516
CNNTLR31 | THOMAS AND BETTS , D8-38
CNNTLR34 | THOMAS AND BETTS , E6-14
CNNTLR62 | THOMAS AND BETTS , 14RB-516
CNNTLR63 | THOMAS AND BETTS , 14RB-38
CNNTLR65 | THOMAS AND BETTS , 10RC-8
CNNTLR68 | THOMAS AND BETTS , 10RC-516
CNNTLR69 | THOMAS AND BETTS , 10RC-38
CNNTR001 | ANDERSON , ACS-2-6
CNNTR001 | BURNDY CORP. , YSU2R4W
CNNTR001 | HOMAC , UIB-26
CNNTR001 | ITT BLACKBURN , CS71
CNNTR001 | KEARNEY , 20690
CNNTR001 | PENN-UNION , PSK-14
CNNTR001 | THOMAS AND BETTS , CS71
CNNTS004 | ALCON , SEE SPEC (CNNTS004KIT)
CNNTS004 | DURHAM CO., THE , VUTH750-128I
CNNTS004 | ELECTRICAL SPECIALTY PRODUCTS , SEE SPEC (UTL8-750-K)
CNNTS004 | HOMAC , SEE SPEC (ABT8750CK)
CNNTS004 | POLARIS , SEE SPEC (PTLH750-128KP)
CNNTS004 | UTILCO , SEE SPEC (USG2-750R128KP)
CNNTS006 | ALCON , T4G3-500G-RB
CNNTS006 | CONNECTOR MANUFACTURING CO. , L3D4-500I
CNNTS006 | HOMAC , ABT3500DSC
CNNTS006 | POLARIS , PTLH-500-43P
CNNTS006 | UTILCO , USG2-500-C43P
CNNTS007 | ALCON , BTC6-500G-RB
CNNTS007 | CONNECTOR MANUFACTURING CO. , NP6-500I
CNNTS007 | HOMAC , ABP6500C
CNNTS007 | POLARIS , PPT-5006P
CNNTS007 | UTILCO , PTT6-500P
CNNTS009 | HOMAC , RABP6350C
CNNTS010 | CONNECTOR MANUFACTURING CO. , L3D4-750IK-JEA
CNNTY001 | THOMAS AND BETTS , TC5342A
CNNTY104 | THOMAS AND BETTS , TY524M
CNNTY108 | BURNDY CORP. , CT50175C
CNNTY108 | BURNDY CORP. , TF5D
CNNTY108 | THOMAS AND BETTS , TY525M
CNNTY111 | THOMAS AND BETTS , TY5272M
CNNTY150 | BURNDY CORP. , CT40300C
CNNTY150 | DENNISON , 08859
CNNTY150 | PANDUIT CORP. , PLT 3I
CNNTY150 | THOMAS AND BETTS , 13-243
CNNTY206 | BURNDY CORP. , CT40200C0
CNNTY206 | DENNISON , 08386
CNNTY206 | THOMAS AND BETTS , TY5242MX
CNNVG002 | CMC/BARFIELD MANUFACTURING , VC-4NP
CNNVG002 | HUBBELL , GC-5004
CNNVG002 | MACLEAN POWER SYSTEMS , BVC-4
CNNVG002 | RICHARDS MFG. CO. , VC5
CNNVG003 | HUBBELL , GC-5002
CNNVG003 | MACLEAN POWER SYSTEMS , BVC-2
CNNVG003 | RICHARDS MFG. CO. , VC7
CNNVG004 | CMC/BARFIELD MANUFACTURING , VC-20S
CNNVG004 | HUBBELL , GC-5020S
CNNVG004 | MACLEAN POWER SYSTEMS , BVC-20S
CNNVG004 | PENN-UNION , FF-2/0
CNNVG004 | RICHARDS MFG. CO. , VC10S
CNNVG006 | CMC/BARFIELD MANUFACTURING , VC-40
CNNVG006 | HOMAC , VGC4040
CNNVG006 | HUBBELL , GC-5040
CNNVG006 | MACLEAN POWER SYSTEMS , BVC-40
CNNVG006 | PENN-UNION , FF-4/0
CNNVG006 | RICHARDS MFG. CO. , VC12
CNNWC102 | THOMAS AND BETTS , RC55
CNNWC220 | 3M , R-BOX
CNNWC220 | IDEAL , 30-452
CNNWC220 | LAWSON PRODUCTS , P35117
CNNWE300 | AFL , WTC250-4N-AA
CNNWE300 | ANDERSON , WTTFR-10-24-C
CNNWE300 | BURNDY CORP. , SWAB19A-34N
CNNWE300 | DOSSERT , WTC2504NAA
CNNWE300 | HOMAC , AWBT-FK-4N
CNNWE300 | PLP , TBD PER TUBE SIZE
CNNWE300 | SEFCOR , WTF-3960-4A
CNNWE300 | TRAVIS FOUNDRY - PDU , 18-623-WR
CNNWE301 | AFL , WTC600-4N4-AA
CNNWE301 | ANDERSON , WTTFR-30-60-D
CNNWE301 | BURNDY CORP. , SWAB86A-44N
CNNWE301 | DOSSERT , WTC6004N4AA
CNNWE301 | HOMAC , AWBT-LS-4NN
CNNWE301 | PLP , TBD PER TUBE SIZE
CNNWE301 | SEFCOR , WTF-6269-4B
CNNWE301 | TRAVIS FOUNDRY - PDU , 18-642-WR
CNNWE408 | AFL , HPS200-3-CH-AA
CNNWE408 | ANDERSON , WTH-20-3
CNNWE408 | DOSSERT , HPS200-3B-CH-AA
CNNWE408 | HOMAC , AWBQ-J-3
CNNWE408 | PLP , MYCSG-18A-3
CNNWE408 | SEFCOR , ASWH-58-3-SE
CNNWE408 | TRAVIS FOUNDRY - PDU , 19-345
COVIC002 | ANDERSON , PTC-2
COVIC002 | BURNDY CORP. , CCD
COVIC002 | FCI USA INCORPORATED , CCD
COVIC002 | KEARNEY , 601-D
COVIC002 | KEARNEY , 601-OD
COVIC002 | UTILITY STANDARD , USCCD
COVIC002 | VIRGINIA PLASTICS CO. , CC-D-275BK
COVIC003 | HOMAC , CST-3095
COVSP001 | RAYCHEM , GELCAP-SL-JEA
COVSP002 | HOMAC , FSS 350-HM
COVSP003 | HOMAC , FSS 20-HM
COVWP004 | RAYCHEM , GELWRAP-33/10-300
CUTOT004 | ABB POWER T & D , AJ25TENN13N0
CUTOT004 | ALUMA FORM , CSG27-100A-150-EN-12kA
CUTOT004 | HUBBELL , CP710313EZM
CUTOT004 | MACLEAN POWER SYSTEMS , SC27SG112-M
CUTOT004 | POWERLINE HARDWARE CO. , SIL-127-2150-L
CUTOT004 | S AND C ELECTRIC CO. , 89052R10-P-M
CUTOT004 | ,
CUTOT004 | ,
CUTOT006 | ABB POWER T & D , X8JENNMM12S
CUTOT006 | MACLEAN POWER SYSTEMS , SC27XS112-M
CUTOT007 | HUBBELL POWER SYSTEMS, INC. , CP710342EZM
CXAFG001 | ALUMA FORM , FDA30-3/4-120-NB-IP-FG-JEA
CXAFG001 | MACLEAN POWER SYSTEMS , PY10SD526-JEA
CXAFG001 | PUPI , DA3000120X3JE12
CXAFG002 | ALUMA FORM , FTA20-4-120-A-IP-JEA
CXAFG002 | MACLEAN POWER SYSTEMS , PS10ST393-I
CXAFG002 | PUPI , TB2200120JE12
DAPVI001 | ALCOA , 1701-2
DAPVI001 | FARGO , 607048
DAPVI001 | PREFORMED LINE PRODUCTS CO. , DB05-06
DAPVI003 | ALCOA , 1705-8
DAPVI003 | DULMISON , DB2-21
DAPVI003 | FARGO , 60710-12
DAPVI003 | PREFORMED LINE PRODUCTS CO. , VSD-3525
DAPVI004 | ALCOA , 1706-10
DAPVI004 | DULMISON , DB2-27
DAPVI004 | FARGO , 60715-13
DAPVI004 | PREFORMED LINE PRODUCTS CO. , VSD-4032
DAPVI005 | ALCOA , 1708-14
DAPVI005 | DULMISON , DB4-38
DAPVI005 | FARGO , 60720-14
DAPVI005 | PREFORMED LINE PRODUCTS CO. , VSD-5040
DEACB003 | ALCOA , B6365-F
DEACB003 | BURNDY CORP. , YTW39RY30/43RE
DEACB005 | ALCOA , B6365-T
DEACB005 | BURNDY CORP. , YTW48RY30/48RE
DEACB007 | ALCOA , B 3951-M WITH E 9718.546
DEACB007 | BURNDY CORP. , YTW56RY30/590RE
ENCOD007 | CMC/BARFIELD MANUFACTURING , (PER SPEC) BASE314034SP-H
ENCOD007 | SWITCHGEAR POWER SYSTEMS , PER SPEC(N1280-JEA-M2)
ENCOD008 | SWITCHGEAR POWER SYSTEMS , PER SPEC (SHARP AR-M257)
FUSAS001 | S AND C ELECTRIC CO. , PERSPEC 55303R3-A10G7M1P5-E131
FUSHO007 | CHANCE , T710-313T
FUSHO007 | S AND C ELECTRIC CO. , 89532R10
FUSHO009 | ABB POWER T & D , 4995C51A23
FUSHO016 | COOPER POWER SYSTEMS , FN10B4ASM
FUSHO016 | GENERAL ELECTRIC CO. , 31F2807001
FUSHO018 | COOPER POWER SYSTEMS , FN11B2ASM
FUSHO018 | GENERAL ELECTRIC , 31F2808001
FUSHO037 | S AND C ELECTRIC CO. , 3052R1
FUSHO046 | ABB POWER T & D , 7194C60G11MP
FUSHO046 | HUBBELL POWER SYSTEMS, INC. , T710-613T
FUSHO046 | S AND C ELECTRIC CO. , 89533R10
FUSOH001 | INDEL , EF10TPCIR
FUSOH001 | S AND C ELECTRIC CO. , 279010
FUSOH002 | INDEL , EF12TPCIR
FUSOH002 | S AND C ELECTRIC CO. , 279012
FUSOH003 | INDEL , EF15TPCIR
FUSOH003 | S AND C ELECTRIC CO. , 279015
FUSOH004 | INDEL , EF20TPCIR
FUSOH004 | S AND C ELECTRIC CO. , 279020
FUSOH005 | INDEL , EF25TPCIR
FUSOH005 | S AND C ELECTRIC CO. , 279025
FUSOH006 | INDEL , EF30TPCIR
FUSOH006 | S AND C ELECTRIC CO. , 279030
FUSOH007 | INDEL , EF40TPCIR
FUSOH007 | S AND C ELECTRIC CO. , 279040
FUSOH008 | INDEL , EF50TPCIR
FUSOH008 | S AND C ELECTRIC CO. , 279050
FUSOH009 | INDEL , EF65TPCIR
FUSOH009 | S AND C ELECTRIC CO. , 279065
FUSOH010 | INDEL , EF80TPCIR
FUSOH010 | S AND C ELECTRIC CO. , 279080
FUSOH011 | INDEL , EF100TPCIR
FUSOH011 | S AND C ELECTRIC CO. , 279100R1
FUSOH012 | S AND C ELECTRIC CO. , 355200R1
FUSOH019 | CHANCE , MOD4SFA23
FUSOH019 | KEARNEY , 41050
FUSOH020 | CHANCE , MOD7SFA23
FUSOH020 | KEARNEY , 41100
FUSOH021 | CHANCE , M1D0SFA23
FUSOH021 | KEARNEY , 41150
FUSOH022 | CHANCE , M1D6SFA23
FUSOH022 | INDEL , EF2.5IXPCIR
FUSOH022 | KEARNEY , 41250
FUSOH023 | CHANCE , M2D1SFA23
FUSOH023 | INDEL , EF3.5IXPCIR
FUSOH023 | KEARNEY , 41350
FUSOH024 | CHANCE , M3D1SFA23
FUSOH024 | INDEL , EF4IXPCIR
FUSOH024 | KEARNEY , 41400
FUSOH025 | CHANCE , M4D2SFA23
FUSOH025 | INDEL , EF5.5IXPCIR
FUSOH025 | KEARNEY , 41550
FUSOH026 | CHANCE , M5D2SFA23
FUSOH026 | INDEL , EF7IXPCIR
FUSOH026 | KEARNEY , 41007
FUSOH027 | CHANCE , M7DOSFA23
FUSOH027 | INDEL , EF10IXPCIR
FUSOH027 | KEARNEY , 41010
FUSOH028 | CHANCE , M10D4SFA23
FUSOH028 | INDEL , EF15IXPCIR
FUSOH028 | KEARNEY , 41015
FUSOH029 | CHANCE , M14SFA23
FUSOH029 | INDEL , EF25ISPCIR
FUSOH029 | KEARNEY , 21025
FUSOH029 | MC GRAW EDISON , FL2S25
FUSOH030 | CHANCE , M21SFA23
FUSOH030 | INDEL , EF30ISPCIR
FUSOH030 | KEARNEY , 21030
FUSOH030 | MC GRAW EDISON , FL2S30
FUSOH031 | CHANCE , M32SFA23
FUSOH031 | INDEL , EF50ISPCIR
FUSOH031 | KEARNEY , 21050
FUSOH031 | MC GRAW EDISON , FL2S50
FUSOH032 | CHANCE , M46SFA23
FUSOH032 | INDEL , EF65ISPCIR
FUSOH032 | KEARNEY , 21065
FUSOH032 | MC GRAW EDISON , FL2S65
FUSOH033 | CHANCE , M100MSA23
FUSOH033 | KEARNEY , 21100
FUSOH033 | MC GRAW EDISON , FL2S100
FUSUG022 | COOPER POWER , 4000358C05B
FUSUG035 | S AND C ELECTRIC CO. , 123040R4
FUSUG036 | S AND C ELECTRIC CO. , 123050R4
FUSUG037 | S AND C ELECTRIC CO. , 123060R4
FUSUG038 | S AND C ELECTRIC CO. , 123075R4
FUSUG039 | S AND C ELECTRIC CO. , 123100R4
FUSUG040 | S AND C ELECTRIC CO. , 123125R4
FUSUG041 | S AND C ELECTRIC CO. , 123150R4
FUSUG042 | S AND C ELECTRIC CO. , 123250R4
FUSUG047 | S AND C ELECTRIC CO. , 123200R4
GCBBB109 | ABB POWER T & D , 674A015-01
GCBBB115 | ABB POWER T & D , 366B054-02
GCBBB208 | ABB POWER T & D , GPFX731123R2
GCBBB217 | ABB POWER T & D , GPFX730250P1
GCBBB222 | ABB POWER T & D , GPHL010219P1
GCBBB223 | ABB POWER T & D , KA000072-01
GCBBB225 | ABB POWER T & D , KA00000904
GRICA002 | KELLEMS , 0220-7008
GRICA002 | SLINGCO , ZCS3008
GRICA003 | KELLEMS , 0221-1073
GRICA003 | SLINGCO , ZCS2724
GRIPR001 | CHANCE , 12D5M-AWSBG
GRIPR001 | DULMISON , AWGG0870
GRIPR001 | PREFORMED LINE PRODUCTS CO. , AWDE4119
GRIPR001 | SLACAN , 17140
GRISA003 | DULMISON , HSU2840
GRISA003 | PREFORMED LINE PRODUCTS CO. , AGS-5131
GRISA003 | SLACAN , 80246
GRISA005 | DULMISON , HSU3855
GRISA005 | PREFORMED LINE PRODUCTS CO. , AGS-5145
GRISA005 | SLACAN , 80255
GUAAN002 | CENTRAL MOLONEY , 70380499
GUAAN006 | POWERLINE HARDWARE CO. , SILAG-01-KR
GUACA001 | CARLON , (SEE SPEC)59011N
GUACA001 | CUSTOM PLASTICS, INC. , CPI-42100
GUACA001 | ELECTRICAL MATERIALS CO., INC. , PE-2UG10H
GUACA001 | HOLM INDUSTRIES INC , (SEE SPEC)PM2-40
GUACA001 | PRIME CONDUIT , (SEE SPEC) 59011N
GUACA002 | CARLON , (SEE SPEC)59016N
GUACA002 | ELECTRICAL MATERIALS CO., INC. , PE-5UG10SH
GUACA002 | HOLM INDUSTRIES INC , (SEE SPEC) PM5-40
GUACA002 | PRIME CONDUIT , (SEE SPEC)59016N
GUACA003 | CARLON , (SEE SPEC)59017N
GUACA003 | ELECTRICAL MATERIALS CO., INC. , PE-6UG10SH
GUACA003 | HOLM INDUSTRIES INC , (SEE SPEC)PM6-40
GUACA003 | PRIME CONDUIT , (SEE SPEC)59017N
GUACA004 | CARLON , (SEE SPEC)59013N
GUACA004 | CUSTOM PLASTICS, INC. , CPUS4310
GUACA004 | ELECTRICAL MATERIALS CO., INC. , PE-3UG10SH
GUACA004 | HOLM INDUSTRIES INC , (SEE SPEC)PM3-40
GUACA004 | PRIME CONDUIT , (SEE SPEC) 59013N
GUAGW001 | CHANCE , 96-KG-1/2G
GUAGW001 | ELECTRICAL MATERIALS CO., INC. , PEGM1/2
GUAGW001 | JOSLYN HI-VOLTAGE CORP. , S484-4049
GUAGW001 | PLASTIGAGE CORP. , 601
GUAGW001 | PREFORMED LINE PRODUCTS CO. , GWM-7100
GUAGW001 | VIRGINIA PLASTICS CO. , VP-1/2-GWM
GUAGW002 | CHANCE , 96-PBG-2Y
GUAGW002 | ELECTRICAL MATERIALS CO., INC. , 70-7Y-2P
GUAGW002 | IPEX , (SEE SPEC)025504
GUAGW002 | PLP , PG5462
GUAGW002 | PREFORMED LINE PRODUCTS , PG-6000PIN2
GUAGW003 | PREFORMED LINE PRODUCTS CO. , PG-MS-7578
GUALI001 | CHANCE , ASAMG-023
GUALI001 | DULMISON , ALG0880
GUALI001 | HELICAL , 23ALG-520
GUALI001 | PAYER , ROBIN-23-AL
GUALI001 | PREFORMED LINE PRODUCTS CO. , MG-0133
GUALI001 | SLACAN , 80722
GUALI002 | CHANCE , 21AMG-020
GUALI002 | DULMISON , ALG0785
GUALI002 | FLORIDA WIRE AND CABLE , FWLG-21-103
GUALI002 | HELICAL , 21ALG-518
GUALI002 | PAYER , SPARROW-21-AL
GUALI002 | PREFORMED LINE PRODUCTS CO. , MG-0131
GUALI002 | SLACAN , 80718
GUALI004 | CHANCE , 25AMG-027
GUALI004 | DULMISON , ALG0990
GUALI004 | FLORIDA WIRE AND CABLE , FWLG-25-107
GUALI004 | HELICAL , 25ALG-522
GUALI004 | PAYER , RAVEN-25-AL
GUALI004 | PREFORMED LINE PRODUCTS CO. , MG-0135
GUALI004 | SLACAN , 80726
GUALI006 | CHANCE , 29AMG-035
GUALI006 | DULMISON , ALG1245
GUALI006 | FLORIDA WIRE AND CABLE , FWLG-29-111
GUALI006 | HELICAL , 29ALG-526
GUALI006 | PAYER , PIGEON-29-AL
GUALI006 | PREFORMED LINE PRODUCTS CO. , MG-0139
GUALI006 | SLACAN , 80734
GUALI007 | CHANCE , 35AMG-047
GUALI007 | DULMISON , ALG1665
GUALI007 | FLORIDA WIRE AND CABLE , FWLG-35-117
GUALI007 | HELICAL , 35ALG-532
GUALI007 | PREFORMED LINE PRODUCTS CO. , MG-0145
GUALI007 | SLACAN , 80746
GUALI008 | CHANCE , 43AMG-057
GUALI008 | DULMISON , ALG2285
GUALI008 | HELICAL , 43ALG-538
GUALI008 | PAYER , DOVE-43-AL
GUALI008 | PREFORMED LINE PRODUCTS CO. , MG-0151
GUALI008 | SLACAN , 80758
GUYAT004 | ATLAS COPCO , APP-664
GUYAT004 | CONTINENTAL ELECTRIC , SF-HDG-14.5
GUYAT004 | HUGHES BROTHERS , B2214.2A
GUYAT004 | UNITED UTILITY PRODUCTS , UUP-204
GUYAT008 | ALLIED BOLT, INC. , 22002
GUYAT008 | HUBBELL , GEP5A34N
GUYAT008 | MACLEAN POWER SYSTEMS , MGA345-AN
GUYAT008 | SALCO , MGE-6N
GUYFI001 | ALLIED BOLT, INC. , 1436
GUYFI001 | CHANCE , 0501
GUYFI001 | CONTINENTAL ELECTRIC , SWBG-20-54
GUYFI001 | JOSLYN HI-VOLTAGE CORP. , J1501
GUYFI001 | MC GRAW EDISON , DG1D1
GUYFI001 | MIDWEST FABRICATION , PX 34A
GUYFI001 | UTILITIES SERVICE , 1296
GUYFI002 | ALLIED BOLT, INC. , 1437
GUYFI002 | CHANCE , 0502
GUYFI002 | CONTINENTAL ELECTRIC , SWG-20-5
GUYFI002 | JOSLYN HI-VOLTAGE CORP. , J1502
GUYFI002 | MC GRAW EDISON , DG3D1
GUYFI002 | MIDWEST FABRICATION , PX 33A
GUYFI002 | UTILITIES SERVICE , 1297
GUYGR001 | DULMISON , SGG-0915C
GUYGR001 | FLORIDA WIRE AND CABLE , FLB-3600
GUYGR001 | HELICAL , HG-310-3/8
GUYGR001 | PAYER , 3/8-35-GN-C
GUYGR001 | PREFORMED LINE PRODUCTS CO. , GDE-2107
GUYGR001 | SLACAN , 80281
GUYGR002 | DULMISON , SGG-1105C
GUYGR002 | FLORIDA WIRE AND CABLE , FLB-3700
GUYGR002 | HELICAL , HG-311-7/16
GUYGR002 | PAYER , 7/16-38-GN-C
GUYGR002 | PREFORMED LINE PRODUCTS CO. , GDE-2108
GUYGR002 | SLACAN , 80282
GUYGR004 | CHANCE , 9/16CTLG-C
GUYGR004 | DULMISON , SGG-1435C
GUYGR004 | FLORIDA WIRE AND CABLE , FLB-3900
GUYGR004 | PAYER , 9/16-55-GN-C
GUYGR004 | PREFORMED LINE PRODUCTS CO. , BG-2116
GUYGR004 | SLACAN , 80182
GUYGR005 | DULMISON , SGG-1905C
GUYGR005 | PREFORMED LINE PRODUCTS , BG-1112
GUYST005 | BEKAERT CORPORATION , 118574 CLASS B
GUYST005 | BEKAERT CORPORATION , AST3087EX58C00500
GUYST005 | FLORIDA WIRE AND CABLE , CLASS B ONLY
GUYST005 | GUARDIAN CABLE SYSTEMS , 38EHS95ZN5AL500
GUYST005 | NATIONAL STRAND , CLASS B ONLY
GUYST005 | VANGUARD STEEL LTD , 35015024-0500
GUYST005 | WRCA , 3/8-0120-EB
GUYST006 | BEKAERT CORPORATION , AST7167EX58C00500
GUYST006 | FLORIDA WIRE AND CABLE , NONE
GUYST006 | GUARDIAN CABLE SYSTEMS , 716EHS95ZN5AL500
GUYST006 | NATIONAL STRAND , NONE
GUYST006 | VANGUARD STEEL LTD , 35015028-0500
GUYST007 | BEKAERT CORPORATION , AST9167EX58R01000
GUYST007 | BEKAERT CORPORATION , AST916A
GUYST007 | FLORIDA WIRE AND CABLE , NONE
GUYST008 | BEKAERT CORPORATION , AST304AEX59R01000
GUYST008 | FLORIDA WIRE AND CABLE , NONE
HOKCA003 | ATLAS POWER PRODUCTS , APP-2143
HOKCA003 | HUBBELL POWER SYSTEMS, INC. , DU1S2
HOKCA003 | INWESCO INC. , 11B27
HOKCA003 | MACLEAN POWER SYSTEMS , APP-2143
HOKCA004 | ATLAS POWER PRODUCTS , APP-2144
HOKCA004 | HUBBELL POWER SYSTEMS, INC. , DU1S3
HOKCA004 | INWESCO INC. , 11C27
HOKCA005 | ATLAS POWER PRODUCTS , APP-2145
HOKCA005 | HUBBELL POWER SYSTEMS, INC. , DU1S4
INDCF004 | POWER DELIVERY PRODUCTS , 29-6214-10FO
INDCF004 | SMART GRID SOLUTIONS , FI-3C-C04NAX-10
INDCF012 | POWER DELIVERY PRODUCTS , 29-6215-10FO
INDCF012 | SMART GRID SOLUTIONS , FI-3C-C04NCX-10
INDCF024 | SENTIENT , 32443-32202-10001
INDCF025 | SENTIENT , 33001-32202-20001
INDLV001 | SIEMENS , 7ML5320-1AA06-0AP0-LR120
INDLV003 | VEGA , PS6X-224 HQW has a 1-1/2? NPT process connection.
INDLV004 | DATEXEL , DAT9000
INDLV005 | DATEXEL , DAT3024ISO
INDLV006 | PRECISION DIGITAL , SKU: PD9000-7G-8AI
INSCO001 | ADVANCED RUBBER PRODUCTS , ARP-35SKCE-S
INSCO001 | GAMMA , PS035
INSCO001 | HUBBELL , 801046-0215
INSCO001 | PEAK DEMAND , CDI-DS-35
INSCO001 | SALISBURY , 9503U-SI
INSCO001 | VICTOR , 8235-JEA
INSCO001 | VOLT TEK , 3515S-00
INSCR002 | NGK , 97008-RG
INSCR002 | NGK , C97008R2-275
INSDE002 | HUBBELL , S050097H201A
INSDE002 | LAPP INSULATOR , CS5-111-YB-250-B
INSDE002 | MACLEAN POWER SYSTEMS , S24080097VASS040
INSDE002 | MACLEAN POWER SYSTEMS , S248111VA02
INSDE002 | NGK-LOCKE, INC. , 502-SS810-YK-08
INSDE003 | HUBBELL POWER SYSTEMS, INC. , S050075H201A
INSDE003 | LAPP INSULATOR , CS5-089-YB-200-B
INSDE003 | MACLEAN POWER SYSTEMS , S24080074VASS033
INSDE003 | MACLEAN POWER SYSTEMS , S248089VA07
INSDE003 | NGK-LOCKE, INC. , 502-SS630-YK-08
INSDE004 | HUBBELL POWER SYSTEMS, INC. , S050051H201A
INSDE004 | LAPP INSULATOR , CS5-066-YB-150-B
INSDE004 | MACLEAN POWER SYSTEMS , S24080051VASS027
INSDE004 | MACLEAN POWER SYSTEMS , S248066VA01
INSDE004 | NGK-LOCKE, INC. , 502-SL430-YK-09
INSDE010 | HUBBELL POWER SYSTEMS, INC. , S050030H2010
INSDE010 | MACLEAN POWER SYSTEMS , S24080028VXAL017
INSDE010 | NGK-LOCKE, INC. , 502-SL240-YK
INSFE001 | ALUMA FORM , FGS16-24CT-SC
INSFE001 | MACLEAN POWER SYSTEMS , GCTE1524SC
INSFE002 | ALUMA FORM , FGS16-12CT-SC
INSFE002 | MACLEAN POWER SYSTEMS , GCTE1512SC
INSGB002 | ALUMA-FORM , FGS21-60CR
INSGB002 | BARRON BETHEA , BB-21-CC-60-1R
INSGB002 | CHANCE , GS21060CC1
INSGB002 | CONTINENTAL ELECTRIC , GCC21-60R
INSGB002 | FLAGG (MIF) , 210-60
INSGB002 | FLH , FCC2160R
INSGB002 | HUGHES BROTHERS , 694-60-R
INSGB002 | KEARNEY , 321021-60
INSGB002 | MC GRAW EDISON , DEG30CC60
INSGB006 | ALUMA-FORM , FGS36-90CR
INSGB006 | BARRON BETHEA , BB-35-CC-90-1R
INSGB006 | CONTINENTAL ELECTRIC , GCC36-90R
INSGB006 | FLAGG (MIF) , 360-90
INSGB006 | HUGHES BROTHERS , 696-90-R
INSGB006 | KEARNEY , 321035-90
INSGB008 | ALUMA-FORM , FGS21-144CR
INSGB008 | CHANCE , GS21144CC1
INSGB008 | CONTINENTAL ELECTRIC , GCC21-144R
INSGB008 | FLH , FCC21144R
INSGB008 | HUGHES BROTHERS , CF694-144-R
INSHP001 | HUBBELL , 80S028-0K09
INSHP001 | MACLEAN POWER SYSTEMS , H040U0008MXSS004
INSHP020 | HUBBELL , P250034S0020
INSHP020 | LAPP INSULATOR , CL2-049-21-095-A
INSHP020 | MACLEAN POWER SYSTEMS , H29010035MXSS018
INSHP020 | NGK-LOCKE, INC. , L2-SN241-13
INSHP021 | HUBBELL POWER SYSTEMS, INC. , P250034S0550
INSHP021 | LAPP INSULATOR , CL2-049-11-095-A
INSHP021 | MACLEAN POWER SYSTEMS , H21010035MXSS018
INSHP021 | NGK-LOCKE, INC. , L2-SN241-18
INSHP022 | HUBBELL POWER SYSTEMS, INC. , P250041E055A
INSHP022 | LAPP INSULATOR , CL2-061-11-145-B
INSHP022 | MACLEAN POWER SYSTEMS , H21010048VASS021
INSHP022 | NGK-LOCKE, INC. , L2-SN361-18-W
INSHP023 | HUBBELL POWER SYSTEMS, INC. , P250041E002A
INSHP023 | LAPP INSULATOR , CL2-062-21-145-B
INSHP023 | MACLEAN POWER SYSTEMS , H29010048BASS023
INSHP023 | NGK-LOCKE, INC. , L2-SN361-13-W
INSHP024 | MACLEAN POWER SYSTEMS , H31010078BASS038
INSHP024 | NGK , L3-SN551-18-W
INSHP025 | MACLEAN POWER SYSTEMS , H39010076BASS037
INSHP025 | NGK , L3-SN551-13-W
INSHP030 | HUBBELL , P250043E102A
INSHP030 | MACLEAN POWER SYSTEMS , H29020050MASS026
INSHP030 | MACLEAN POWER SYSTEMS , H292058VA01
INSHP030 | NGK-LOCKE, INC. , L2-SN351-23-W
INSLP011 | HUBBELL POWER SYSTEMS, INC. , BLP053F12005
INSLP011 | LAPP INSULATOR , CBP2-062-145-01
INSLP011 | MACLEAN POWER SYSTEMS , B2101060B15066BA
INSLP011 | NGK-LOCKE, INC. , HV-340
INSLP012 | HUBBELL POWER SYSTEMS, INC. , BLP053G12011
INSLP012 | MACLEAN POWER SYSTEMS , B2901062B15066BA
INSLP012 | NGK-LOCKE, INC. , HV-341
INSLP013 | MACLEAN POWER SYSTEMS , B3101108B14094CA
INSLP013 | NGK-LOCKE, INC. , HV-076
INSLP014 | MACLEAN POWER SYSTEMS , B391108VX03
INSLP014 | NGK-LOCKE, INC. , HV-075
INSLP020 | MACLEAN POWER SYSTEMS , B3131180T121136VA
INSST001 | CHANCE , C909-0032
INSST001 | DULHUNTY POWER , DP53-2B
INSST001 | DULMISON , DSL-5320-B
INSST001 | FLORIDA WIRE AND CABLE , FW151-B
INSST001 | GAMMA , 8442
INSST001 | GAMMA , PT8065B
INSST001 | LAPP , 8442-BROWN
INSST001 | MC GRAW EDISON , DE4S3
INSST001 | NEWELL , 2335320-5001
INSST001 | PORCELAIN PRODUCTS CO. , 5101-B
INSST001 | POWERLINE HARDWARE CO. , P53-2B
INSST001 | SANTANA INSULATORS INC. , RO 12012B
INSST001 | VICTOR INSULATORS , 2012-BROWN
INSST001 | VICTOR INSULATORS , VI-2612-BROWN
INSST002 | CHANCE , C909-2032 WHITE
INSST002 | DIXIE ELECTRIC , D310W
INSST002 | DULHUNTY POWER , DP53-2W
INSST002 | FLORIDA WIRE AND CABLE , FW151-W
INSST002 | GAMMA , 8442W
INSST002 | JOSLYN HI-VOLTAGE CORP. , J151-W
INSST002 | KNOX , 310W
INSST002 | MC GRAW EDISON , DE4S4
INSST002 | NEWELL , 2335320-6001
INSST002 | PORCELAIN PRODUCTS CO. , 5101-W
INSST002 | POWERLINE HARDWARE CO. , P53-2G
INSST002 | POWERLINE HARDWARE CO. , P53-2W
INSST002 | SANTANA INSULATORS INC. , RO12012W
INSST002 | VICTOR INSULATORS , 2012-WHITE
INSST002 | VICTOR INSULATORS , VI-2612-WHITE
INSST012 | PFISTERER , CP2-040-33-073-A1
INSSU002 | GAMMA , PT8232G
INSSU002 | JOSLYN HI-VOLTAGE CORP. , L1814
INSSU002 | LAPP , 6815-70
INSSU002 | NGK , 16044
INSSU002 | PORCELAIN PRODUCTS CO. , 84300
INSSU002 | POWERLINE HARDWARE CO. , P529
INSSU002 | SANTANA INSULATORS INC. , DI 02C12T
INSSU002 | VICTOR INSULATORS , 817
INSSU002 | VICTOR INSULATORS , VI 52-9
INSSU004 | LAPP , 5960A-70
INSSU004 | NGK , 30S255
INSSU004 | PSN COMPONENTS , PSN010
INSSU004 | POWERLINE HARDWARE CO. , P52-5G
INSSU004 | VICTOR INSULATORS , VI 52-5H
INSSU007 | HUBBELL POWER SYSTEMS, INC. , S030031E201A
INSSU007 | LAPP INSULATOR , CS3-043-YB-100-A
INSSU007 | MACLEAN POWER SYSTEMS , S54080031VXSS019
INSSU007 | MACLEAN POWER SYSTEMS , S548043VX07
INSSU007 | NGK-LOCKE, INC. , 301-SL250-YJ
INSSU008 | HUBBELL POWER SYSTEMS, INC. , S030053H201A
INSSU008 | LAPP INSULATOR , CS3-066-YB-150-B
INSSU008 | MACLEAN POWER SYSTEMS , S54080054VASS026
INSSU008 | MACLEAN POWER SYSTEMS , S548066VA01
INSSU008 | NGK-LOCKE, INC. , 301-SS450-YJ-08
INSSU009 | HUBBELL POWER SYSTEMS, INC. , S030077H201A
INSSU009 | LAPP INSULATOR , CS3-089-YB-200-B
INSSU009 | MACLEAN POWER SYSTEMS , S54080077VASS033
INSSU009 | MACLEAN POWER SYSTEMS , S548089VA09
INSSU009 | NGK-LOCKE, INC. , 301-SS640-YJ-08
INSSU010 | HUBBELL POWER SYSTEMS, INC. , S030071H201A
INSSU010 | MACLEAN POWER SYSTEMS , S54080071VASS035
INSSU010 | NGK , 30A-SS600-YJ-08
INSVP001 | DULHUNTY POWER , DP57-2
INSVP001 | FHP , FHP7572G
INSVP001 | GAMMA , 9335X-70
INSVP001 | NEWELL , 37620
INSVP001 | NGK , DA-55004E-LG
INSVP001 | POWERLINE HARDWARE CO. , P572G
INSVP001 | SANTANA INSULATORS INC. , PL-11253
INSVP001 | VICTOR INSULATORS , 62055
INSVP001 | VICTOR INSULATORS , VI57-2
INSVP002 | CHANCE , C903-1422
INSVP002 | DULHUNTY POWER , DP57-12
INSVP002 | DULHUNTY POWER , DP57-12A
INSVP002 | GAMMA , 4235LN-70
INSVP002 | LAPP , 4235-70
INSVP002 | MC GRAW EDISON , NL58537M8
INSVP002 | NEWELL , 43930-7001
INSVP002 | NGK , DA-55011Y-LG
INSVP002 | PORCELAIN PRODUCTS CO. , 5335
INSVP002 | POWERLINE HARDWARE CO. , P57-12G
INSVP002 | SANTANA INSULATORS INC. , PL-21253
INSVP002 | VICTOR INSULATORS , 62155
INSVP002 | VICTOR INSULATORS , VI-52-11
JUNLO001 | BLACKBURN , JJ2C1033H
JUNLO001 | COOPER POWER SYSTEMS , LJ225C3B
JUNLO001 | ELASTIMOLD , 274J3
JUNLO001 | HUBBELL , 228J3B
LIKEX001 | HUGHES , AS-942-A
LIKEX001 | JOSLYN HI-VOLTAGE CORP. , J2520
LIKEX001 | MACLEAN POWER SYSTEMS , SF-ES-6-66-30
LIKEX001 | MC GRAW EDISON , WBT3070
LIKEX001 | THREADED FASTENERS INC. , TF2520
LIKEX002 | BARRON BETHEA , L-14A
LIKEX002 | LINDSEY , 3491
LIKEX002 | MACLEAN POWER SYSTEMS , CEL-14H
LIKEX002 | MIDWEST FABRICATION , PA319
LIKEX002 | PLP , LCE-55-14
LIKEX002 | POWERLINE HARDWARE CO. , PLH-EL-14
LIKEX002 | PREFORMED LINE PRODUCTS CO. , LCE-55-14
LRDIT002 | ABB POWER T & D , 326A04004
LUBGR212 | BURNDY CORP. , P8A
LUBLU003 | LAWSON PRODUCTS, 19902
LUGAR001 | ANDERSON , DS-10100-14
LUGAR001 | BURNDY CORP. , NDR6544T14
LUGAR001 | DOSSERT , SCX100-100-T14
LUGAR001 | HOMAC , 5M863-5
LUGAR001 | TRAVIS FOUNDRY - PDU , 14-235-WRX
LUGGR001 | FRANKEL , CBL-4-N1R
LUGGR001 | PENN-UNION , BLTU-4-S1
LUGGR002 | FRANKEL , CBL-4-N2R
LUGGR002 | HOMAC , CBL-4-N2R
LUGGR002 | PENN-UNION , BLTU-4-S2
LUGGR003 | FRANKEL , CBL-4-N3R
LUGGR003 | PENN-UNION , BLTU-4-S3
MAREL002 | INDUSTRIAL TECHNOLOGY , IDTE610M160CS
MAREL002 | MMM/3M , 1402-XR
MAREL002 | OMNI CORP. , IDTE 610M160CS
MOLAS001 | BURNDY CORP. , YFMR34
MOLAS002 | BURNDY HYDENT , YFM34CR
MOLAS002 | MAC ELECTRICAL CONNECTORS , LATPN 500S
MOLAS002 | RICHARDS MFG. CO. , RMLA500
MOLCO001 | BURNDY CORP. , ZM8-25
MOLCO001 | DOSSERT , MC-250-8
MOLCO001 | MAC ELECTRICAL CONNECTORS , ME258-8
MOLCO003 | BURNDY CORP. , ZM12-25
MOLCO003 | DOSSERT , MC-250-12
MOLCO003 | MAC ELECTRICAL CONNECTORS , ME250-12
MOLCO004 | BURNDY CORP. , ZM14-25
MOLCO004 | DOSSERT , MC-250-14
MOLCO004 | MAC ELECTRICAL CONNECTORS , ME250-14
MOLCO005 | BURNDY CORP. , ZM20-25
MOLCO005 | DOSSERT , MC-250-20
MOLCO005 | MAC ELECTRICAL CONNECTORS , ME250-20
MOLCO006 | BURNDY CORP. , ZM24-25
MOLCO007 | BURNDY CORP. , Z3434
MOLCO007 | DOSSERT , C50-50
MOLCO007 | MAC ELECTRICAL CONNECTORS , UC500-500
MOLCS001 | 3M , QI-13/70-235-JEA
MOLCS002 | 3M , QI-17/70-457
MOLPL001 | BURNDY CORP. , Z29P
MOLSC002 | BURNDY CORP. , ZMLDN520
MOLSC005 | BURNDY CORP. , ZMLDN420
NUTBC500 | ALLIED BOLT, INC. , 24582
NUTBC500 | ANDERSON , HNB-500
NUTBC500 | BURNDY CORP. , 50HEN-ET
NUTBC500 | DIXIE ELECTRIC , D-1/2SB
NUTBC500 | PENN-UNION , HN1213
NUTBC500 | THREADED FASTENERS INC. , TF5010HNP
NUTEY002 | ADSCO , OEN58
NUTEY002 | ALLIED BOLT, INC. , 5876
NUTEY002 | ALUMA-FORM , AF1092
NUTEY002 | BARRON BETHEA , OEN-2A
NUTEY002 | CHAMP , CH58EN
NUTEY002 | CHANCE , 6502
NUTEY002 | CONTINENTAL ELECTRIC , EN-5
NUTEY002 | DIXIE ELECTRIC , D-6502
NUTEY002 | FLORIDA WIRE AND CABLE , FW1092
NUTEY002 | JOSLYN HI-VOLTAGE CORP. , J1092
NUTEY002 | MC GRAW EDISON , DG2E3
NUTEY002 | PLP , EN-5
NUTEY002 | POLE LINE HARDWARE CO. , OEN-58
NUTEY002 | POWERLINE HARDWARE CO. , P1092
NUTEY002 | RICHARDS MFG. CO. , RENUT-1
NUTEY002 | THREADED FASTENERS INC. , TF1092
NUTEY002 | UTILITIES SERVICE , 450
NUTEY003 | ALLIED BOLT, INC. , 5877
NUTEY003 | ALUMA-FORM , AF1093
NUTEY003 | BARRON BETHEA , OEN-2B
NUTEY003 | CHAMP , CH34EN
NUTEY003 | CHANCE , 6503
NUTEY003 | CONTINENTAL ELECTRIC , EN-6
NUTEY003 | DIXIE ELECTRIC , D-6503
NUTEY003 | FLORIDA WIRE AND CABLE , FW1093
NUTEY003 | JOSLYN HI-VOLTAGE CORP. , J1093
NUTEY003 | MC GRAW EDISON , DG2E4
NUTEY003 | PLP , EN-6
NUTEY003 | POLE LINE HARDWARE CO. , OEN-34
NUTEY003 | POWERLINE HARDWARE CO. , P1093
NUTEY003 | THREADED FASTENERS INC. , TF1093
NUTEY003 | UTILITIES SERVICE , 451
NUTEY004 | HUGHES BROTHERS , EN80
NUTEY004 | THREADED FASTENERS INC. , 87CNEOG
NUTSL003 | ALLIED BOLT, INC. , 22010
NUTSL003 | ALUMA-FORM , AF8583
NUTSL003 | CHANCE , 3512
NUTSL003 | COOPER POWER SYSTEMS , DF3N4
NUTSL003 | DIXIE ELECTRIC , D-3512
NUTSL003 | FLORIDA WIRE AND CABLE , FW8583
NUTSL003 | HUGHES , MF-60
NUTSL003 | JOSLYN HI-VOLTAGE CORP. , J8583
NUTSL003 | LINE HARDWARE MFG. CO. , SLN-58
NUTSL003 | POWERLINE HARDWARE CO. , P8583
NUTSL003 | THREADED FASTENERS INC. , TF8583
NUTSL004 | ALLIED BOLT, INC. , 22011
NUTSL004 | ALUMA-FORM , AF8584
NUTSL004 | CHANCE , 3513
NUTSL004 | COOPER POWER SYSTEMS , DF3N6
NUTSL004 | DIXIE ELECTRIC , D-3513
NUTSL004 | FLORIDA WIRE AND CABLE , FW8584
NUTSL004 | HUGHES , MF-70
NUTSL004 | JOSLYN HI-VOLTAGE CORP. , J8584
NUTSL004 | POWERLINE HARDWARE CO. , P8584
NUTSL004 | LINE HARDWARE MFG. CO. , SLN-34
NUTSL004 | THREADED FASTENERS INC. , TF8584
NUTSL005 | ALLIED BOLT, INC. , 22014
NUTSL005 | CHANCE , 3514
NUTSL005 | COOPER POWER SYSTEMS , DF3N8
NUTSL005 | HUGHES , MF-80
NUTSL005 | JOSLYN HI-VOLTAGE CORP. , J8584 1/2
NUTSL005 | LINE HARDWARE MFG. CO. , SLN-70
NUTSL005 | POWERLINE HARDWARE CO. , P8584-1/2
NUTSL005 | THREADED FASTENERS INC. , TF8584.5
NUTSL006 | ALLIED BOLT, INC. , 22015
NUTSL006 | CHANCE , 3515
NUTSL006 | COOPER POWER SYSTEMS , DF3N9
NUTSL006 | HUGHES BROTHERS , MF100
NUTSL006 | JOSLYN HI-VOLTAGE CORP. , J8585
NUTSL006 | THREADED FASTENERS INC. , TF8585
NUTTE001 | ALUMA-FORM , AF6510
NUTTE001 | BARRON BETHEA , EN-4A
NUTTE001 | CHANCE , 6510
NUTTE001 | CONTINENTAL ELECTRIC , TN-5
NUTTE001 | DIXIE ELECTRIC , D-6510
NUTTE001 | FLORIDA WIRE AND CABLE , FW6510
NUTTE001 | JOSLYN HI-VOLTAGE CORP. , J6510
NUTTE001 | MC GRAW EDISON , DG1E1
NUTTE001 | POWERLINE HARDWARE CO. , P6510
NUTTE001 | UTILITIES SERVICE , C580
NUTTE002 | ALLIED BOLT, INC. , 5051
NUTTE002 | BARRON BETHEA , EN-4B
NUTTE002 | CHANCE , 6511
NUTTE002 | CONTINENTAL ELECTRIC , TN-6
NUTTE002 | DIXIE ELECTRIC , D-6511
NUTTE002 | FLORIDA WIRE AND CABLE , FW6511
NUTTE002 | JOSLYN HI-VOLTAGE CORP. , J6511
NUTTE002 | MC GRAW EDISON , DG1E2
NUTTE002 | POWERLINE HARDWARE CO. , P6511
NUTTE002 | THREADED FASTENERS INC. , TF6511
NUTTE002 | UTILITIES SERVICE , C340
NUTTE003 | ALLIED BOLT, INC. , 5046
NUTTE003 | BARRON BETHEA , EN-5B
NUTTE003 | CHANCE , 6561
NUTTE003 | CONTINENTAL ELECTRIC , TN2-6
NUTTE003 | DIXIE ELECTRIC , D-6561
NUTTE003 | FLORIDA WIRE AND CABLE , FW6516
NUTTE003 | JOSLYN HI-VOLTAGE CORP. , J6516
NUTTE003 | POWERLINE HARDWARE CO. , P6516
NUTTE003 | THREADED FASTENERS INC. , TF6516
PLGSO001 | COOPER POWER , ISB225
PLGSO001 | ELASTIMOLD , 272SOP
PLGSO001 | HUBBELL , 9U07BCF100
PLGSO005 | ELASTIMOLD , K650SOP
PLGSO005 | RICHARDS MFG. CO. , P625IPB
PLGVT002 | COOPER POWER SYSTEMS , 2637193B01M
PLGVT002 | COOPER POWER SYSTEMS , DIP625A
PLGVT002 | ELASTIMOLD , K650B1P
PLGVT002 | ITT BLACKBURN , T16C
POLAL010 | GENERAL STRUCTURES, INC. , CPA-2-8025-35-STD-PWDR CT-PK111
POLAL010 | HAPCO , 34817-P1
RACUC002 | ATLAS POWER PRODUCTS , APP-1767
RACUC002 | HUBBELL POWER SYSTEMS, INC. , DU1B29
RACUC002 | INWESCO INC. , 11B13
RACUC002 | INWESCO INC. , 11C13
RACUC002 | MACLEAN POWER SYSTEMS , APP-1767
RACUC003 | ACTION MANUFACTURING , AMI-2710
RACUC003 | HUBBELL POWER SYSTEMS, INC. , DU1B30
RACUC003 | MACLEAN POWER SYSTEMS , APP-1792
RECFT001 | COOPER POWER SYSTEMS , 2637881C01M
RECFT001 | COOPER POWER SYSTEMS , LFI225
RECPA002 | COOPER POWER SYSTEMS , LPC225
RECPA002 | COOPER POWER SYSTEMS , LPC225FP
RECPA002 | ELASTIMOLD , 273DRG-3
RECPA002 | RICHARDS MFG. CO. , 22LBICG
RECPA004 | ELASTIMOLD , 274FT2-AB
RECPA004 | HUBBELL , 228FTPL
RECSP001 | COOPER POWER SYSTEMS , KEV470B13
RECSP002 | COOPER POWER SYSTEMS , KEV4200B13
REGIC011 | AIRGAS SOUTH , Y11N124GHF-AG
RODAR005 | CHANCE , 80AAR-059
RODAR005 | DULMISON , AAR 2305
RODAR005 | HELICAL , AAR-539
RODAR005 | PREFORMED LINE PRODUCTS CO. , AR-0135
RODAR007 | CHANCE , 100AAR-070
RODAR007 | DULMISON , AAR2950
RODAR007 | HELICAL , AAR-547
RODAR007 | PREFORMED LINE PRODUCTS CO. , AR-0143
RODAR008 | CHANCE , 100AAR-086
RODAR008 | DULMISON , AAR 3835
RODAR008 | HELICAL , AAR-553
RODAR008 | PREFORMED LINE PRODUCTS CO. , AR-0164
RODGR003 | ERICO PRODUCTS , 615880
RODGR003 | GALVAN INDUSTRIES , 6258
RODGR003 | POWERLINE HARDWARE CO. , PLH588C
RODGR003 | SOUTHERN GROUNDING , C588
SAFGR001 | CHANCE , G1Y430HCA2F10
SAFGR001 | IRBY , GS40X30AAFFBTWW
SAFGR002 | HUBBELL POWER SYSTEMS, INC. , G1Y420BCA2F10
SAFGR002 | IRBY , GS40X20AAFFBTWW
SAFGR003 | HUBBELL POWER SYSTEMS, INC. , G1Y415BCA2F10
SAFGR003 | IRBY , GS40X15AAFFBTWW
SAFGR004 | HUBBELL POWER SYSTEMS, INC. , G1Y415BCA2A20
SAFGR004 | IRBY , GS40X15AAWW
SAFGR005 | CHANCE , G1Y410HCA2A20
SAFGR005 | HUBBELL POWER SYSTEMS, INC. , G1Y410BCA2A20
SAFGR005 | IRBY , GS40X10AAWW
SAFGR006 | HUBBELL POWER SYSTEMS, INC. , G1Y407BCA2A20
SAFGR006 | IRBY , GS40X7AAWW
SAFGR007 | CHANCE , G1Y405HCA2A20
SAFGR007 | HUBBELL POWER SYSTEMS, INC. , G1Y405BCA2A20
SAFGR007 | IRBY , GS40X5AAWW
SAFHO004 | SALISBURY , UC
SAFHO007 | SALISBURY , OR150-6C
SAFHP001 | SALISBURY , PTHL
SCWHI366 | ORDER BY DESCRIPTION , OBD
SCWLA002 | ALLIED BOLT, INC. , 529-500
SCWLA002 | ALUMA-FORM , AF8754TP
SCWLA002 | CHANCE , 508754
SCWLA002 | DIXIE ELECTRIC , D-8754
SCWLA002 | FLORIDA WIRE AND CABLE , FW8754P
SCWLA002 | JOSLYN HI-VOLTAGE CORP. , J8754P
SCWLA002 | LINE HARDWARE MFG. CO. , LSFD-124PP
SCWLA002 | POWERLINE HARDWARE CO. , P0036-T
SCWLA002 | MC GRAW EDISON , DF9L4
SCWLA005 | ALLIED BOLT, INC. , 7190DW-50
SCWLA005 | ELECTRICAL MATERIALS CO. , 106M
SCWLA005 | MACLEAN POWER SYSTEMS , J26486.1
SHAAN001 | BETHEA NATIONAL , ASH-45
SHAAN001 | FLAGG (MIF) , 12300
SHAAN001 | JOSLYN HI-VOLTAGE CORP. , BT3022
SHAAN001 | LAPP , 305734
SHAAN001 | LINDSEY , 3260BNC
SHAAN002 | ANDERSON , AS35
SHAAN002 | BETHEA NATIONAL , ASH-56
SHAAN002 | FLAGG (MIF) , 13302
SHAAN002 | LAPP , 305736
SHAAN002 | LINDSEY , 3261
SHAAN002 | RELIABLE POWER PRODUCTS , ASH-56
SHAAN003 | ANDERSON , AS50
SHAAN003 | BETHEA NATIONAL , ASH-66A
SHAAN003 | JOSLYN HI-VOLTAGE CORP. , BT3025
SHAAN003 | LINDSEY , 3252BNC
SHAAN003 | RELIABLE POWER PRODUCTS , ASH-66A
SHAAN004 | LAPP , 306453-HN
SHAAN004 | LINDSEY , 3252BNC
SHAAN004 | RELIABLE POWER PRODUCTS , ASH-66-BC
SHACH001 | BREWER TITCHENER CORP. , 3026HT
SHACH001 | FLAGG (MIF) , 15302
SHACH001 | HUBBELL POWER SYSTEMS, INC. , AS50
SHACH001 | MC GRAW EDISON , WBT3026
SLEAJ003 | BURNDY CORP. , YNS39R
SLEAJ003 | HOMAC , 879
SLEAJ005 | ANDERSON , 40126
SLEAJ005 | BURNDY CORP. , YNS49R
SLEAJ007 | ANDERSON , OAJS-1800
SLEAJ007 | BURNDY CORP. , YNS56R
SLEAJ007 | BURNDY CORP. , YNSR56RT
SLEAL001 | ANDERSON , VANS6-6
SLEAL001 | BURNDY CORP. , YSS6RG2
SLEAL001 | HOMAC , SNG66
SLEAL001 | ITT BLACKBURN , TR61
SLEAL001 | KEARNEY , 30008
SLEAL001 | PENN-UNION , PNK-44
SLEAL002 | ANDERSON , VANS4-4
SLEAL002 | BURNDY CORP. , YSS4R
SLEAL002 | HOMAC , SNG44
SLEAL002 | ITT BLACKBURN , TR63
SLEAL002 | KEARNEY , 30009
SLEAL002 | PENN-UNION , PNK-22
SLEAL002 | UTILITY STANDARD , USYSS4R
SLEAL003 | ANDERSON , VANS1-1
SLEAL003 | BURNDY CORP. , YSS2R
SLEAL003 | HOMAC , SNG22
SLEAL003 | ITT BLACKBURN , TR64
SLEAL003 | KEARNEY , 30010
SLEAL003 | PENN-UNION , PNK-11
SLEAL003 | UTILITY STANDARD , USYSS2R
SLECJ001 | ANDERSON , VHS-4/0
SLECJ001 | BURNDY CORP. , YCS-21
SLECJ001 | DOSSERT , LCS-21
SLECJ001 | HOMAC , C-4/0
SLECJ001 | ITT BLACKBURN , CU40
SLECJ001 | KEARNEY , HR4/0-7CJ
SLECJ001 | PENN-UNION , BBCU4/0
SLECJ001 | RICHARDS MFG. CO. , CC12
SLEFT004 | BURNDY CORP. , YCS26R
SLEFT006 | ANDERSON , FTR-4/0
SLEFT006 | BURNDY CORP. , YDS28RL
SLEFT006 | FRANKEL , FTT-4/0E
SLEFT006 | HOMAC , 16101
SLEFT006 | ITT BLACKBURN , RC40
SLEFT006 | KEARNEY , H4/0-61AS
SLEFT006 | PENN-UNION , KFAS-4/0-61
SLEFT008 | ANDERSON , FTR-636
SLEFT008 | BURNDY CORP. , YDS361AT
SLEFT008 | HOMAC , 2186
SLEFT008 | KEARNEY , HR636-37AL
SLEFT010 | BURNDY CORP. , YTS39R43RS
SLEFT010 | FARGO , TJA-2208
SLEFT012 | BURNDY CORP. , YTS431A
SLEFT012 | HOMAC , 2190
SLEFT013 | ALCOA , 33049
SLEFT013 | BURNDY CORP. , YTS48R48RS
SLEFT013 | FARGO , TJA-4121
SLEMO001 | BURNDY CORP. , Z88C3429
SLEMO001 | DOSSERT , MIS25-60-138
SLEMO001 | MULTI-AMP CORP. , USS-500
SLERE003 | ALCOA , 5230.3
SLERE003 | BURNDY CORP. , YNU451R
SLERE003 | HOMAC , 28816
SLERE004 | ALCOA , 5234.3
SLERE004 | BURNDY CORP. , YNU49R
SLERE004 | HOMAC , 28818
SLESE001 | ANDERSON , ACS-4-6
SLESE001 | ANDERSON , VAUS6-6
SLESE001 | BURNDY CORP. , YSU2W4W
SLESE001 | HOMAC , UIB-46
SLESE001 | ITT BLACKBURN , CS67
SLESE001 | KEARNEY , 20692
SLESE001 | PENN-UNION , PSK-24
SLESE003 | ANDERSON , ACS-2-6
SLESE003 | ANDERSON , VAUS1-6
SLESE003 | BURNDY CORP. , YSU2R4W
SLESE003 | HOMAC , UIB-26
SLESE003 | ITT BLACKBURN , CS71
SLESE003 | KEARNEY , 20690
SLESE003 | PENN-UNION , PSK-14
SLESE005 | ANDERSON , VAUS1-1
SLESE005 | BURNDY CORP. , YSU2R2R
SLESE005 | HOMAC , UIB-22
SLESE005 | ITT BLACKBURN , CS73
SLESE005 | KEARNEY , 20688
SLESE005 | PENN-UNION , PSK-11
SLESE007 | ANDERSON , ACS-1/0-1/0
SLESE007 | ANDERSON , VAUS1/0-1/0
SLESE007 | BURNDY CORP. , YSU25R25R
SLESE007 | HOMAC , UIB-1010
SLESE007 | ITT BLACKBURN , CS78
SLESE007 | KEARNEY , 30198
SLESE007 | PENN-UNION , PSK-00
SLESW004 | BURNDY CORP. , YDS7M9T
SOCEY003 | LINDSEY , 3355
SOCEY003 | PREFORMED LINE PRODUCTS CO. , SE-5154
SOCEY004 | CHANCE , C904-0089
SOCEY004 | LAPP , 36912
SOCEY004 | LINDSEY , 3378
SOCEY004 | MACLEAN POWER SYSTEMS , SI-500
SOCEY004 | MC GRAW EDISON , WBT3044
SOCEY004 | PREFORMED LINE PRODUCTS CO. , SE-5152
SOCNA001 | BURNDY CORP. , Z34NR
SOCNA001 | MAC PRODUCTS INC. , US 500 A
SPDEX001 | BURNDY CORP. , FB13G20
SPDEX001 | CARR INDUSTRIES , 908470
SPDEX001 | POWERCON CORP. , JEA001
SPDEX005 | BURNDY CORP. , FB13G23
SPDEX005 | POWERCON CORP. , JEA002
SPLAC001 | FARGO , GL111
SPLAC001 | RELIABLE ELECTRIC CO. , 61
SPLAC002 | COPPERWELD , 8A
SPLAC002 | FARGO , GL112
SPLAC002 | RELIABLE ELECTRIC CO. , 41
SPLAC003 | COPPERWELD , 6A
SPLAC003 | FARGO , GL113
SPLAC003 | RELIABLE ELECTRIC CO. , 47
SPLAC004 | COPPERWELD , 5A
SPLAC004 | FARGO , GL114
SPLAC004 | RELIABLE ELECTRIC CO. , 21
SPLAC005 | COPPERWELD , 4A
SPLAC005 | FARGO , GL115
SPLAC005 | RELIABLE ELECTRIC CO. , 27
SPLAC006 | COPPERWELD , 3A
SPLAC006 | FARGO , GL116
SPLAC006 | RELIABLE ELECTRIC CO. , 101
SPLAC007 | COPPERWELD , 2A
SPLAC007 | FARGO , GL117
SPLAC007 | RELIABLE ELECTRIC CO. , 107
SPLAC008 | FARGO , GL118
SPLAC008 | RELIABLE ELECTRIC CO. , 207
SPLAC009 | FARGO , GL119
SPLAC009 | RELIABLE ELECTRIC CO. , 307
SPLAC010 | FARGO , GL120
SPLAC010 | RELIABLE ELECTRIC CO. , 407
SPLAC011 | FARGO , GL130
SPLAU001 | HUBBELL POWER SYSTEMS, INC. , GLS50002
SPLAU001 | RELIABLE ELECTRIC CO. , 5002
SPLAU002 | HUBBELL POWER SYSTEMS, INC. , GLS5042
SPLAU002 | RELIABLE ELECTRIC CO. , 5042
SPLAU003 | HUBBELL POWER SYSTEMS, INC. , GLS5043
SPLAU003 | RELIABLE ELECTRIC CO. , 5043
SPLAU004 | HUBBELL POWER SYSTEMS, INC., GL4042AKR
SPLAU005 | HUBBELL POWER SYSTEMS, INC. , GL4076AKR
SPLAU006 | FARGO , GL-1195A
SPLAU007 | BLACKBURN , ATS3040
SPLAU007 | HUBBELL POWER SYSTEMS, INC. , GL4098
SPLAU007 | MACLEAN POWER SYSTEMS , 7656AP
SPLAU009 | FARGO , GL-410
SPLAU009 | MACLEAN POWER SYSTEMS , 7658AP
SPLAU010 | HUBBELL POWER SYSTEMS, INC. , GL1333A
SPLAU016 | FARGO , GL-150
SPLAU016 | RELIABLE ELECTRIC CO. , 4161
SPLIN001 | 3M , QS4-15SP-JEA
SPLIN001 | PRYSMIAN CABLE & SYSTEMS , 15SIPJCE-750-CU-GB460-JEA
SPLIN001 | PRYSMIAN CABLE & SYSTEMS , 15SIPJCe-C-350-750ALSB
SPLKI008 | 3M , 5488A-1750-2000 QSIII
SPLKT003 | MMM/3M , QI-LV-2250-JEA
SPLKT004 | MMM/3M , QI-10/37-270-JEA
SPLKT005 | MMM/3M , QI-LV-4060-JEA
SPLKT006 | HOMAC , USK350
SPLKT006 | PLP , HT8-500/350K
SPLKT006 | UTILCO , SSK-350
SPLKT007 | HOMAC , USK500
SPLRP003 | RAYCHEM , S1189-3-600(B25)
SPLSB001 | SICAME , MTRS-04
SPLSH004 | 3M , QS4-25kV-QCI-500-1000-JEA
SPLST007 | 3M , QS25-1/0-JEA
SPLST007 | ELASTIMOLD , 25PCJ1J1240
SPLST007 | RICHARDS MFG. CO. , 62SSCNOR1-JA
SPLST008 | COOPER POWER , 2604905B05
SPLST008 | ELASTIMOLD , 25PCJ1L1300
SPLST008 | ITT BLACKBURN , S65CJAR
SPLST008 | MMM/3M , 5423-CI-350
SPLTR003 | RAYCHEM , HVS-T-1581E-S W/CONNECTOR
SPLTR005 | PRYSMIAN CABLE & SYSTEMS , 15-IP-T3 PILC-350-750ALSB
SPLTR005 | RAYCHEM , HVS-T-1583E-S W/[3] 3M QCI-350-750 CONTINUOUS SHEARBOLT CONNECTORS
SPLTR006 | TYCO/RAYCHEM , HVSR-T-1584
SPLTR007 | RAYCHEM , HVS-T-1582E-S
STAPL002 | ALLIED , 22096
STAPL002 | MACLEAN , J7656
STAPL003 | ALLIED BOLT, INC. , 22099
STAPL003 | MACLEAN , J7672
STICO001 | ITT BLACKBURN , SCO21
STICO001 | PENN-UNION , KKB0-1/0-2
STIWE001 | AMP , 81345-1
STIWE001 | CPI , 336875
STIWE001 | HOMAC , A-4035-S20-SH
STIWE001 | UTILITY COMPONENTS INC. , A-4035-S20-SH
STIWE002 | AMP , 81345-4
STIWE002 | CPI , 636556
STIWE002 | HOMAC , A-5045-S20-SH
STIWE002 | UTILITY COMPONENTS INC. , A-5045-S20-SH
STIWE003 | CPI , 119375
STPST005 | APPLETON ELECTRIC CO. , CF-200
STPST005 | BRIDGEPORT , 1906
STPST005 | HOLUB IND. , 16-416
STPST005 | RACO INC. , 2238
STPST005 | STEEL CITY , HS-906
STULI001 | CHANCE , C903-9508
STULI001 | COOPER POWER SYSTEMS , DF19M3
STULI001 | JOSLYN HI-VOLTAGE CORP. , J25249.1
STULI001 | LAPP , 301614
STULI001 | LINE HARDWARE MFG. CO. , LPS-34-134
STULI001 | OHIO BRASS , 87573
STULI001 | POWERLINE HARDWARE CO. , P25249.1
STULI001 | UTILITIES SERVICE , 6502
STULI002 | CHANCE , C903-9514
STULI002 | COOPER POWER SYSTEMS , DF19M2
STULI002 | HUGHES , 2752.2
STULI002 | JOSLYN HI-VOLTAGE CORP. , J25248.7
STULI002 | LAPP , 11612A
STULI002 | MACLEAN POWER SYSTEMS , J25248.1
STULI002 | OHIO BRASS , 87564
STULI002 | POWERLINE HARDWARE CO. , P25248.1
STULI002 | UTILITIES SERVICE , 6511-7
STULI003 | CHANCE , C903-9517
STULI003 | COOPER POWER SYSTEMS , DF19M4
STULI003 | HUGHES , 2753.1A
STULI003 | JOSLYN HI-VOLTAGE CORP. , J25250.1
STULI003 | LAPP , 10187A
STULI003 | LINE HARDWARE MFG. CO. , LPS-34-700
STULI003 | OHIO BRASS , 87574
STULI003 | POWERLINE HARDWARE CO. , P25250.1
STULI003 | UTILITIES SERVICE , 6512-7
SUPSH001 | HUGHES BROTHERS , AS2613-H1
SWEGR001 | S AND C ELECTRIC CO. , 135734R2 PER ED-153-R5
SWEGR001 | SIEMENS , JE994X-40
SWEGR002 | S AND C ELECTRIC CO. , 135754R2-SXXX
SWEGR002 | SIEMENS , JE984P-H
SWEGR002 | SIEMENS , JE994P-40
SWEHO016 | KEARNEY, 125824-20JEA
SWEHO017 | KEARNEY , 125825-20JEA
SWEHO019 | USCO POWER EQUIPMENT CORP. , HH6V-03812-LP
SWEIN002 | BRIDGES ELECTRIC INC. , 350-M
SWEUN001 | CHANCE , M3H62A0067
SWEUN001 | CLEAVELAND/PRICE INCORPORATED , C102A262G01
SWEUN001 | COOPER POWER SYSTEMS , D73P26S0E-JEA
SWEUN001 | ROYAL , 19916CJEA100.B
SWEUN001 | S AND C ELECTRIC CO. , 14712-ED5
TAGCA005 | ELECTROMARK , URD-PS-KIT WHITE
TAGCA005 | LEM PRODUCTS , LTSURD1
TAPEL009 | 3M , 33+SUPER-3/4X76FT
TAPEL009 | BGENERAL , 33+
TAPEL031 | GTG ENGINEERING , R1-5-8A
TAPEL032 | GTG ENGINEERING , R1-5-8K40
TAPHS005 | 3M , 2228-2"x36"
TAPSE003 | GRAINGER , ITEM: 3PDLS; MODEL: 26130
TEECO001 | ALCOA , TTOC13
TEECO003 | ALCOA , TTOC10
TEEDE002 | BARRON BETHEA , GEP-78
TEEDE002 | CONTINENTAL ELECTRIC , EPR-77-7
TEEDE002 | FLAGG (MIF) , PX37B
TEEDE002 | PLP , EP6-77
TEEDE002 | PREFORMED LINE PRODUCTS CO. , EP6-77
TEEDE003 | HUBBELL POWER SYSTEMS, INC. , PSC203-0532
TEEDE003 | LINDSEY , R-26737
TEEDE003 | MACLEAN POWER SYSTEMS , EPF-88-8
THECS008 | MMM/3M , SJ-2FB
THEHS002 | 3M , SKE 15/40
THEHS002 | IKEBANA , IXL120
THEHS002 | INERTIA-REPL , EC3A
THEHS002 | RAYCHEM , ESC-3 (A OR S)
THEHS003 | IKEBANA , IXL130
THEHS003 | INERTIA-REPL , EC4A
THEHS003 | INERTIA-REPL , NTRS02135
THEHS003 | MMM/3M , SKE 25/63
THEHS003 | RAYCHEM , ESC-4 (A OR S)
THEHS004 | IKEBANA , IXL145
THEHS004 | INERTIA-REPL , EC6A
THEHS004 | MMM/3M , SKE 45/100
THEHS004 | RAYCHEM , ESC-6 (A OR S)
THEHS005 | CANUSA-EMI , CFW 1100-12-D
THEHS005 | INERTIA-REPL , HWT3008-12A
THEHS005 | MMM/3M , ITCSN-1100-12
THEHS005 | RAYCHEM , WCSM 33/8-300-S
THEHS006 | CANUSA , CFW2000-12D
THEHS006 | INERTIA-REPL , HWT5518-12A
THEHS006 | MMM/3M , ITCSN-2000-12
THEHS006 | RAYCHEM , WCSM 56/16-300-S
THEHS007 | CANUSA-EMI , CFW 2700-9.8-D
THEHS007 | INERTIA-REPL , HWT6521-10A
THEHS007 | RAYCHEM , WCSM-70/20-300-S
THEHS008 | CANUSA-EMI , CFW 2700-15.75-D
THEHS008 | RAYCHEM , WCSM-70/21-400-S
THEHS012 | CANUSA , CRDW-2
THEHS012 | INERTIA-REPL , WRS2-36
THEHS012 | MMM/3M , 80/25-1200
THEHS012 | RAYCHEM , CRSM84/20-870
THIEY001 | BARRON BETHEA , B12B
THIEY001 | CHANCE , 6520
THIEY001 | CONTINENTAL ELECTRIC , TE-6
THIEY001 | DIXIE ELECTRIC , D6520
THIEY001 | FLAGG (MIF) , P126A
THIEY001 | FLORIDA WIRE AND CABLE , FW6551
THIEY001 | JOSLYN HI-VOLTAGE CORP. , J6551
THIEY001 | LINE HARDWARE MFG. CO. , TEL-34
THIEY002 | CHANCE , 6562
THIEY002 | FORESIGHT PRODUCTS INC. , TE-1D
THIEY002 | JOSLYN HI-VOLTAGE CORP. , J16562
TIEPR001 | DULMISON , STF 0805T
TIEPR001 | PREFORMED LINE PRODUCTS , STF-1154-P
TIEPR002 | HELICAL , HSTF022
TIEPR002 | PREFORMED LINE PRODUCTS , STF-1155-P
TIEPR004 | HELICAL , HSTF031
TIEPR004 | PREFORMED LINE PRODUCTS , STF-1159-P
TIEPR005 | HELICAL , HSTF038
TIEPR005 | PREFORMED LINE PRODUCTS , STF-1162-P
TIEPR006 | HELICAL , HDTF018
TIEPR006 | PREFORMED LINE PRODUCTS CO. , UTF-1204
TIEPR006 | SLACAN , 80038
TIEPR009 | CHANCE , 130-AWTT-F
TIEPR009 | HELICAL , HDTF033
TIEPR009 | PREFORMED LINE PRODUCTS , UTF-1210
TIEPR009 | SLACAN , 80053
TIEPR010 | HELICAL , HDTF038
TIEPR010 | PREFORMED LINE PRODUCTS , UTF-1212
TLSTP001 | TWISTARP , OBD
TOLGC001 | EAGLE LINE TOOLS , PG-1302
TOLGC001 | KLEIN TOOL , 1604-20
TOLGC001 | YALE , LMG 4500 RANGE 8-3/0
TRMCA003 | ELASTIMOLD , 35MTG-JB7504221 W/ CS420
TRMCA003 | MMM/3M , 7655-S-HSG-4-S-L-MBAF
TRMCA015 | ELASTIMOLD , 35MTG-GH10-10-4-CS420
TRMCA015 | MMM/3M , 5646-1/0SP-MBAF-JEA
TRMCA015 | TYCO/RAYCHEM , TFT-352E-1/0-CS820
TRMCA018 | ELASTIMOLD , 35MTG-GH10-8-3
TRMCA018 | ELASTIMOLD , R2T35J2-N0240
TRMCA018 | MMM/3M , 5646-40132
TRMCA018 | TYCO/RAYCHEM , TFT-352E-1/0-2
TRMCA019 | ELASTIMOLD , 35MTG-JA350-8-3
TRMCA019 | MMM/3M , 5647-40156
TRMCA019 | TYCO/RAYCHEM , TFT-353E-350-2
TRMCA020 | MMM/3M , 5648-SAL1000N
TRMCA020 | TYCO/RAYCHEM , TFT-354E-1000-JEA
TRMCA021 | MMM/3M , 7655-S-HSG-4-QL2-500-750-JEA (QT3)
TRMCA021 | RAYCHEM , CSTOL 154G SL2 B7
WASBA500 | ALLIED BOLT, INC. , 5595
WASBA500 | ANDERSON , BW-500
WASBA500 | BURNDY CORP. , 060016-BUR
WASBA500 | BURNDY CORP. , 50X106BWSS
WASBA500 | THREADED FASTENERS INC. , TFBW500
WASFH400 | ALLIED BOLT, INC. , 38FWSB
WASFH400 | BURNDY CORP. , 38FWBOX
WASFH400 | THREADED FASTENERS INC. , TF37NNFB
WASLO022 | FASTENAL , 75240
WASLO022 | PENN-UNION , SLW-12-TN
WASLO022 | THREADED FASTENERS INC. , TF7552
WASLO023 | BURNDY CORP. , 50 NWET-BOX 100
WASLO023 | PENN-UNION , 1/2INTL/WTN100PK
WASRD001 | PENN-UNION , FW-12-TN
WASRD001 | THREADED FASTENERS INC. , TF50040FWP
WASRD002 | ALLIED BOLT, INC. , 249
WASRD002 | ALUMA FORM , AF1084
WASRD002 | CHANCE , 6801
WASRD002 | DIXIE ELECTRIC , D-6801
WASRD002 | FLORIDA WIRE AND CABLE , FW1084
WASRD002 | HUGHES , RW1-30
WASRD002 | JOSLYN HI-VOLTAGE CORP. , J1084
WASRD002 | MC GRAW EDISON , DF1W1
WASRD002 | THREADED FASTENERS INC. , TF1084
WASRD002 | UTILITIES SERVICE , 5476
WASRD003 | ALLIED BOLT, INC. , 104-100
WASRD003 | ALUMA FORM , AF1086
WASRD003 | CHANCE , 6803
WASRD003 | DIXIE ELECTRIC , D-6803
WASRD003 | FLORIDA WIRE AND CABLE , FW1086
WASRD003 | HUGHES , RW1-3/8-50
WASRD003 | JOSLYN HI-VOLTAGE CORP. , J1086
WASRD003 | MC GRAW EDISON , DF1W2
WASRD003 | POWERLINE HARDWARE CO. , P1086
WASRD003 | THREADED FASTENERS INC. , TF1086
WASRD004 | ALLIED BOLT, INC. , 11003-50
WASRD004 | ALUMA-FORM , AF1088
WASRD004 | CHANCE , 6805
WASRD004 | DIXIE ELECTRIC , D-6805
WASRD004 | FLORIDA WIRE AND CABLE , FW1088
WASRD004 | HUGHES , RW1-3/4-60
WASRD004 | JOSLYN HI-VOLTAGE CORP. , J1088
WASRD004 | MC GRAW EDISON , DF1W3
WASRD004 | POWERLINE HARDWARE CO. , P1088
WASRD004 | THREADED FASTENERS INC. , TF1088
WASRD004 | UTILITIES SERVICE , 5479
WASRD005 | ALLIED BOLT, INC. , 7017
WASRD005 | ALUMA-FORM , AF1089
WASRD005 | CHANCE , 6806
WASRD005 | DIXIE ELECTRIC , D-6806
WASRD005 | FLORIDA WIRE AND CABLE , FW1089
WASRD005 | HUGHES , RW2-70
WASRD005 | JOSLYN HI-VOLTAGE CORP. , J1089
WASRD005 | MC GRAW EDISON , DF1W4
WASRD005 | POWERLINE HARDWARE CO. , P1089
WASRD005 | THREADED FASTENERS INC. , TF1089
WASRD005 | UTILITIES SERVICE , 5480
WASRD006 | ALLIED BOLT, INC. , 7015-50
WASRD006 | HUGHES , RW2-80
WASRD006 | MC GRAW EDISON , DF1W5
WASRD006 | THREADED FASTENERS INC. , TF1090
WASRD007 | ALLIED BOLT, INC. , 7011
WASRD007 | CHANCE , 6808
WASRD007 | COOPER POWER SYSTEMS , DF1W6
WASRD007 | DIXIE ELECTRIC , D-6808
WASRD007 | THREADED FASTENERS INC. , TF6808
WASSC001 | ALLIED BOLT, INC. , 2873
WASSC001 | ALUMA-FORM , AFCW44-6
WASSC001 | BARRON BETHEA , GCW-41
WASSC001 | CONTINENTAL ELECTRIC , CW-44-6
WASSC001 | FLAGG (MIF) , P144
WASSC001 | POWERLINE HARDWARE CO. , CSW44
WASSC001 | RELIABLE POWER PRODUCTS , GCW-41R
WASSC001 | THREADED FASTENERS INC. , TFCSW44
WASSC002 | ALLIED BOLT, INC. , 2874
WASSC002 | ALUMA-FORM , AFCW44-7
WASSC002 | BARRON BETHEA , GCW-41A
WASSC002 | CONTINENTAL ELECTRIC , CW-44-7
WASSC002 | FLAGG (MIF) , P144B
WASSC002 | HUBBELL / CHANCE POWER SYSTEMS , GCW41A
WASSC002 | POWERLINE HARDWARE CO. , P6829
WASSC002 | RELIABLE POWER PRODUCTS , FWC-44-7
WASSC002 | THREADED FASTENERS INC. , TFCSW44A
WASSC003 | ALUMA-FORM , AFCW44-8
WASSC003 | BARRON BETHEA , GCW-41B
WASSC003 | FLAGG (MIF) , P145
WASSC003 | MACLEAN POWER SYSTEMS , CW-44-8
WASSC003 | POWERLINE HARDWARE CO. , P1086
WASSC003 | THREADED FASTENERS INC. , TFWCW448
WASSF001 | ALLIED BOLT, INC. , 11502
WASSF001 | ALUMA-FORM , AF1073
WASSF001 | CHANCE , 6811
WASSF001 | DIXIE ELECTRIC , D-6811
WASSF001 | JOSLYN HI-VOLTAGE CORP. , J1073
WASSF001 | MC GRAW EDISON , DF2W1
WASSF001 | POWERLINE HARDWARE CO. , P1073
WASSF001 | THREADED FASTENERS INC. , TF1073
WASSF002 | ALLIED BOLT, INC. , 11500
WASSF002 | ALUMA-FORM , AF1075
WASSF002 | CHANCE , 6813
WASSF002 | DIXIE ELECTRIC , D-6813
WASSF002 | FLORIDA WIRE AND CABLE , FW1075
WASSF002 | HUGHES , SW2-1/4-60
WASSF002 | JOSLYN HI-VOLTAGE CORP. , J1075
WASSF002 | MC GRAW EDISON , DF2W4
WASSF002 | POWERLINE HARDWARE CO. , P1075
WASSF002 | THREADED FASTENERS INC. , TF1075
WASSF003 | ALLIED BOLT, INC. , 11551
WASSF003 | ALUMA-FORM , AF1079
WASSF003 | CHANCE , 6817
WASSF003 | DIXIE ELECTRIC , D-6817
WASSF003 | FLORIDA WIRE AND CABLE , FW1079
WASSF003 | JOSLYN HI-VOLTAGE CORP. , J1079
WASSF003 | MC GRAW EDISON , DF2W7
WASSF003 | POWERLINE HARDWARE CO. , P1079
WASSF003 | THREADED FASTENERS INC. , TF1079
WASSF003 | UTILITIES SERVICE , 5487A
WASSF004 | ALUMA-FORM , AF1080
WASSF004 | CHANCE , 6819
WASSF004 | DIXIE ELECTRIC , D-6819
WASSF004 | HUGHES , SW4-80
WASSF004 | MACLEAN POWER SYSTEMS , J1082
WASSF004 | MC GRAW EDISON , DF2W12
WASSF004 | POWERLINE HARDWARE CO. , P1082
WASSF004 | THREADED FASTENERS INC. , TF1090
WASSF004 | UTILITIES SERVICE , 5489A
WASSP001 | ALLIED BOLT, INC. , 1192
WASSP001 | CHANCE , C205-0186
WASSP001 | ELECTRICAL MATERIALS CO. , MW58
WASSP001 | LINE HARDWARE MFG. CO. , DLW58XHD
WASSP001 | POWERLINE HARDWARE CO. , P177
WASSP001 | MACLEAN POWER SYSTEMS , J177
WASSP002 | ALLIED BOLT, INC. , 1193
WASSP002 | CHANCE , C205-0187
WASSP002 | ELECTRICAL MATERIALS CO. , MW34
WASSP002 | JOSLYN HI-VOLTAGE CORP. , J178
WASSP002 | LINE HARDWARE MFG. CO. , DLW34XHD
WASSP002 | THREADED FASTENERS INC. , TF6910
WASSP002 | POWERLINE HARDWARE CO. , P178
WASSP002 | UTILITIES SERVICE , 4398
WASSP003 | ALLIED BOLT, INC. , 7012
WASSP003 | CHANCE , 3539
WASSP003 | DIXIE ELECTRIC , D-3539
WASSP003 | JOSLYN HI-VOLTAGE CORP. , J3539
WASSP003 | MC GRAW EDISON , DF17W2
WASSP003 | THREADED FASTENERS INC. , TF3539
WASSP006 | ALLIED BOLT, INC. , 7016
WASSP006 | HUBBELL POWER SYSTEMS, INC. , C2050436
WASSP006 | JOSLYN HI-VOLTAGE CORP. , J3542
WASSP006 | THREADED FASTENERS INC. , TF3542
WASSP010 | HUGHES BROTHERS , SLW80
WASSP010 | THREADED FASTENERS INC. , 87NLOCG
WASSP010 | VICTORY BOLT & SPECIALTY INC. , 78 LW HDG
WASSP015 | HUGHES BROTHERS , SLW100
WASSP015 | THREADED FASTENERS INC. , 100NLOCG
WASSP015 | VICTORY BOLT & SPECIALTY INC. , 1 LW HDG
YOKPL003 | BETHEA POWER PRODUCTS , ASM-6725-25
YOKPL003 | LINDSEY , R-26573
SPLWY101 | RICHARDS MFG. CO. , P625JYRO101
SPLWY102 | RICHARDS MFG. CO. , P625JHR0-101
SPLWY103 | RICHARDS MFG. CO. , P625JIC
SPLWY104 | RICHARDS MFG. CO. , P625JSB2H9BC
SPLWY105 | RICHARDS MFG. CO. , P625JSB2LR2DD-JEA
SPLWY106 | RICHARDS MFG. CO. , P625JSB2KR3DD-JEA
SPLWY107 | RICHARDS MFG. CO. , P625JSB2MR4DD-JEA